IE | TYNDP2026 | NT | 2035 | TWh | 423 | Sub_sector | Transport | Others_Sector | Others_Sector | Energetic | other_final_demand_oil_energetic | Liquids | EU | Energy demand | 0 | FEC
IE | TYNDP2026 | NT | 2035 | TWh | 424 | Sub_sector | Others_Sector | Others_Sector | Others_Sector | Non-energetic | other_final_demand_oil_non_energetic | Liquids | EU | Energy demand | 0.36097 | not_included_in_FEC
IE | TYNDP2026 | NT | 2035 | TWh | 425 | Sub_sector | Transport | Others_Sector | Others_Sector | Energetic | other_final_demand_other_energetic | Others | EU | Energy demand | 0 | FEC
IE | TYNDP2026 | NT | 2035 | TWh | 426 | Sub_sector | Transport | Others_Sector | Others_Sector | Energetic | other_final_demand_ammonia_energetic | Ammonia | EU | Energy demand | 0 | FEC
IE | TYNDP2026 | NT | 2035 | TWh | 427 | Sub_sector | Industry | Surplus_Heat_in_Industry | Surplus_Heat_in_Industry | Energetic | final_demand_of_industry_unused_local_production_steam_hot_water | Heat | EU | Energy demand | 0 | FEC
IE | TYNDP2026 | NT | 2035 | TWh | 429 | Sub_sector | Agriculture | Total | Agriculture | Energetic | agriculture_final_demand_electricity_energetic | Electricity | EU | Energy demand | 0.59093 | FEC
IE | TYNDP2026 | NT | 2035 | TWh | 430 | Sub_sector | Agriculture | Total | Agriculture | Energetic | agriculture_final_demand_hydrogen_energetic | Hydrogen | EU | Energy demand | 0 | FEC
IE | TYNDP2026 | NT | 2035 | TWh | 431 | Sub_sector | Agriculture | Total | Agriculture | Energetic | agriculture_final_demand_methane_energetic | Methane | EU | Energy demand | 0.039976 | FEC
IE | TYNDP2026 | NT | 2035 | TWh | 432 | Sub_sector | Agriculture | Total | Agriculture | Energetic | agriculture_final_demand_heat_energetic | Heat | EU | Energy demand | 0 | FEC
IE | TYNDP2026 | NT | 2035 | TWh | 433 | Sub_sector | Agriculture | Total | Agriculture | Energetic | agriculture_final_demand_biomass_energetic | Biomass | EU | Energy demand | 0.02455 | FEC
IE | TYNDP2026 | NT | 2035 | TWh | 434 | Sub_sector | Agriculture | Total | Agriculture | Energetic | agriculture_final_demand_coal_energetic | Solids | EU | Energy demand | 0 | FEC
IE | TYNDP2026 | NT | 2035 | TWh | 435 | Sub_sector | Agriculture | Total | Agriculture | Energetic | agriculture_final_demand_oil_energetic | Liquids | EU | Energy demand | 1.5491 | FEC
IE | TYNDP2026 | NT | 2035 | TWh | 436 | Sub_sector | Agriculture | Total | Agriculture | Energetic | agriculture_final_demand_other_energetic | Others | EU | Energy demand | 0 | FEC
IE | TYNDP2026 | NT | 2035 | TWh | 437 | Sub_sector | Agriculture | Total | Agriculture | Energetic | agriculture_final_demand_ammonia_energetic | Ammonia | EU | Energy demand | 0 | FEC
IE | TYNDP2026 | NT | 2035 | TWh | 447 | Sub_sector | Buildings | Surplus Energy | Buildings | Energetic | GAP | Electricity | EU | Energy demand | 0 | FEC
IE | TYNDP2026 | NT | 2035 | TWh | 448 | Sub_sector | Buildings | Surplus Energy | Buildings | Energetic | GAP | Hydrogen | EU | Energy demand | 0 | FEC
IE | TYNDP2026 | NT | 2035 | TWh | 449 | Sub_sector | Buildings | Surplus Energy | Buildings | Energetic | GAP | Methane | EU | Energy demand | 0.01862 | FEC
IE | TYNDP2026 | NT | 2035 | TWh | 450 | Sub_sector | Buildings | Surplus Energy | Buildings | Energetic | GAP | Heat | EU | Energy demand | 0 | FEC
IE | TYNDP2026 | NT | 2035 | TWh | 451 | Sub_sector | Buildings | Surplus Energy | Buildings | Energetic | GAP | Biomass | EU | Energy demand | 0.00049783 | FEC
IE | TYNDP2026 | NT | 2035 | TWh | 452 | Sub_sector | Buildings | Surplus Energy | Buildings | Energetic | GAP | Solids | EU | Energy demand | 0.0061541 | FEC
IE | TYNDP2026 | NT | 2035 | TWh | 453 | Sub_sector | Buildings | Surplus Energy | Buildings | Energetic | GAP | Liquids | EU | Energy demand | 0.63787 | FEC
IE | TYNDP2026 | NT | 2035 | TWh | 454 | Sub_sector | Buildings | Surplus Energy | Buildings | Energetic | GAP | Others | EU | Energy demand | 0 | FEC
IE | TYNDP2026 | NT | 2035 | TWh | 455 | Sub_sector | Buildings | Surplus Energy | Buildings | Energetic | GAP | Ammonia | EU | Energy demand | 0 | FEC
IE | TYNDP2026 | NT | 2035 | TWh | 456 | Sub_sector | Households | Surplus Energy | Households | Energetic | GAP | Electricity | EU | Energy demand | 0 | FEC
IE | TYNDP2026 | NT | 2035 | TWh | 457 | Sub_sector | Households | Surplus Energy | Households | Energetic | GAP | Hydrogen | EU | Energy demand | 0 | FEC
IE | TYNDP2026 | NT | 2035 | TWh | 458 | Sub_sector | Households | Surplus Energy | Households | Energetic | GAP | Methane | EU | Energy demand | 0.044574 | FEC
IE | TYNDP2026 | NT | 2035 | TWh | 459 | Sub_sector | Households | Surplus Energy | Households | Energetic | GAP | Heat | EU | Energy demand | 0 | FEC
IE | TYNDP2026 | NT | 2035 | TWh | 460 | Sub_sector | Households | Surplus Energy | Households | Energetic | GAP | Biomass | EU | Energy demand | 0 | FEC
IE | TYNDP2026 | NT | 2035 | TWh | 461 | Sub_sector | Households | Surplus Energy | Households | Energetic | GAP | Solids | EU | Energy demand | 0 | FEC
IE | TYNDP2026 | NT | 2035 | TWh | 462 | Sub_sector | Households | Surplus Energy | Households | Energetic | GAP | Liquids | EU | Energy demand | 0 | FEC
IE | TYNDP2026 | NT | 2035 | TWh | 463 | Sub_sector | Households | Surplus Energy | Households | Energetic | GAP | Others | EU | Energy demand | 0 | FEC
IE | TYNDP2026 | NT | 2035 | TWh | 464 | Sub_sector | Households | Surplus Energy | Households | Energetic | GAP | Ammonia | EU | Energy demand | 0 | FEC
IE | TYNDP2026 | NT | 2040 | TWh | 102 | Sub_sector | Industry | Aluminium | Industry (aluminium) | Energetic | industry_aluminium_demand_electricity_energetic | Electricity | EU | Energy demand | 0 | FEC
IE | TYNDP2026 | NT | 2040 | TWh | 103 | Sub_sector | Industry | Aluminium | Industry (aluminium) | Energetic | industry_aluminium_demand_hydrogen_energetic | Hydrogen | EU | Energy demand | 0 | FEC
IE | TYNDP2026 | NT | 2040 | TWh | 104 | Sub_sector | Industry | Aluminium | Industry (aluminium) | Energetic | industry_aluminium_demand_methane_energetic | Methane | EU | Energy demand | 0 | FEC
IE | TYNDP2026 | NT | 2040 | TWh | 105 | Sub_sector | Industry | Aluminium | Industry (aluminium) | Energetic | industry_aluminium_demand_heat_energetic | Heat | EU | Energy demand | 0 | FEC
IE | TYNDP2026 | NT | 2040 | TWh | 106 | Sub_sector | Industry | Aluminium | Industry (aluminium) | Energetic | industry_aluminium_demand_biomass_energetic | Biomass | EU | Energy demand | 0 | FEC
IE | TYNDP2026 | NT | 2040 | TWh | 107 | Sub_sector | Industry | Aluminium | Industry (aluminium) | Energetic | industry_aluminium_demand_coal_energetic | Solids | EU | Energy demand | 0 | FEC
IE | TYNDP2026 | NT | 2040 | TWh | 108 | Sub_sector | Industry | Aluminium | Industry (aluminium) | Energetic | industry_aluminium_demand_oil_energetic | Liquids | EU | Energy demand | 0 | FEC
IE | TYNDP2026 | NT | 2040 | TWh | 109 | Sub_sector | Industry | Aluminium | Industry (aluminium) | Energetic | industry_aluminium_demand_others_energetic | Others | EU | Energy demand | 0 | FEC
IE | TYNDP2026 | NT | 2040 | TWh | 110 | Sub_sector | Industry | Aluminium | Industry (aluminium) | Energetic | industry_ammonia_demand_others_energetic | Ammonia | EU | Energy demand | 0 | FEC
IE | TYNDP2026 | NT | 2040 | TWh | 112 | Sub_sector | Industry | Chemicals | Industry (chemicals, energetic) | Energetic | industry_chemical_demand_electricity_energetic | Electricity | EU | Energy demand | 1.8967 | FEC
IE | TYNDP2026 | NT | 2040 | TWh | 113 | Sub_sector | Industry | Chemicals | Industry (chemicals, energetic) | Energetic | industry_chemical_demand_hydrogen_energetic | Hydrogen | EU | Energy demand | 0.3803 | FEC
IE | TYNDP2026 | NT | 2040 | TWh | 114 | Sub_sector | Industry | Chemicals | Industry (chemicals, energetic) | Energetic | industry_chemical_demand_methane_energetic | Methane | EU | Energy demand | 0.41487 | FEC
IE | TYNDP2026 | NT | 2040 | TWh | 115 | Sub_sector | Industry | Chemicals | Industry (chemicals, energetic) | Energetic | industry_chemical_demand_heat_energetic | Heat | EU | Energy demand | 0 | FEC
IE | TYNDP2026 | NT | 2040 | TWh | 116 | Sub_sector | Industry | Chemicals | Industry (chemicals, energetic) | Energetic | industry_chemical_demand_biomass_energetic | Biomass | EU | Energy demand | 0.077789 | FEC
IE | TYNDP2026 | NT | 2040 | TWh | 117 | Sub_sector | Industry | Chemicals | Industry (chemicals, energetic) | Energetic | industry_chemical_demand_coal_energetic | Solids | EU | Energy demand | 0 | FEC
IE | TYNDP2026 | NT | 2040 | TWh | 118 | Sub_sector | Industry | Chemicals | Industry (chemicals, energetic) | Energetic | industry_chemical_demand_oil_energetic | Liquids | EU | Energy demand | 0.018744 | FEC
IE | TYNDP2026 | NT | 2040 | TWh | 119 | Sub_sector | Industry | Chemicals | Industry (chemicals, energetic) | Energetic | industry_chemical_demand_others_energetic | Others | EU | Energy demand | 0 | FEC
IE | TYNDP2026 | NT | 2040 | TWh | 120 | Sub_sector | Industry | Chemicals | Industry (chemicals, energetic) | Energetic | industry_chemical_demand_ammonia_energetic | Ammonia | EU | Energy demand | 0 | FEC
IE | TYNDP2026 | NT | 2040 | TWh | 122 | Sub_sector | Industry | Chemicals | Industry (chemicals, non-energetic) | Non-energetic | industry_chemical_demand_electricity_non_energetic | Electricity | EU | Energy demand | 0 | not_included_in_FEC
IE | TYNDP2026 | NT | 2040 | TWh | 123 | Sub_sector | Industry | Chemicals | Industry (chemicals, non-energetic) | Non-energetic | industry_chemical_demand_hydrogen_non_energetic | Hydrogen | EU | Energy demand | 0 | not_included_in_FEC
IE | TYNDP2026 | NT | 2040 | TWh | 124 | Sub_sector | Industry | Chemicals | Industry (chemicals, non-energetic) | Non-energetic | industry_chemical_demand_methane_non_energetic | Methane | EU | Energy demand | 0 | not_included_in_FEC
IE | TYNDP2026 | NT | 2040 | TWh | 125 | Sub_sector | Industry | Chemicals | Industry (chemicals, non-energetic) | Non-energetic | industry_chemical_demand_heat_non_energetic | Heat | EU | Energy demand | 0 | not_included_in_FEC
IE | TYNDP2026 | NT | 2040 | TWh | 126 | Sub_sector | Industry | Chemicals | Industry (chemicals, non-energetic) | Non-energetic | industry_chemical_demand_biomass_non_energetic | Biomass | EU | Energy demand | 0 | not_included_in_FEC
IE | TYNDP2026 | NT | 2040 | TWh | 127 | Sub_sector | Industry | Chemicals | Industry (chemicals, non-energetic) | Non-energetic | industry_chemical_demand_coal_non_energetic | Solids | EU | Energy demand | 0 | not_included_in_FEC
IE | TYNDP2026 | NT | 2040 | TWh | 128 | Sub_sector | Industry | Chemicals | Industry (chemicals, non-energetic) | Non-energetic | industry_chemical_demand_oil_non_energetic | Liquids | EU | Energy demand | 0 | not_included_in_FEC
IE | TYNDP2026 | NT | 2040 | TWh | 129 | Sub_sector | Industry | Chemicals | Industry (chemicals, non-energetic) | Non-energetic | industry_chemical_demand_others_non_energetic | Others | EU | Energy demand | 0 | not_included_in_FEC
IE | TYNDP2026 | NT | 2040 | TWh | 130 | Sub_sector | Industry | Chemicals | Industry (chemicals, non-energetic) | Non-energetic | industry_chemical_demand_ammonia_non_energetic | Ammonia | EU | Energy demand | 0 | not_included_in_FEC
IE | TYNDP2026 | NT | 2040 | TWh | 132 | Sub_sector | Industry | Fertilizers | Industry (fertilizers, energetic) | Energetic | industry_fertilizers_demand_electricity_energetic | Electricity | EU | Energy demand | 0 | FEC
IE | TYNDP2026 | NT | 2040 | TWh | 133 | Sub_sector | Industry | Fertilizers | Industry (fertilizers, energetic) | Energetic | industry_fertilizers_demand_hydrogen_energetic | Hydrogen | EU | Energy demand | 0 | FEC
IE | TYNDP2026 | NT | 2040 | TWh | 134 | Sub_sector | Industry | Fertilizers | Industry (fertilizers, energetic) | Energetic | industry_fertilizers_demand_methane_energetic | Methane | EU | Energy demand | 0 | FEC
IE | TYNDP2026 | NT | 2040 | TWh | 135 | Sub_sector | Industry | Fertilizers | Industry (fertilizers, energetic) | Energetic | industry_fertilizers_demand_heat_energetic | Heat | EU | Energy demand | 0 | FEC
IE | TYNDP2026 | NT | 2040 | TWh | 136 | Sub_sector | Industry | Fertilizers | Industry (fertilizers, energetic) | Energetic | industry_fertilizers_demand_biomass_energetic | Biomass | EU | Energy demand | 0 | FEC
IE | TYNDP2026 | NT | 2040 | TWh | 137 | Sub_sector | Industry | Fertilizers | Industry (fertilizers, energetic) | Energetic | industry_fertilizers_demand_coal_energetic | Solids | EU | Energy demand | 0 | FEC
IE | TYNDP2026 | NT | 2040 | TWh | 138 | Sub_sector | Industry | Fertilizers | Industry (fertilizers, energetic) | Energetic | industry_fertilizers_demand_oil_energetic | Liquids | EU | Energy demand | 0 | FEC
IE | TYNDP2026 | NT | 2040 | TWh | 139 | Sub_sector | Industry | Fertilizers | Industry (fertilizers, energetic) | Energetic | industry_fertilizers_demand_others_energetic | Others | EU | Energy demand | 0 | FEC
IE | TYNDP2026 | NT | 2040 | TWh | 140 | Sub_sector | Industry | Fertilizers | Industry (fertilizers, energetic) | Energetic | industry_fertilizers_demand_ammonia_energetic | Ammonia | EU | Energy demand | 0 | FEC
IE | TYNDP2026 | NT | 2040 | TWh | 142 | Sub_sector | Industry | Fertilizers | Industry (fertilizers, non-energetic) | Non-energetic | industry_fertilizers_demand_electricity_non_energetic | Electricity | EU | Energy demand | 0 | not_included_in_FEC
IE | TYNDP2026 | NT | 2040 | TWh | 143 | Sub_sector | Industry | Fertilizers | Industry (fertilizers, non-energetic) | Non-energetic | industry_fertilizers_demand_hydrogen_non_energetic | Hydrogen | EU | Energy demand | 0 | not_included_in_FEC
IE | TYNDP2026 | NT | 2040 | TWh | 144 | Sub_sector | Industry | Fertilizers | Industry (fertilizers, non-energetic) | Non-energetic | industry_fertilizers_demand_methane_non_energetic | Methane | EU | Energy demand | 0 | not_included_in_FEC
IE | TYNDP2026 | NT | 2040 | TWh | 145 | Sub_sector | Industry | Fertilizers | Industry (fertilizers, non-energetic) | Non-energetic | industry_fertilizers_demand_heat_non_energetic | Heat | EU | Energy demand | 0 | not_included_in_FEC
IE | TYNDP2026 | NT | 2040 | TWh | 146 | Sub_sector | Industry | Fertilizers | Industry (fertilizers, non-energetic) | Non-energetic | industry_fertilizers_demand_biomass_non_energetic | Biomass | EU | Energy demand | 0 | not_included_in_FEC
IE | TYNDP2026 | NT | 2040 | TWh | 147 | Sub_sector | Industry | Fertilizers | Industry (fertilizers, non-energetic) | Non-energetic | industry_fertilizers_demand_coal_non_energetic | Solids | EU | Energy demand | 0 | not_included_in_FEC
IE | TYNDP2026 | NT | 2040 | TWh | 148 | Sub_sector | Industry | Fertilizers | Industry (fertilizers, non-energetic) | Non-energetic | industry_fertilizers_demand_oil_non_energetic | Liquids | EU | Energy demand | 0 | not_included_in_FEC
IE | TYNDP2026 | NT | 2040 | TWh | 149 | Sub_sector | Industry | Fertilizers | Industry (fertilizers, non-energetic) | Non-energetic | industry_fertilizers_demand_others_non_energetic | Others | EU | Energy demand | 0 | not_included_in_FEC
IE | TYNDP2026 | NT | 2040 | TWh | 150 | Sub_sector | Industry | Fertilizers | Industry (fertilizers, non-energetic) | Non-energetic | industry_fertilizers_demand_ammonia_non_energetic | Ammonia | EU | Energy demand | 0 | not_included_in_FEC
IE | TYNDP2026 | NT | 2040 | TWh | 152 | Sub_sector | Industry | Food | Industry (food) | Energetic | industry_food_demand_electricity_energetic | Electricity | EU | Energy demand | 0 | FEC
IE | TYNDP2026 | NT | 2040 | TWh | 153 | Sub_sector | Industry | Food | Industry (food) | Energetic | industry_food_demand_hydrogen_energetic | Hydrogen | EU | Energy demand | 0 | FEC
IE | TYNDP2026 | NT | 2040 | TWh | 154 | Sub_sector | Industry | Food | Industry (food) | Energetic | industry_food_demand_methane_energetic | Methane | EU | Energy demand | 0 | FEC
IE | TYNDP2026 | NT | 2040 | TWh | 155 | Sub_sector | Industry | Food | Industry (food) | Energetic | industry_food_demand_heat_energetic | Heat | EU | Energy demand | 0 | FEC
IE | TYNDP2026 | NT | 2040 | TWh | 156 | Sub_sector | Industry | Food | Industry (food) | Energetic | industry_food_demand_biomass_energetic | Biomass | EU | Energy demand | 0 | FEC
IE | TYNDP2026 | NT | 2040 | TWh | 157 | Sub_sector | Industry | Food | Industry (food) | Energetic | industry_food_demand_coal_energetic | Solids | EU | Energy demand | 0 | FEC
IE | TYNDP2026 | NT | 2040 | TWh | 158 | Sub_sector | Industry | Food | Industry (food) | Energetic | industry_food_demand_oil_energetic | Liquids | EU | Energy demand | 0 | FEC
IE | TYNDP2026 | NT | 2040 | TWh | 159 | Sub_sector | Industry | Food | Industry (food) | Energetic | industry_food_demand_others_energetic | Others | EU | Energy demand | 0 | FEC
IE | TYNDP2026 | NT | 2040 | TWh | 160 | Sub_sector | Industry | Food | Industry (food) | Energetic | industry_food_demand_ammonia_energetic | Ammonia | EU | Energy demand | 0 | FEC
IE | TYNDP2026 | NT | 2040 | TWh | 162 | Sub_sector | Industry | Metals | Industry (metal) | Energetic | industry_metal_demand_electricity_energetic | Electricity | EU | Energy demand | 0.52819 | FEC
IE | TYNDP2026 | NT | 2040 | TWh | 163 | Sub_sector | Industry | Metals | Industry (metal) | Energetic | industry_metal_demand_hydrogen_energetic | Hydrogen | EU | Energy demand | 0 | FEC
IE | TYNDP2026 | NT | 2040 | TWh | 164 | Sub_sector | Industry | Metals | Industry (metal) | Energetic | industry_metal_demand_methane_energetic | Methane | EU | Energy demand | 4.7083 | FEC
IE | TYNDP2026 | NT | 2040 | TWh | 165 | Sub_sector | Industry | Metals | Industry (metal) | Energetic | industry_metal_demand_heat_energetic | Heat | EU | Energy demand | 0 | FEC
IE | TYNDP2026 | NT | 2040 | TWh | 166 | Sub_sector | Industry | Metals | Industry (metal) | Energetic | industry_metal_demand_biomass_energetic | Biomass | EU | Energy demand | 0 | FEC
IE | TYNDP2026 | NT | 2040 | TWh | 167 | Sub_sector | Industry | Metals | Industry (metal) | Energetic | industry_metal_demand_coal_energetic | Solids | EU | Energy demand | 0 | FEC
IE | TYNDP2026 | NT | 2040 | TWh | 168 | Sub_sector | Industry | Metals | Industry (metal) | Energetic | industry_metal_demand_oil_energetic | Liquids | EU | Energy demand | 0.12379 | FEC
IE | TYNDP2026 | NT | 2040 | TWh | 169 | Sub_sector | Industry | Metals | Industry (metal) | Energetic | industry_metal_demand_others_energetic | Others | EU | Energy demand | 0 | FEC
IE | TYNDP2026 | NT | 2040 | TWh | 170 | Sub_sector | Industry | Metals | Industry (metal) | Energetic | industry_metal_demand_ammonia_energetic | Ammonia | EU | Energy demand | 0 | FEC
IE | TYNDP2026 | NT | 2040 | TWh | 172 | Sub_sector | Industry | Others | Industry (other, energetic) | Energetic | industry_other_demand_electricity_energetic | Electricity | EU | Energy demand | 3.6528 | FEC
IE | TYNDP2026 | NT | 2040 | TWh | 173 | Sub_sector | Industry | Others | Industry (other, energetic) | Energetic | industry_other_demand_hydrogen_energetic | Hydrogen | EU | Energy demand | 2.6094 | FEC
IE | TYNDP2026 | NT | 2040 | TWh | 174 | Sub_sector | Industry | Others | Industry (other, energetic) | Energetic | industry_other_demand_methane_energetic | Methane | EU | Energy demand | 1.4958 | FEC
IE | TYNDP2026 | NT | 2040 | TWh | 175 | Sub_sector | Industry | Others | Industry (other, energetic) | Energetic | industry_other_demand_heat_energetic | Heat | EU | Energy demand | 0 | FEC
IE | TYNDP2026 | NT | 2040 | TWh | 176 | Sub_sector | Industry | Others | Industry (other, energetic) | Energetic | industry_other_demand_biomass_energetic | Biomass | EU | Energy demand | 1.4091 | FEC
IE | TYNDP2026 | NT | 2040 | TWh | 177 | Sub_sector | Industry | Others | Industry (other, energetic) | Energetic | industry_other_demand_coal_energetic | Solids | EU | Energy demand | 0.066239 | FEC
IE | TYNDP2026 | NT | 2040 | TWh | 178 | Sub_sector | Industry | Others | Industry (other, energetic) | Energetic | industry_other_demand_oil_energetic | Liquids | EU | Energy demand | 1.6058 | FEC
IE | TYNDP2026 | NT | 2040 | TWh | 179 | Sub_sector | Industry | Others | Industry (other, energetic) | Energetic | industry_other_demand_others_energetic | Others | EU | Energy demand | 0 | FEC
IE | TYNDP2026 | NT | 2040 | TWh | 180 | Sub_sector | Industry | Others | Industry (other, energetic) | Energetic | industry_other_demand_ammonia_energetic | Ammonia | EU | Energy demand | 0 | FEC
IE | TYNDP2026 | NT | 2040 | TWh | 182 | Sub_sector | Industry | Others | Industry (other, non-energetic) | Non-energetic | industry_other_demand_electricity_non_energetic | Electricity | EU | Energy demand | 0 | not_included_in_FEC
IE | TYNDP2026 | NT | 2040 | TWh | 183 | Sub_sector | Industry | Others | Industry (other, non-energetic) | Non-energetic | industry_other_demand_hydrogen_non_energetic | Hydrogen | EU | Energy demand | 0.24389 | not_included_in_FEC
IE | TYNDP2026 | NT | 2040 | TWh | 184 | Sub_sector | Industry | Others | Industry (other, non-energetic) | Non-energetic | industry_other_demand_methane_non_energetic | Methane | EU | Energy demand | 0 | not_included_in_FEC
IE | TYNDP2026 | NT | 2040 | TWh | 185 | Sub_sector | Industry | Others | Industry (other, non-energetic) | Non-energetic | industry_other_demand_heat_non_energetic | Heat | EU | Energy demand | 0 | not_included_in_FEC
IE | TYNDP2026 | NT | 2040 | TWh | 186 | Sub_sector | Industry | Others | Industry (other, non-energetic) | Non-energetic | industry_other_demand_biomass_non_energetic | Biomass | EU | Energy demand | 0.60973 | not_included_in_FEC
IE | TYNDP2026 | NT | 2040 | TWh | 187 | Sub_sector | Industry | Others | Industry (other, non-energetic) | Non-energetic | industry_other_demand_coal_non_energetic | Solids | EU | Energy demand | 0 | not_included_in_FEC
IE | TYNDP2026 | NT | 2040 | TWh | 188 | Sub_sector | Industry | Others | Industry (other, non-energetic) | Non-energetic | industry_other_demand_oil_non_energetic | Liquids | EU | Energy demand | 1.5853 | not_included_in_FEC
IE | TYNDP2026 | NT | 2040 | TWh | 189 | Sub_sector | Industry | Others | Industry (other, non-energetic) | Non-energetic | industry_other_demand_others_non_energetic | Others | EU | Energy demand | 0 | not_included_in_FEC
IE | TYNDP2026 | NT | 2040 | TWh | 190 | Sub_sector | Industry | Others | Industry (other, non-energetic) | Non-energetic | industry_other_demand_ammonia_non_energetic | Ammonia | EU | Energy demand | 0 | not_included_in_FEC
IE | TYNDP2026 | NT | 2040 | TWh | 192 | Sub_sector | Industry | Paper | Industry (paper) | Energetic | industry_paper_demand_electricity_energetic | Electricity | EU | Energy demand | 0.12406 | FEC
IE | TYNDP2026 | NT | 2040 | TWh | 193 | Sub_sector | Industry | Paper | Industry (paper) | Energetic | industry_paper_demand_hydrogen_energetic | Hydrogen | EU | Energy demand | 0 | FEC
IE | TYNDP2026 | NT | 2040 | TWh | 194 | Sub_sector | Industry | Paper | Industry (paper) | Energetic | industry_paper_demand_methane_energetic | Methane | EU | Energy demand | 0.076798 | FEC
IE | TYNDP2026 | NT | 2040 | TWh | 195 | Sub_sector | Industry | Paper | Industry (paper) | Energetic | industry_paper_demand_heat_energetic | Heat | EU | Energy demand | 0 | FEC
IE | TYNDP2026 | NT | 2040 | TWh | 196 | Sub_sector | Industry | Paper | Industry (paper) | Energetic | industry_paper_demand_biomass_energetic | Biomass | EU | Energy demand | 0 | FEC
IE | TYNDP2026 | NT | 2040 | TWh | 197 | Sub_sector | Industry | Paper | Industry (paper) | Energetic | industry_paper_demand_coal_energetic | Solids | EU | Energy demand | 0 | FEC
IE | TYNDP2026 | NT | 2040 | TWh | 198 | Sub_sector | Industry | Paper | Industry (paper) | Energetic | industry_paper_demand_oil_energetic | Liquids | EU | Energy demand | 0.011148 | FEC
IE | TYNDP2026 | NT | 2040 | TWh | 199 | Sub_sector | Industry | Paper | Industry (paper) | Energetic | industry_paper_demand_others_energetic | Others | EU | Energy demand | 0 | FEC
IE | TYNDP2026 | NT | 2040 | TWh | 200 | Sub_sector | Industry | Paper | Industry (paper) | Energetic | industry_paper_demand_ammonia_energetic | Ammonia | EU | Energy demand | 0 | FEC
IE | TYNDP2026 | NT | 2040 | TWh | 202 | Sub_sector | Industry | Refineries | Industry (refineries, energetic) | Energetic | industry_refinery_demand_electricity_energetic | Electricity | EU | Energy demand | 0.17123 | not_included_in_FEC
IE | TYNDP2026 | NT | 2040 | TWh | 203 | Sub_sector | Industry | Refineries | Industry (refineries, energetic) | Energetic | industry_refinery_demand_hydrogen_energetic | Hydrogen | EU | Energy demand | 3.9096 | not_included_in_FEC
IE | TYNDP2026 | NT | 2040 | TWh | 204 | Sub_sector | Industry | Refineries | Industry (refineries, energetic) | Energetic | industry_refinery_demand_methane_energetic | Methane | EU | Energy demand | 0 | not_included_in_FEC
IE | TYNDP2026 | NT | 2040 | TWh | 205 | Sub_sector | Industry | Refineries | Industry (refineries, energetic) | Energetic | industry_refinery_demand_heat_energetic | Heat | EU | Energy demand | 0 | not_included_in_FEC
IE | TYNDP2026 | NT | 2040 | TWh | 206 | Sub_sector | Industry | Refineries | Industry (refineries, energetic) | Energetic | industry_refinery_demand_biomass_energetic | Biomass | EU | Energy demand | 0 | not_included_in_FEC
IE | TYNDP2026 | NT | 2040 | TWh | 207 | Sub_sector | Industry | Refineries | Industry (refineries, energetic) | Energetic | industry_refinery_demand_coal_energetic | Solids | EU | Energy demand | 0 | not_included_in_FEC
IE | TYNDP2026 | NT | 2040 | TWh | 208 | Sub_sector | Industry | Refineries | Industry (refineries, energetic) | Energetic | industry_refinery_demand_oil_energetic | Liquids | EU | Energy demand | 0 | not_included_in_FEC
IE | TYNDP2026 | NT | 2040 | TWh | 209 | Sub_sector | Industry | Refineries | Industry (refineries, energetic) | Energetic | industry_refinery_demand_others_energetic | Others | EU | Energy demand | 0 | not_included_in_FEC
IE | TYNDP2026 | NT | 2040 | TWh | 210 | Sub_sector | Industry | Refineries | Industry (refineries, energetic) | Energetic | industry_refinery_demand_ammonia_energetic | Ammonia | EU | Energy demand | 0 | not_included_in_FEC
IE | TYNDP2026 | NT | 2040 | TWh | 212 | Sub_sector | Industry | Refineries | Industry (refineries, non-energetic) | Non-energetic | industry_refinery_demand_electricity_non_energetic | Electricity | EU | Energy demand | 0 | not_included_in_FEC
IE | TYNDP2026 | NT | 2040 | TWh | 213 | Sub_sector | Industry | Refineries | Industry (refineries, non-energetic) | Non-energetic | industry_refinery_demand_hydrogen_non_energetic | Hydrogen | EU | Energy demand | 0 | not_included_in_FEC
IE | TYNDP2026 | NT | 2040 | TWh | 214 | Sub_sector | Industry | Refineries | Industry (refineries, non-energetic) | Non-energetic | industry_refinery_demand_methane_non_energetic | Methane | EU | Energy demand | 0 | not_included_in_FEC
IE | TYNDP2026 | NT | 2040 | TWh | 215 | Sub_sector | Industry | Refineries | Industry (refineries, non-energetic) | Non-energetic | industry_refinery_demand_heat_non_energetic | Heat | EU | Energy demand | 0 | not_included_in_FEC
IE | TYNDP2026 | NT | 2040 | TWh | 216 | Sub_sector | Industry | Refineries | Industry (refineries, non-energetic) | Non-energetic | industry_refinery_demand_biomass_non_energetic | Biomass | EU | Energy demand | 0 | not_included_in_FEC
IE | TYNDP2026 | NT | 2040 | TWh | 217 | Sub_sector | Industry | Refineries | Industry (refineries, non-energetic) | Non-energetic | industry_refinery_demand_coal_non_energetic | Solids | EU | Energy demand | 0 | not_included_in_FEC
IE | TYNDP2026 | NT | 2040 | TWh | 218 | Sub_sector | Industry | Refineries | Industry (refineries, non-energetic) | Non-energetic | industry_refinery_demand_oil_non_energetic | Liquids | EU | Energy demand | 0 | not_included_in_FEC
IE | TYNDP2026 | NT | 2040 | TWh | 219 | Sub_sector | Industry | Refineries | Industry (refineries, non-energetic) | Non-energetic | industry_refinery_demand_others_non_energetic | Others | EU | Energy demand | 0 | not_included_in_FEC
IE | TYNDP2026 | NT | 2040 | TWh | 220 | Sub_sector | Industry | Refineries | Industry (refineries, non-energetic) | Non-energetic | industry_refinery_demand_ammonia_non_energetic | Ammonia | EU | Energy demand | 0 | not_included_in_FEC
IE | TYNDP2026 | NT | 2040 | TWh | 222 | Sub_sector | Industry | Steel | Industry (steel) | Energetic | industry_steel_demand_electricity_energetic | Electricity | EU | Energy demand | 0 | FEC
IE | TYNDP2026 | NT | 2040 | TWh | 223 | Sub_sector | Industry | Steel | Industry (steel) | Energetic | industry_steel_demand_hydrogen_energetic | Hydrogen | EU | Energy demand | 0 | FEC
IE | TYNDP2026 | NT | 2040 | TWh | 224 | Sub_sector | Industry | Steel | Industry (steel) | Energetic | industry_steel_demand_methane_energetic | Methane | EU | Energy demand | 0 | FEC
IE | TYNDP2026 | NT | 2040 | TWh | 225 | Sub_sector | Industry | Steel | Industry (steel) | Energetic | industry_steel_demand_heat_energetic | Heat | EU | Energy demand | 0 | FEC
IE | TYNDP2026 | NT | 2040 | TWh | 226 | Sub_sector | Industry | Steel | Industry (steel) | Energetic | industry_steel_demand_biomass_energetic | Biomass | EU | Energy demand | 0 | FEC
IE | TYNDP2026 | NT | 2040 | TWh | 227 | Sub_sector | Industry | Steel | Industry (steel) | Energetic | industry_steel_demand_coal_energetic | Solids | EU | Energy demand | 0 | FEC
IE | TYNDP2026 | NT | 2040 | TWh | 228 | Sub_sector | Industry | Steel | Industry (steel) | Energetic | industry_steel_demand_oil_energetic | Liquids | EU | Energy demand | 0 | FEC
IE | TYNDP2026 | NT | 2040 | TWh | 229 | Sub_sector | Industry | Steel | Industry (steel) | Energetic | industry_steel_demand_others_energetic | Others | EU | Energy demand | 0 | FEC
IE | TYNDP2026 | NT | 2040 | TWh | 230 | Sub_sector | Industry | Steel | Industry (steel) | Energetic | industry_steel_demand_ammonia_energetic | Ammonia | EU | Energy demand | 0 | FEC
IE | TYNDP2026 | NT | 2040 | TWh | 232 | Sub_sector | Transport | Cars | Transport (cars) | Energetic | transport_cars_final_demand_electricity | Electricity | EU | Energy demand | 8.2938 | FEC
IE | TYNDP2026 | NT | 2040 | TWh | 233 | Sub_sector | Transport | Cars | Transport (cars) | Energetic | transport_cars_final_demand_hydrogen | Hydrogen | EU | Energy demand | 0 | FEC
IE | TYNDP2026 | NT | 2040 | TWh | 234 | Sub_sector | Transport | Cars | Transport (cars) | Energetic | transport_cars_final_demand_methane | Methane | EU | Energy demand | 0 | FEC
IE | TYNDP2026 | NT | 2040 | TWh | 235 | Sub_sector | Transport | Cars | Transport (cars) | Energetic | transport_cars_final_demand_heat | Heat | EU | Energy demand | 0 | FEC
IE | TYNDP2026 | NT | 2040 | TWh | 236 | Sub_sector | Transport | Cars | Transport (cars) | Energetic | transport_cars_final_demand_biomass | Biomass | EU | Energy demand | 0 | FEC
IE | TYNDP2026 | NT | 2040 | TWh | 237 | Sub_sector | Transport | Cars | Transport (cars) | Energetic | transport_cars_final_demand_coal | Solids | EU | Energy demand | 0 | FEC
IE | TYNDP2026 | NT | 2040 | TWh | 238 | Sub_sector | Transport | Cars | Transport (cars) | Energetic | transport_cars_final_demand_oil | Liquids | EU | Energy demand | 0 | FEC
IE | TYNDP2026 | NT | 2040 | TWh | 239 | Sub_sector | Transport | Cars | Transport (cars) | Energetic | transport_cars_final_demand_other | Others | EU | Energy demand | 0 | FEC
IE | TYNDP2026 | NT | 2040 | TWh | 240 | Sub_sector | Transport | Cars | Transport (cars) | Energetic | transport_cars_final_demand_ammonia | Ammonia | EU | Energy demand | 0 | FEC
IE | TYNDP2026 | NT | 2040 | TWh | 242 | Sub_sector | Transport | Busses | Transport (busses) | Energetic | transport_busses_final_demand_electricity | Electricity | EU | Energy demand | 0.096517 | FEC
IE | TYNDP2026 | NT | 2040 | TWh | 243 | Sub_sector | Transport | Busses | Transport (busses) | Energetic | transport_busses_final_demand_hydrogen | Hydrogen | EU | Energy demand | 0 | FEC
IE | TYNDP2026 | NT | 2040 | TWh | 244 | Sub_sector | Transport | Busses | Transport (busses) | Energetic | transport_busses_final_demand_methane | Methane | EU | Energy demand | 0.02155 | FEC
IE | TYNDP2026 | NT | 2040 | TWh | 245 | Sub_sector | Transport | Busses | Transport (busses) | Energetic | transport_busses_final_demand_heat | Heat | EU | Energy demand | 0 | FEC
IE | TYNDP2026 | NT | 2040 | TWh | 246 | Sub_sector | Transport | Busses | Transport (busses) | Energetic | transport_busses_final_demand_biomass | Biomass | EU | Energy demand | 0 | FEC
IE | TYNDP2026 | NT | 2040 | TWh | 247 | Sub_sector | Transport | Busses | Transport (busses) | Energetic | transport_busses_final_demand_coal | Solids | EU | Energy demand | 0 | FEC
IE | TYNDP2026 | NT | 2040 | TWh | 248 | Sub_sector | Transport | Busses | Transport (busses) | Energetic | transport_busses_final_demand_oil | Liquids | EU | Energy demand | 0 | FEC
IE | TYNDP2026 | NT | 2040 | TWh | 249 | Sub_sector | Transport | Busses | Transport (busses) | Energetic | transport_busses_final_demand_other | Others | EU | Energy demand | 0 | FEC
IE | TYNDP2026 | NT | 2040 | TWh | 250 | Sub_sector | Transport | Busses | Transport (busses) | Energetic | transport_busses_final_demand_ammonia | Ammonia | EU | Energy demand | 0 | FEC
IE | TYNDP2026 | NT | 2040 | TWh | 252 | Sub_sector | Transport | Trucks | Transport (trucks) | Energetic | transport_trucks_final_demand_electricity | Electricity | EU | Energy demand | 0.57538 | FEC
IE | TYNDP2026 | NT | 2040 | TWh | 253 | Sub_sector | Transport | Trucks | Transport (trucks) | Energetic | transport_trucks_final_demand_hydrogen | Hydrogen | EU | Energy demand | 2.9982 | FEC
IE | TYNDP2026 | NT | 2040 | TWh | 254 | Sub_sector | Transport | Trucks | Transport (trucks) | Energetic | transport_trucks_final_demand_methane | Methane | EU | Energy demand | 1.3836 | FEC
IE | TYNDP2026 | NT | 2040 | TWh | 255 | Sub_sector | Transport | Trucks | Transport (trucks) | Energetic | transport_trucks_final_demand_heat | Heat | EU | Energy demand | 0 | FEC
IE | TYNDP2026 | NT | 2040 | TWh | 256 | Sub_sector | Transport | Trucks | Transport (trucks) | Energetic | transport_trucks_final_demand_biomass | Biomass | EU | Energy demand | 0 | FEC
IE | TYNDP2026 | NT | 2040 | TWh | 257 | Sub_sector | Transport | Trucks | Transport (trucks) | Energetic | transport_trucks_final_demand_coal | Solids | EU | Energy demand | 0 | FEC
IE | TYNDP2026 | NT | 2040 | TWh | 258 | Sub_sector | Transport | Trucks | Transport (trucks) | Energetic | transport_trucks_final_demand_oil | Liquids | EU | Energy demand | 2.7673 | FEC
IE | TYNDP2026 | NT | 2040 | TWh | 259 | Sub_sector | Transport | Trucks | Transport (trucks) | Energetic | transport_trucks_final_demand_other | Others | EU | Energy demand | 0 | FEC
IE | TYNDP2026 | NT | 2040 | TWh | 260 | Sub_sector | Transport | Trucks | Transport (trucks) | Energetic | transport_trucks_final_demand_ammonia | Ammonia | EU | Energy demand | 0 | FEC
IE | TYNDP2026 | NT | 2040 | TWh | 262 | Sub_sector | Transport | Vans | Transport (vans) | Energetic | transport_vans_final_demand_electricity | Electricity | EU | Energy demand | 0.38166 | FEC
IE | TYNDP2026 | NT | 2040 | TWh | 263 | Sub_sector | Transport | Vans | Transport (vans) | Energetic | transport_vans_final_demand_hydrogen | Hydrogen | EU | Energy demand | 0.33566 | FEC
IE | TYNDP2026 | NT | 2040 | TWh | 264 | Sub_sector | Transport | Vans | Transport (vans) | Energetic | transport_vans_final_demand_methane | Methane | EU | Energy demand | 0.17272 | FEC
IE | TYNDP2026 | NT | 2040 | TWh | 265 | Sub_sector | Transport | Vans | Transport (vans) | Energetic | transport_vans_final_demand_heat | Heat | EU | Energy demand | 0 | FEC
IE | TYNDP2026 | NT | 2040 | TWh | 266 | Sub_sector | Transport | Vans | Transport (vans) | Energetic | transport_vans_final_demand_biomass | Biomass | EU | Energy demand | 0 | FEC
IE | TYNDP2026 | NT | 2040 | TWh | 267 | Sub_sector | Transport | Vans | Transport (vans) | Energetic | transport_vans_final_demand_coal | Solids | EU | Energy demand | 0 | FEC
IE | TYNDP2026 | NT | 2040 | TWh | 268 | Sub_sector | Transport | Vans | Transport (vans) | Energetic | transport_vans_final_demand_oil | Liquids | EU | Energy demand | 2.1675 | FEC
IE | TYNDP2026 | NT | 2040 | TWh | 269 | Sub_sector | Transport | Vans | Transport (vans) | Energetic | transport_vans_final_demand_other | Others | EU | Energy demand | 0 | FEC
IE | TYNDP2026 | NT | 2040 | TWh | 270 | Sub_sector | Transport | Vans | Transport (vans) | Energetic | transport_vans_final_demand_ammonia | Ammonia | EU | Energy demand | 0 | FEC
IE | TYNDP2026 | NT | 2040 | TWh | 272 | Sub_sector | Transport | Freight trains | Transport (trains) | Energetic | transport_trains_final_demand_electricity | Electricity | EU | Energy demand | 0.81331 | FEC
IE | TYNDP2026 | NT | 2040 | TWh | 273 | Sub_sector | Transport | Freight trains | Transport (trains) | Energetic | transport_trains_final_demand_hydrogen | Hydrogen | EU | Energy demand | 0.15679 | FEC
IE | TYNDP2026 | NT | 2040 | TWh | 274 | Sub_sector | Transport | Freight trains | Transport (trains) | Energetic | transport_trains_final_demand_methane | Methane | EU | Energy demand | 0 | FEC
IE | TYNDP2026 | NT | 2040 | TWh | 275 | Sub_sector | Transport | Freight trains | Transport (trains) | Energetic | transport_trains_final_demand_heat | Heat | EU | Energy demand | 0 | FEC
IE | TYNDP2026 | NT | 2040 | TWh | 276 | Sub_sector | Transport | Freight trains | Transport (trains) | Energetic | transport_trains_final_demand_biomass | Biomass | EU | Energy demand | 0 | FEC
IE | TYNDP2026 | NT | 2040 | TWh | 277 | Sub_sector | Transport | Freight trains | Transport (trains) | Energetic | transport_trains_final_demand_coal | Solids | EU | Energy demand | 0 | FEC
IE | TYNDP2026 | NT | 2040 | TWh | 278 | Sub_sector | Transport | Freight trains | Transport (trains) | Energetic | transport_trains_final_demand_oil | Liquids | EU | Energy demand | 2.3248 | FEC
IE | TYNDP2026 | NT | 2040 | TWh | 279 | Sub_sector | Transport | Freight trains | Transport (trains) | Energetic | transport_trains_final_demand_other | Others | EU | Energy demand | 0 | FEC
IE | TYNDP2026 | NT | 2040 | TWh | 280 | Sub_sector | Transport | Freight trains | Transport (trains) | Energetic | transport_trains_final_demand_ammonia | Ammonia | EU | Energy demand | 0 | FEC
IE | TYNDP2026 | NT | 2040 | TWh | 282 | Sub_sector | Transport | Ships | Transport (ships) | Energetic | transport_ships_final_demand_electricity | Electricity | EU | Energy demand | 0 | FEC
IE | TYNDP2026 | NT | 2040 | TWh | 283 | Sub_sector | Transport | Ships | Transport (ships) | Energetic | transport_ships_final_demand_hydrogen | Hydrogen | EU | Energy demand | 0 | FEC
IE | TYNDP2026 | NT | 2040 | TWh | 284 | Sub_sector | Transport | Ships | Transport (ships) | Energetic | transport_ships_final_demand_methane | Methane | EU | Energy demand | 0 | FEC
IE | TYNDP2026 | NT | 2040 | TWh | 285 | Sub_sector | Transport | Ships | Transport (ships) | Energetic | transport_ships_final_demand_heat | Heat | EU | Energy demand | 0 | FEC
IE | TYNDP2026 | NT | 2040 | TWh | 286 | Sub_sector | Transport | Ships | Transport (ships) | Energetic | transport_ships_final_demand_biomass | Biomass | EU | Energy demand | 0 | FEC
IE | TYNDP2026 | NT | 2040 | TWh | 287 | Sub_sector | Transport | Ships | Transport (ships) | Energetic | transport_ships_final_demand_coal | Solids | EU | Energy demand | 0 | FEC
IE | TYNDP2026 | NT | 2040 | TWh | 288 | Sub_sector | Transport | Ships | Transport (ships) | Energetic | transport_ships_final_demand_oil | Liquids | EU | Energy demand | 1.2594 | FEC
IE | TYNDP2026 | NT | 2040 | TWh | 289 | Sub_sector | Transport | Ships | Transport (ships) | Energetic | transport_ships_final_demand_other | Others | EU | Energy demand | 0 | FEC
IE | TYNDP2026 | NT | 2040 | TWh | 290 | Sub_sector | Transport | Ships | Transport (ships) | Energetic | transport_ships_final_demand_ammonia | Ammonia | EU | Energy demand | 0 | FEC
IE | TYNDP2026 | NT | 2040 | TWh | 292 | Sub_sector | Transport | Planes | Transport (planes) | Energetic | transport_planes_final_demand_electricity | Electricity | EU | Energy demand | 0 | FEC
IE | TYNDP2026 | NT | 2040 | TWh | 293 | Sub_sector | Transport | Planes | Transport (planes) | Energetic | transport_planes_final_demand_hydrogen | Hydrogen | EU | Energy demand | 0 | FEC
IE | TYNDP2026 | NT | 2040 | TWh | 294 | Sub_sector | Transport | Planes | Transport (planes) | Energetic | transport_planes_final_demand_methane | Methane | EU | Energy demand | 0 | FEC
IE | TYNDP2026 | NT | 2040 | TWh | 295 | Sub_sector | Transport | Planes | Transport (planes) | Energetic | transport_planes_final_demand_heat | Heat | EU | Energy demand | 0 | FEC
IE | TYNDP2026 | NT | 2040 | TWh | 296 | Sub_sector | Transport | Planes | Transport (planes) | Energetic | transport_planes_final_demand_biomass | Biomass | EU | Energy demand | 0 | FEC
IE | TYNDP2026 | NT | 2040 | TWh | 297 | Sub_sector | Transport | Planes | Transport (planes) | Energetic | transport_planes_final_demand_coal | Solids | EU | Energy demand | 0 | FEC
IE | TYNDP2026 | NT | 2040 | TWh | 298 | Sub_sector | Transport | Planes | Transport (planes) | Energetic | transport_planes_final_demand_oil | Liquids | EU | Energy demand | 0 | FEC
IE | TYNDP2026 | NT | 2040 | TWh | 299 | Sub_sector | Transport | Planes | Transport (planes) | Energetic | transport_planes_final_demand_other | Others | EU | Energy demand | 0 | FEC
IE | TYNDP2026 | NT | 2040 | TWh | 300 | Sub_sector | Transport | Planes | Transport (planes) | Energetic | transport_planes_final_demand_ammonia | Ammonia | EU | Energy demand | 0 | FEC
IE | TYNDP2026 | NT | 2040 | TWh | 302 | Sub_sector | Transport | Others | Transport (others) | Energetic | transport_other_final_demand_electricity | Electricity | EU | Energy demand | 0.0011394 | FEC
IE | TYNDP2026 | NT | 2040 | TWh | 303 | Sub_sector | Transport | Others | Transport (others) | Energetic | transport_other_final_demand_hydrogen | Hydrogen | EU | Energy demand | 0 | FEC
IE | TYNDP2026 | NT | 2040 | TWh | 304 | Sub_sector | Transport | Others | Transport (others) | Energetic | transport_other_final_demand_methane | Methane | EU | Energy demand | 0 | FEC
IE | TYNDP2026 | NT | 2040 | TWh | 305 | Sub_sector | Transport | Others | Transport (others) | Energetic | transport_other_final_demand_heat | Heat | EU | Energy demand | 0 | FEC
IE | TYNDP2026 | NT | 2040 | TWh | 306 | Sub_sector | Transport | Others | Transport (others) | Energetic | transport_other_final_demand_biomass | Biomass | EU | Energy demand | 0 | FEC
IE | TYNDP2026 | NT | 2040 | TWh | 307 | Sub_sector | Transport | Others | Transport (others) | Energetic | transport_other_final_demand_coal | Solids | EU | Energy demand | 0 | FEC
IE | TYNDP2026 | NT | 2040 | TWh | 308 | Sub_sector | Transport | Others | Transport (others) | Energetic | transport_other_final_demand_oil | Liquids | EU | Energy demand | 0.045624 | FEC
IE | TYNDP2026 | NT | 2040 | TWh | 309 | Sub_sector | Transport | Others | Transport (others) | Energetic | transport_other_final_demand_other | Others | EU | Energy demand | 0 | FEC
IE | TYNDP2026 | NT | 2040 | TWh | 310 | Sub_sector | Transport | Others | Transport (others) | Energetic | transport_other_final_demand_ammonia | Ammonia | EU | Energy demand | 0 | FEC
IE | TYNDP2026 | NT | 2040 | TWh | 312 | Sub_sector | International transport | International aviation | Transport (int. aviation) | Energetic | transport_int_aviation_final_demand_electricity | Electricity | EU | Energy demand | 0 | FEC
IE | TYNDP2026 | NT | 2040 | TWh | 313 | Sub_sector | International transport | International aviation | Transport (int. aviation) | Energetic | transport_int_aviation_final_demand_hydrogen | Hydrogen | EU | Energy demand | 0 | FEC
IE | TYNDP2026 | NT | 2040 | TWh | 314 | Sub_sector | International transport | International aviation | Transport (int. aviation) | Energetic | transport_int_aviation_final_demand_methane | Methane | EU | Energy demand | 0 | FEC
IE | TYNDP2026 | NT | 2040 | TWh | 315 | Sub_sector | International transport | International aviation | Transport (int. aviation) | Energetic | transport_int_aviation_final_demand_heat | Heat | EU | Energy demand | 0 | FEC
IE | TYNDP2026 | NT | 2040 | TWh | 316 | Sub_sector | International transport | International aviation | Transport (int. aviation) | Energetic | transport_int_aviation_final_demand_biofuels | Biomass | EU | Energy demand | 0 | FEC
IE | TYNDP2026 | NT | 2040 | TWh | 317 | Sub_sector | International transport | International aviation | Transport (int. aviation) | Energetic | transport_int_aviation_final_demand_coal | Solids | EU | Energy demand | 0 | FEC
IE | TYNDP2026 | NT | 2040 | TWh | 318 | Sub_sector | International transport | International aviation | Transport (int. aviation) | Energetic | transport_int_aviation_final_demand_oil | Liquids | EU | Energy demand | 19.0499 | FEC
IE | TYNDP2026 | NT | 2040 | TWh | 319 | Sub_sector | International transport | International aviation | Transport (int. aviation) | Energetic | transport_int_aviation_final_demand_other | Others | EU | Energy demand | 0 | FEC
IE | TYNDP2026 | NT | 2040 | TWh | 320 | Sub_sector | International transport | International aviation | Transport (int. aviation) | Energetic | transport_int_aviation_final_demand_ammonia | Ammonia | EU | Energy demand | 0 | FEC
IE | TYNDP2026 | NT | 2040 | TWh | 322 | Sub_sector | International transport | International shipping | Transport (int. shipping) | Energetic | transport_int_shipping_final_demand_electricity | Electricity | EU | Energy demand | 0 | not_included_in_FEC
IE | TYNDP2026 | NT | 2040 | TWh | 323 | Sub_sector | International transport | International shipping | Transport (int. shipping) | Energetic | transport_int_shipping_final_demand_hydrogen | Hydrogen | EU | Energy demand | 0 | not_included_in_FEC
IE | TYNDP2026 | NT | 2040 | TWh | 324 | Sub_sector | International transport | International shipping | Transport (int. shipping) | Energetic | transport_int_shipping_final_demand_methane | Methane | EU | Energy demand | 0 | not_included_in_FEC
IE | TYNDP2026 | NT | 2040 | TWh | 325 | Sub_sector | International transport | International shipping | Transport (int. shipping) | Energetic | transport_int_shipping_final_demand_heat | Heat | EU | Energy demand | 0 | not_included_in_FEC
IE | TYNDP2026 | NT | 2040 | TWh | 326 | Sub_sector | International transport | International shipping | Transport (int. shipping) | Energetic | transport_int_shipping_final_demand_biofuels | Biomass | EU | Energy demand | 0 | not_included_in_FEC
IE | TYNDP2026 | NT | 2040 | TWh | 327 | Sub_sector | International transport | International shipping | Transport (int. shipping) | Energetic | transport_int_shipping_final_demand_coal | Solids | EU | Energy demand | 0 | not_included_in_FEC
IE | TYNDP2026 | NT | 2040 | TWh | 328 | Sub_sector | International transport | International shipping | Transport (int. shipping) | Energetic | transport_int_shipping_final_demand_oil | Liquids | EU | Energy demand | 0 | not_included_in_FEC
IE | TYNDP2026 | NT | 2040 | TWh | 329 | Sub_sector | International transport | International shipping | Transport (int. shipping) | Energetic | transport_int_shipping_final_demand_other | Others | EU | Energy demand | 0 | not_included_in_FEC
IE | TYNDP2026 | NT | 2040 | TWh | 330 | Sub_sector | International transport | International shipping | Transport (int. shipping) | Energetic | transport_int_shipping_final_demand_ammonia | Ammonia | EU | Energy demand | 1.3693 | not_included_in_FEC
IE | TYNDP2026 | NT | 2040 | TWh | 332 | Sub_sector | Households | Space heating | Households (heating) | Energetic | households_heating_final_demand_electricity | Electricity | EU | Energy demand | 1.3325 | FEC
IE | TYNDP2026 | NT | 2040 | TWh | 333 | Sub_sector | Households | Space heating | Households (heating) | Energetic | households_heating_final_demand_hydrogen | Hydrogen | EU | Energy demand | 0.18963 | FEC
IE | TYNDP2026 | NT | 2040 | TWh | 334 | Sub_sector | Households | Space heating | Households (heating) | Energetic | households_heating_final_demand_methane | Methane | EU | Energy demand | 0.79164 | FEC
IE | TYNDP2026 | NT | 2040 | TWh | 335 | Sub_sector | Households | Space heating | Households (heating) | Energetic | households_heating_final_demand_heat | Heat | EU | Energy demand | 0.85149 | FEC
IE | TYNDP2026 | NT | 2040 | TWh | 336 | Sub_sector | Households | Space heating | Households (heating) | Energetic | households_heating_final_demand_biomass | Biomass | EU | Energy demand | 0.091088 | FEC
IE | TYNDP2026 | NT | 2040 | TWh | 337 | Sub_sector | Households | Space heating | Households (heating) | Energetic | households_heating_final_demand_coal | Solids | EU | Energy demand | 0 | FEC
IE | TYNDP2026 | NT | 2040 | TWh | 338 | Sub_sector | Households | Space heating | Households (heating) | Energetic | households_heating_final_demand_oil | Liquids | EU | Energy demand | 0 | FEC
IE | TYNDP2026 | NT | 2040 | TWh | 339 | Sub_sector | Households | Space heating | Households (heating) | Energetic | households_heating_final_demand_other | Others | EU | Energy demand | 0 | FEC
IE | TYNDP2026 | NT | 2040 | TWh | 340 | Sub_sector | Households | Space heating | Households (heating) | Energetic | households_heating_final_demand_ammonia | Ammonia | EU | Energy demand | 0 | FEC
IE | TYNDP2026 | NT | 2040 | TWh | 343 | Sub_sector | Households | Cooling | Households (cooling) | Energetic | households_cooling_final_demand_electricity | Electricity | EU | Energy demand | 0 | FEC
IE | TYNDP2026 | NT | 2040 | TWh | 344 | Sub_sector | Households | Cooling | Households (cooling) | Energetic | households_cooling_final_demand_hydrogen | Hydrogen | EU | Energy demand | 0 | FEC
IE | TYNDP2026 | NT | 2040 | TWh | 345 | Sub_sector | Households | Cooling | Households (cooling) | Energetic | households_cooling_final_demand_methane | Methane | EU | Energy demand | 0 | FEC
IE | TYNDP2026 | NT | 2040 | TWh | 346 | Sub_sector | Households | Cooling | Households (cooling) | Energetic | households_cooling_final_demand_heat | Heat | EU | Energy demand | 0 | FEC
IE | TYNDP2026 | NT | 2040 | TWh | 347 | Sub_sector | Households | Cooling | Households (cooling) | Energetic | households_cooling_final_demand_biomass | Biomass | EU | Energy demand | 0 | FEC
IE | TYNDP2026 | NT | 2040 | TWh | 348 | Sub_sector | Households | Cooling | Households (cooling) | Energetic | households_cooling_final_demand_coal | Solids | EU | Energy demand | 0 | FEC
IE | TYNDP2026 | NT | 2040 | TWh | 349 | Sub_sector | Households | Cooling | Households (cooling) | Energetic | households_cooling_final_demand_oil | Liquids | EU | Energy demand | 0 | FEC
IE | TYNDP2026 | NT | 2040 | TWh | 350 | Sub_sector | Households | Cooling | Households (cooling) | Energetic | households_cooling_final_demand_other | Others | EU | Energy demand | 0 | FEC
IE | TYNDP2026 | NT | 2040 | TWh | 351 | Sub_sector | Households | Cooling | Households (cooling) | Energetic | households_cooling_final_demand_ammonia | Ammonia | EU | Energy demand | 0 | FEC
IE | TYNDP2026 | NT | 2040 | TWh | 354 | Sub_sector | Households | Hot water | Households (hot water) | Energetic | households_hot_water_final_demand_electricity | Electricity | EU | Energy demand | 1.9328 | FEC
IE | TYNDP2026 | NT | 2040 | TWh | 355 | Sub_sector | Households | Hot water | Households (hot water) | Energetic | households_hot_water_final_demand_hydrogen | Hydrogen | EU | Energy demand | 0.29651 | FEC
IE | TYNDP2026 | NT | 2040 | TWh | 356 | Sub_sector | Households | Hot water | Households (hot water) | Energetic | households_hot_water_final_demand_methane | Methane | EU | Energy demand | 1.0874 | FEC
IE | TYNDP2026 | NT | 2040 | TWh | 357 | Sub_sector | Households | Hot water | Households (hot water) | Energetic | households_hot_water_final_demand_heat | Heat | EU | Energy demand | 0.73575 | FEC
IE | TYNDP2026 | NT | 2040 | TWh | 358 | Sub_sector | Households | Hot water | Households (hot water) | Energetic | households_hot_water_final_demand_biomass | Biomass | EU | Energy demand | 0.078707 | FEC
IE | TYNDP2026 | NT | 2040 | TWh | 359 | Sub_sector | Households | Hot water | Households (hot water) | Energetic | households_hot_water_final_demand_coal | Solids | EU | Energy demand | 0 | FEC
IE | TYNDP2026 | NT | 2040 | TWh | 360 | Sub_sector | Households | Hot water | Households (hot water) | Energetic | households_hot_water_final_demand_oil | Liquids | EU | Energy demand | 0 | FEC
IE | TYNDP2026 | NT | 2040 | TWh | 361 | Sub_sector | Households | Hot water | Households (hot water) | Energetic | households_hot_water_final_demand_other | Others | EU | Energy demand | 0.32541 | FEC
IE | TYNDP2026 | NT | 2040 | TWh | 362 | Sub_sector | Households | Hot water | Households (hot water) | Energetic | households_hot_water_final_demand_ammonia | Ammonia | EU | Energy demand | 0 | FEC
IE | TYNDP2026 | NT | 2040 | TWh | 365 | Sub_sector | Households | Appliances | Households (appliances) | Energetic | households_appliances_final_demand_electricity | Electricity | EU | Energy demand | 5.1348 | FEC
IE | TYNDP2026 | NT | 2040 | TWh | 366 | Sub_sector | Households | Appliances | Households (appliances) | Energetic | households_appliances_final_demand_hydrogen | Hydrogen | EU | Energy demand | 0 | FEC
IE | TYNDP2026 | NT | 2040 | TWh | 367 | Sub_sector | Households | Appliances | Households (appliances) | Energetic | households_appliances_final_demand_methane | Methane | EU | Energy demand | 0 | FEC
IE | TYNDP2026 | NT | 2040 | TWh | 368 | Sub_sector | Households | Appliances | Households (appliances) | Energetic | households_appliances_final_demand_heat | Heat | EU | Energy demand | 0 | FEC
IE | TYNDP2026 | NT | 2040 | TWh | 369 | Sub_sector | Households | Appliances | Households (appliances) | Energetic | households_appliances_final_demand_biomass | Biomass | EU | Energy demand | 0 | FEC
IE | TYNDP2026 | NT | 2040 | TWh | 370 | Sub_sector | Households | Appliances | Households (appliances) | Energetic | households_appliances_final_demand_coal | Solids | EU | Energy demand | 0 | FEC
IE | TYNDP2026 | NT | 2040 | TWh | 371 | Sub_sector | Households | Appliances | Households (appliances) | Energetic | households_appliances_final_demand_oil | Liquids | EU | Energy demand | 0 | FEC
IE | TYNDP2026 | NT | 2040 | TWh | 372 | Sub_sector | Households | Appliances | Households (appliances) | Energetic | households_appliances_final_demand_other | Others | EU | Energy demand | 0 | FEC
IE | TYNDP2026 | NT | 2040 | TWh | 373 | Sub_sector | Households | Appliances | Households (appliances) | Energetic | households_appliances_final_demand_ammonia | Ammonia | EU | Energy demand | 0 | FEC
IE | TYNDP2026 | NT | 2040 | TWh | 375 | Sub_sector | Buildings | Space heating | Buildings (heat) | Energetic | buildings_heat_final_demand_electricity | Electricity | EU | Energy demand | 2.0073 | FEC
IE | TYNDP2026 | NT | 2040 | TWh | 376 | Sub_sector | Buildings | Space heating | Buildings (heat) | Energetic | buildings_heat_final_demand_hydrogen | Hydrogen | EU | Energy demand | 0 | FEC
IE | TYNDP2026 | NT | 2040 | TWh | 377 | Sub_sector | Buildings | Space heating | Buildings (heat) | Energetic | buildings_heat_final_demand_methane | Methane | EU | Energy demand | 2.8426 | FEC
IE | TYNDP2026 | NT | 2040 | TWh | 378 | Sub_sector | Buildings | Space heating | Buildings (heat) | Energetic | buildings_heat_final_demand_heat | Heat | EU | Energy demand | 0 | FEC
IE | TYNDP2026 | NT | 2040 | TWh | 379 | Sub_sector | Buildings | Space heating | Buildings (heat) | Energetic | buildings_heat_final_demand_biomass | Biomass | EU | Energy demand | 0.16249 | FEC
IE | TYNDP2026 | NT | 2040 | TWh | 380 | Sub_sector | Buildings | Space heating | Buildings (heat) | Energetic | buildings_heat_final_demand_coal | Solids | EU | Energy demand | 0 | FEC
IE | TYNDP2026 | NT | 2040 | TWh | 381 | Sub_sector | Buildings | Space heating | Buildings (heat) | Energetic | buildings_heat_final_demand_oil | Liquids | EU | Energy demand | 2.6189 | FEC
IE | TYNDP2026 | NT | 2040 | TWh | 382 | Sub_sector | Buildings | Space heating | Buildings (heat) | Energetic | buildings_heat_final_demand_other | Others | EU | Energy demand | 0.00025177 | FEC
IE | TYNDP2026 | NT | 2040 | TWh | 383 | Sub_sector | Buildings | Space heating | Buildings (heat) | Energetic | buildings_heat_final_demand_ammonia | Ammonia | EU | Energy demand | 0 | FEC
IE | TYNDP2026 | NT | 2040 | TWh | 386 | Sub_sector | Buildings | Cooling | Buildings (cooling) | Energetic | buildings_cooling_final_demand_electricity | Electricity | EU | Energy demand | 0.57674 | FEC
IE | TYNDP2026 | NT | 2040 | TWh | 387 | Sub_sector | Buildings | Cooling | Buildings (cooling) | Energetic | buildings_cooling_final_demand_hydrogen | Hydrogen | EU | Energy demand | 0 | FEC
IE | TYNDP2026 | NT | 2040 | TWh | 388 | Sub_sector | Buildings | Cooling | Buildings (cooling) | Energetic | buildings_cooling_final_demand_methane | Methane | EU | Energy demand | 0.0019572 | FEC
IE | TYNDP2026 | NT | 2040 | TWh | 389 | Sub_sector | Buildings | Cooling | Buildings (cooling) | Energetic | buildings_cooling_final_demand_heat | Heat | EU | Energy demand | 0 | FEC
IE | TYNDP2026 | NT | 2040 | TWh | 390 | Sub_sector | Buildings | Cooling | Buildings (cooling) | Energetic | buildings_cooling_final_demand_biomass | Biomass | EU | Energy demand | 0 | FEC
IE | TYNDP2026 | NT | 2040 | TWh | 391 | Sub_sector | Buildings | Cooling | Buildings (cooling) | Energetic | buildings_cooling_final_demand_coal | Solids | EU | Energy demand | 0 | FEC
IE | TYNDP2026 | NT | 2040 | TWh | 392 | Sub_sector | Buildings | Cooling | Buildings (cooling) | Energetic | buildings_cooling_final_demand_oil | Liquids | EU | Energy demand | 0 | FEC
IE | TYNDP2026 | NT | 2040 | TWh | 393 | Sub_sector | Buildings | Cooling | Buildings (cooling) | Energetic | buildings_cooling_final_demand_other | Others | EU | Energy demand | 0 | FEC
IE | TYNDP2026 | NT | 2040 | TWh | 394 | Sub_sector | Buildings | Cooling | Buildings (cooling) | Energetic | buildings_cooling_final_demand_ammonia | Ammonia | EU | Energy demand | 0 | FEC
IE | TYNDP2026 | NT | 2040 | TWh | 397 | Sub_sector | Buildings | Appliances | Buildings (appliances) | Energetic | buildings_appliances_final_demand_electricity | Electricity | EU | Energy demand | 8.8935 | FEC
IE | TYNDP2026 | NT | 2040 | TWh | 398 | Sub_sector | Buildings | Appliances | Buildings (appliances) | Energetic | buildings_appliances_final_demand_hydrogen | Hydrogen | EU | Energy demand | 0 | FEC
IE | TYNDP2026 | NT | 2040 | TWh | 399 | Sub_sector | Buildings | Appliances | Buildings (appliances) | Energetic | buildings_appliances_final_demand_methane | Methane | EU | Energy demand | 1.9721 | FEC
IE | TYNDP2026 | NT | 2040 | TWh | 400 | Sub_sector | Buildings | Appliances | Buildings (appliances) | Energetic | buildings_appliances_final_demand_heat | Heat | EU | Energy demand | 0 | FEC
IE | TYNDP2026 | NT | 2040 | TWh | 401 | Sub_sector | Buildings | Appliances | Buildings (appliances) | Energetic | buildings_appliances_final_demand_biomass | Biomass | EU | Energy demand | 0 | FEC
IE | TYNDP2026 | NT | 2040 | TWh | 402 | Sub_sector | Buildings | Appliances | Buildings (appliances) | Energetic | buildings_appliances_final_demand_coal | Solids | EU | Energy demand | 0 | FEC
IE | TYNDP2026 | NT | 2040 | TWh | 403 | Sub_sector | Buildings | Appliances | Buildings (appliances) | Energetic | buildings_appliances_final_demand_oil | Liquids | EU | Energy demand | 0 | FEC
IE | TYNDP2026 | NT | 2040 | TWh | 404 | Sub_sector | Buildings | Appliances | Buildings (appliances) | Energetic | buildings_appliances_final_demand_other | Others | EU | Energy demand | 0 | FEC
IE | TYNDP2026 | NT | 2040 | TWh | 405 | Sub_sector | Buildings | Appliances | Buildings (appliances) | Energetic | buildings_appliances_final_demand_ammonia | Ammonia | EU | Energy demand | 0 | FEC
IE | TYNDP2026 | NT | 2040 | TWh | 407 | Sub_sector | Buildings | Datacenters | Datacenters & ICT | Energetic | datacentres_final_demand_electricity_energetic | Electricity | EU | Energy demand | 15.7453 | FEC
IE | TYNDP2026 | NT | 2040 | TWh | 408 | Sub_sector | Buildings | Datacenters | Datacenters & ICT | Energetic | datacentres_final_demand_hydrogen_energetic | Hydrogen | EU | Energy demand | 0 | FEC
IE | TYNDP2026 | NT | 2040 | TWh | 409 | Sub_sector | Buildings | Datacenters | Datacenters & ICT | Energetic | datacentres_final_demand_methane_energetic | Methane | EU | Energy demand | 0 | FEC
IE | TYNDP2026 | NT | 2040 | TWh | 410 | Sub_sector | Buildings | Datacenters | Datacenters & ICT | Energetic | datacentres_final_demand_heat_energetic | Heat | EU | Energy demand | 0 | FEC
IE | TYNDP2026 | NT | 2040 | TWh | 411 | Sub_sector | Buildings | Datacenters | Datacenters & ICT | Energetic | datacentres_final_demand_biomass_energetic | Biomass | EU | Energy demand | 0 | FEC
IE | TYNDP2026 | NT | 2040 | TWh | 412 | Sub_sector | Buildings | Datacenters | Datacenters & ICT | Energetic | datacentres_final_demand_coal_energetic | Solids | EU | Energy demand | 0 | FEC
IE | TYNDP2026 | NT | 2040 | TWh | 413 | Sub_sector | Buildings | Datacenters | Datacenters & ICT | Energetic | datacentres_final_demand_oil_energetic | Liquids | EU | Energy demand | 0 | FEC
IE | TYNDP2026 | NT | 2040 | TWh | 414 | Sub_sector | Buildings | Datacenters | Datacenters & ICT | Energetic | datacentres_final_demand_other_energetic | Others | EU | Energy demand | 0 | FEC
IE | TYNDP2026 | NT | 2040 | TWh | 415 | Sub_sector | Buildings | Datacenters | Datacenters & ICT | Energetic | datacentres_final_demand_ammonia_energetic | Ammonia | EU | Energy demand | 0 | FEC
IE | TYNDP2026 | NT | 2040 | TWh | 417 | Sub_sector | Transport | Others_Sector | Others_Sector | Energetic | other_final_demand_electricity_energetic | Electricity | EU | Energy demand | 0 | FEC
IE | TYNDP2026 | NT | 2040 | TWh | 418 | Sub_sector | Transport | Others_Sector | Others_Sector | Energetic | other_final_demand_hydrogen_energetic | Hydrogen | EU | Energy demand | 0 | FEC
IE | TYNDP2026 | NT | 2040 | TWh | 419 | Sub_sector | Transport | Pipeline Transport | Others_Sector | Energetic | other_final_demand_methane_energetic | Methane | EU | Energy demand | 0.19744 | FEC
IE | TYNDP2026 | NT | 2040 | TWh | 420 | Sub_sector | Transport | Others_Sector | Others_Sector | Energetic | other_final_demand_heat_energetic | Heat | EU | Energy demand | 0 | FEC
IE | TYNDP2026 | NT | 2040 | TWh | 421 | Sub_sector | Transport | Others_Sector | Others_Sector | Energetic | other_final_demand_biomass_energetic | Biomass | EU | Energy demand | 0 | FEC
IE | TYNDP2026 | NT | 2040 | TWh | 422 | Sub_sector | Transport | Others_Sector | Others_Sector | Energetic | other_final_demand_coal_energetic | Solids | EU | Energy demand | 0 | FEC
IE | TYNDP2026 | NT | 2040 | TWh | 423 | Sub_sector | Transport | Others_Sector | Others_Sector | Energetic | other_final_demand_oil_energetic | Liquids | EU | Energy demand | 0 | FEC
IE | TYNDP2026 | NT | 2040 | TWh | 424 | Sub_sector | Others_Sector | Others_Sector | Others_Sector | Non-energetic | other_final_demand_oil_non_energetic | Liquids | EU | Energy demand | 0.36097 | not_included_in_FEC
IE | TYNDP2026 | NT | 2040 | TWh | 425 | Sub_sector | Transport | Others_Sector | Others_Sector | Energetic | other_final_demand_other_energetic | Others | EU | Energy demand | 0 | FEC
IE | TYNDP2026 | NT | 2040 | TWh | 426 | Sub_sector | Transport | Others_Sector | Others_Sector | Energetic | other_final_demand_ammonia_energetic | Ammonia | EU | Energy demand | 0 | FEC
IE | TYNDP2026 | NT | 2040 | TWh | 427 | Sub_sector | Industry | Surplus_Heat_in_Industry | Surplus_Heat_in_Industry | Energetic | final_demand_of_industry_unused_local_production_steam_hot_water | Heat | EU | Energy demand | 0 | FEC
IE | TYNDP2026 | NT | 2040 | TWh | 429 | Sub_sector | Agriculture | Total | Agriculture | Energetic | agriculture_final_demand_electricity_energetic | Electricity | EU | Energy demand | 0.55951 | FEC
IE | TYNDP2026 | NT | 2040 | TWh | 430 | Sub_sector | Agriculture | Total | Agriculture | Energetic | agriculture_final_demand_hydrogen_energetic | Hydrogen | EU | Energy demand | 0.00035764 | FEC
IE | TYNDP2026 | NT | 2040 | TWh | 431 | Sub_sector | Agriculture | Total | Agriculture | Energetic | agriculture_final_demand_methane_energetic | Methane | EU | Energy demand | 0.055434 | FEC
IE | TYNDP2026 | NT | 2040 | TWh | 432 | Sub_sector | Agriculture | Total | Agriculture | Energetic | agriculture_final_demand_heat_energetic | Heat | EU | Energy demand | 0 | FEC
IE | TYNDP2026 | NT | 2040 | TWh | 433 | Sub_sector | Agriculture | Total | Agriculture | Energetic | agriculture_final_demand_biomass_energetic | Biomass | EU | Energy demand | 0.038076 | FEC
IE | TYNDP2026 | NT | 2040 | TWh | 434 | Sub_sector | Agriculture | Total | Agriculture | Energetic | agriculture_final_demand_coal_energetic | Solids | EU | Energy demand | 0 | FEC
IE | TYNDP2026 | NT | 2040 | TWh | 435 | Sub_sector | Agriculture | Total | Agriculture | Energetic | agriculture_final_demand_oil_energetic | Liquids | EU | Energy demand | 1.4815 | FEC
IE | TYNDP2026 | NT | 2040 | TWh | 436 | Sub_sector | Agriculture | Total | Agriculture | Energetic | agriculture_final_demand_other_energetic | Others | EU | Energy demand | 0 | FEC
IE | TYNDP2026 | NT | 2040 | TWh | 437 | Sub_sector | Agriculture | Total | Agriculture | Energetic | agriculture_final_demand_ammonia_energetic | Ammonia | EU | Energy demand | 0 | FEC
IE | TYNDP2026 | NT | 2040 | TWh | 447 | Sub_sector | Buildings | Surplus Energy | Buildings | Energetic | GAP | Electricity | EU | Energy demand | 0 | FEC
IE | TYNDP2026 | NT | 2040 | TWh | 448 | Sub_sector | Buildings | Surplus Energy | Buildings | Energetic | GAP | Hydrogen | EU | Energy demand | 0 | FEC
IE | TYNDP2026 | NT | 2040 | TWh | 449 | Sub_sector | Buildings | Surplus Energy | Buildings | Energetic | GAP | Methane | EU | Energy demand | 0.017805 | FEC
IE | TYNDP2026 | NT | 2040 | TWh | 450 | Sub_sector | Buildings | Surplus Energy | Buildings | Energetic | GAP | Heat | EU | Energy demand | 0 | FEC
IE | TYNDP2026 | NT | 2040 | TWh | 451 | Sub_sector | Buildings | Surplus Energy | Buildings | Energetic | GAP | Biomass | EU | Energy demand | 0.00047605 | FEC
IE | TYNDP2026 | NT | 2040 | TWh | 452 | Sub_sector | Buildings | Surplus Energy | Buildings | Energetic | GAP | Solids | EU | Energy demand | 0.0058847 | FEC
IE | TYNDP2026 | NT | 2040 | TWh | 453 | Sub_sector | Buildings | Surplus Energy | Buildings | Energetic | GAP | Liquids | EU | Energy demand | 0.60995 | FEC
IE | TYNDP2026 | NT | 2040 | TWh | 454 | Sub_sector | Buildings | Surplus Energy | Buildings | Energetic | GAP | Others | EU | Energy demand | 0 | FEC
IE | TYNDP2026 | NT | 2040 | TWh | 455 | Sub_sector | Buildings | Surplus Energy | Buildings | Energetic | GAP | Ammonia | EU | Energy demand | 0 | FEC
IE | TYNDP2026 | NT | 2040 | TWh | 456 | Sub_sector | Households | Surplus Energy | Households | Energetic | GAP | Electricity | EU | Energy demand | 0 | FEC
IE | TYNDP2026 | NT | 2040 | TWh | 457 | Sub_sector | Households | Surplus Energy | Households | Energetic | GAP | Hydrogen | EU | Energy demand | 0 | FEC
IE | TYNDP2026 | NT | 2040 | TWh | 458 | Sub_sector | Households | Surplus Energy | Households | Energetic | GAP | Methane | EU | Energy demand | 0.016965 | FEC
IE | TYNDP2026 | NT | 2040 | TWh | 459 | Sub_sector | Households | Surplus Energy | Households | Energetic | GAP | Heat | EU | Energy demand | 0 | FEC
IE | TYNDP2026 | NT | 2040 | TWh | 460 | Sub_sector | Households | Surplus Energy | Households | Energetic | GAP | Biomass | EU | Energy demand | 0 | FEC
IE | TYNDP2026 | NT | 2040 | TWh | 461 | Sub_sector | Households | Surplus Energy | Households | Energetic | GAP | Solids | EU | Energy demand | 0 | FEC
IE | TYNDP2026 | NT | 2040 | TWh | 462 | Sub_sector | Households | Surplus Energy | Households | Energetic | GAP | Liquids | EU | Energy demand | 0 | FEC
IE | TYNDP2026 | NT | 2040 | TWh | 463 | Sub_sector | Households | Surplus Energy | Households | Energetic | GAP | Others | EU | Energy demand | 0 | FEC
IE | TYNDP2026 | NT | 2040 | TWh | 464 | Sub_sector | Households | Surplus Energy | Households | Energetic | GAP | Ammonia | EU | Energy demand | 0 | FEC
IE | TYNDP2026 | NT | 2050 | TWh | 102 | Sub_sector | Industry | Aluminium | Industry (aluminium) | Energetic | industry_aluminium_demand_electricity_energetic | Electricity | EU | Energy demand | 0 | FEC
IE | TYNDP2026 | NT | 2050 | TWh | 103 | Sub_sector | Industry | Aluminium | Industry (aluminium) | Energetic | industry_aluminium_demand_hydrogen_energetic | Hydrogen | EU | Energy demand | 0 | FEC
IE | TYNDP2026 | NT | 2050 | TWh | 104 | Sub_sector | Industry | Aluminium | Industry (aluminium) | Energetic | industry_aluminium_demand_methane_energetic | Methane | EU | Energy demand | 0 | FEC
IE | TYNDP2026 | NT | 2050 | TWh | 105 | Sub_sector | Industry | Aluminium | Industry (aluminium) | Energetic | industry_aluminium_demand_heat_energetic | Heat | EU | Energy demand | 0 | FEC
IE | TYNDP2026 | NT | 2050 | TWh | 106 | Sub_sector | Industry | Aluminium | Industry (aluminium) | Energetic | industry_aluminium_demand_biomass_energetic | Biomass | EU | Energy demand | 0 | FEC
IE | TYNDP2026 | NT | 2050 | TWh | 107 | Sub_sector | Industry | Aluminium | Industry (aluminium) | Energetic | industry_aluminium_demand_coal_energetic | Solids | EU | Energy demand | 0 | FEC
IE | TYNDP2026 | NT | 2050 | TWh | 108 | Sub_sector | Industry | Aluminium | Industry (aluminium) | Energetic | industry_aluminium_demand_oil_energetic | Liquids | EU | Energy demand | 0 | FEC
IE | TYNDP2026 | NT | 2050 | TWh | 109 | Sub_sector | Industry | Aluminium | Industry (aluminium) | Energetic | industry_aluminium_demand_others_energetic | Others | EU | Energy demand | 0 | FEC
IE | TYNDP2026 | NT | 2050 | TWh | 110 | Sub_sector | Industry | Aluminium | Industry (aluminium) | Energetic | industry_ammonia_demand_others_energetic | Ammonia | EU | Energy demand | 0 | FEC
IE | TYNDP2026 | NT | 2050 | TWh | 112 | Sub_sector | Industry | Chemicals | Industry (chemicals, energetic) | Energetic | industry_chemical_demand_electricity_energetic | Electricity | EU | Energy demand | 1.9593 | FEC
IE | TYNDP2026 | NT | 2050 | TWh | 113 | Sub_sector | Industry | Chemicals | Industry (chemicals, energetic) | Energetic | industry_chemical_demand_hydrogen_energetic | Hydrogen | EU | Energy demand | 0.43216 | FEC
IE | TYNDP2026 | NT | 2050 | TWh | 114 | Sub_sector | Industry | Chemicals | Industry (chemicals, energetic) | Energetic | industry_chemical_demand_methane_energetic | Methane | EU | Energy demand | 0.086432 | FEC
IE | TYNDP2026 | NT | 2050 | TWh | 115 | Sub_sector | Industry | Chemicals | Industry (chemicals, energetic) | Energetic | industry_chemical_demand_heat_energetic | Heat | EU | Energy demand | 0 | FEC
IE | TYNDP2026 | NT | 2050 | TWh | 116 | Sub_sector | Industry | Chemicals | Industry (chemicals, energetic) | Energetic | industry_chemical_demand_biomass_energetic | Biomass | EU | Energy demand | 0.077789 | FEC
IE | TYNDP2026 | NT | 2050 | TWh | 117 | Sub_sector | Industry | Chemicals | Industry (chemicals, energetic) | Energetic | industry_chemical_demand_coal_energetic | Solids | EU | Energy demand | 0 | FEC
IE | TYNDP2026 | NT | 2050 | TWh | 118 | Sub_sector | Industry | Chemicals | Industry (chemicals, energetic) | Energetic | industry_chemical_demand_oil_energetic | Liquids | EU | Energy demand | 0.24368 | FEC
IE | TYNDP2026 | NT | 2050 | TWh | 119 | Sub_sector | Industry | Chemicals | Industry (chemicals, energetic) | Energetic | industry_chemical_demand_others_energetic | Others | EU | Energy demand | 0 | FEC
IE | TYNDP2026 | NT | 2050 | TWh | 120 | Sub_sector | Industry | Chemicals | Industry (chemicals, energetic) | Energetic | industry_chemical_demand_ammonia_energetic | Ammonia | EU | Energy demand | 0 | FEC
IE | TYNDP2026 | NT | 2050 | TWh | 122 | Sub_sector | Industry | Chemicals | Industry (chemicals, non-energetic) | Non-energetic | industry_chemical_demand_electricity_non_energetic | Electricity | EU | Energy demand | 0 | not_included_in_FEC
IE | TYNDP2026 | NT | 2050 | TWh | 123 | Sub_sector | Industry | Chemicals | Industry (chemicals, non-energetic) | Non-energetic | industry_chemical_demand_hydrogen_non_energetic | Hydrogen | EU | Energy demand | 0 | not_included_in_FEC
IE | TYNDP2026 | NT | 2050 | TWh | 124 | Sub_sector | Industry | Chemicals | Industry (chemicals, non-energetic) | Non-energetic | industry_chemical_demand_methane_non_energetic | Methane | EU | Energy demand | 0 | not_included_in_FEC
IE | TYNDP2026 | NT | 2050 | TWh | 125 | Sub_sector | Industry | Chemicals | Industry (chemicals, non-energetic) | Non-energetic | industry_chemical_demand_heat_non_energetic | Heat | EU | Energy demand | 0 | not_included_in_FEC
IE | TYNDP2026 | NT | 2050 | TWh | 126 | Sub_sector | Industry | Chemicals | Industry (chemicals, non-energetic) | Non-energetic | industry_chemical_demand_biomass_non_energetic | Biomass | EU | Energy demand | 0 | not_included_in_FEC
IE | TYNDP2026 | NT | 2050 | TWh | 127 | Sub_sector | Industry | Chemicals | Industry (chemicals, non-energetic) | Non-energetic | industry_chemical_demand_coal_non_energetic | Solids | EU | Energy demand | 0 | not_included_in_FEC
IE | TYNDP2026 | NT | 2050 | TWh | 128 | Sub_sector | Industry | Chemicals | Industry (chemicals, non-energetic) | Non-energetic | industry_chemical_demand_oil_non_energetic | Liquids | EU | Energy demand | 0 | not_included_in_FEC
IE | TYNDP2026 | NT | 2050 | TWh | 129 | Sub_sector | Industry | Chemicals | Industry (chemicals, non-energetic) | Non-energetic | industry_chemical_demand_others_non_energetic | Others | EU | Energy demand | 0 | not_included_in_FEC
IE | TYNDP2026 | NT | 2050 | TWh | 130 | Sub_sector | Industry | Chemicals | Industry (chemicals, non-energetic) | Non-energetic | industry_chemical_demand_ammonia_non_energetic | Ammonia | EU | Energy demand | 0 | not_included_in_FEC
IE | TYNDP2026 | NT | 2050 | TWh | 132 | Sub_sector | Industry | Fertilizers | Industry (fertilizers, energetic) | Energetic | industry_fertilizers_demand_electricity_energetic | Electricity | EU | Energy demand | 0 | FEC
IE | TYNDP2026 | NT | 2050 | TWh | 133 | Sub_sector | Industry | Fertilizers | Industry (fertilizers, energetic) | Energetic | industry_fertilizers_demand_hydrogen_energetic | Hydrogen | EU | Energy demand | 0 | FEC
IE | TYNDP2026 | NT | 2050 | TWh | 134 | Sub_sector | Industry | Fertilizers | Industry (fertilizers, energetic) | Energetic | industry_fertilizers_demand_methane_energetic | Methane | EU | Energy demand | 0 | FEC
IE | TYNDP2026 | NT | 2050 | TWh | 135 | Sub_sector | Industry | Fertilizers | Industry (fertilizers, energetic) | Energetic | industry_fertilizers_demand_heat_energetic | Heat | EU | Energy demand | 0 | FEC
IE | TYNDP2026 | NT | 2050 | TWh | 136 | Sub_sector | Industry | Fertilizers | Industry (fertilizers, energetic) | Energetic | industry_fertilizers_demand_biomass_energetic | Biomass | EU | Energy demand | 0 | FEC
IE | TYNDP2026 | NT | 2050 | TWh | 137 | Sub_sector | Industry | Fertilizers | Industry (fertilizers, energetic) | Energetic | industry_fertilizers_demand_coal_energetic | Solids | EU | Energy demand | 0 | FEC
IE | TYNDP2026 | NT | 2050 | TWh | 138 | Sub_sector | Industry | Fertilizers | Industry (fertilizers, energetic) | Energetic | industry_fertilizers_demand_oil_energetic | Liquids | EU | Energy demand | 0 | FEC
IE | TYNDP2026 | NT | 2050 | TWh | 139 | Sub_sector | Industry | Fertilizers | Industry (fertilizers, energetic) | Energetic | industry_fertilizers_demand_others_energetic | Others | EU | Energy demand | 0 | FEC
IE | TYNDP2026 | NT | 2050 | TWh | 140 | Sub_sector | Industry | Fertilizers | Industry (fertilizers, energetic) | Energetic | industry_fertilizers_demand_ammonia_energetic | Ammonia | EU | Energy demand | 0 | FEC
IE | TYNDP2026 | NT | 2050 | TWh | 142 | Sub_sector | Industry | Fertilizers | Industry (fertilizers, non-energetic) | Non-energetic | industry_fertilizers_demand_electricity_non_energetic | Electricity | EU | Energy demand | 0 | not_included_in_FEC
IE | TYNDP2026 | NT | 2050 | TWh | 143 | Sub_sector | Industry | Fertilizers | Industry (fertilizers, non-energetic) | Non-energetic | industry_fertilizers_demand_hydrogen_non_energetic | Hydrogen | EU | Energy demand | 0 | not_included_in_FEC
IE | TYNDP2026 | NT | 2050 | TWh | 144 | Sub_sector | Industry | Fertilizers | Industry (fertilizers, non-energetic) | Non-energetic | industry_fertilizers_demand_methane_non_energetic | Methane | EU | Energy demand | 0 | not_included_in_FEC
IE | TYNDP2026 | NT | 2050 | TWh | 145 | Sub_sector | Industry | Fertilizers | Industry (fertilizers, non-energetic) | Non-energetic | industry_fertilizers_demand_heat_non_energetic | Heat | EU | Energy demand | 0 | not_included_in_FEC
IE | TYNDP2026 | NT | 2050 | TWh | 146 | Sub_sector | Industry | Fertilizers | Industry (fertilizers, non-energetic) | Non-energetic | industry_fertilizers_demand_biomass_non_energetic | Biomass | EU | Energy demand | 0 | not_included_in_FEC
IE | TYNDP2026 | NT | 2050 | TWh | 147 | Sub_sector | Industry | Fertilizers | Industry (fertilizers, non-energetic) | Non-energetic | industry_fertilizers_demand_coal_non_energetic | Solids | EU | Energy demand | 0 | not_included_in_FEC
IE | TYNDP2026 | NT | 2050 | TWh | 148 | Sub_sector | Industry | Fertilizers | Industry (fertilizers, non-energetic) | Non-energetic | industry_fertilizers_demand_oil_non_energetic | Liquids | EU | Energy demand | 0 | not_included_in_FEC
IE | TYNDP2026 | NT | 2050 | TWh | 149 | Sub_sector | Industry | Fertilizers | Industry (fertilizers, non-energetic) | Non-energetic | industry_fertilizers_demand_others_non_energetic | Others | EU | Energy demand | 0 | not_included_in_FEC
IE | TYNDP2026 | NT | 2050 | TWh | 150 | Sub_sector | Industry | Fertilizers | Industry (fertilizers, non-energetic) | Non-energetic | industry_fertilizers_demand_ammonia_non_energetic | Ammonia | EU | Energy demand | 0 | not_included_in_FEC
IE | TYNDP2026 | NT | 2050 | TWh | 152 | Sub_sector | Industry | Food | Industry (food) | Energetic | industry_food_demand_electricity_energetic | Electricity | EU | Energy demand | 4.1726 | FEC
IE | TYNDP2026 | NT | 2050 | TWh | 153 | Sub_sector | Industry | Food | Industry (food) | Energetic | industry_food_demand_hydrogen_energetic | Hydrogen | EU | Energy demand | 0.68151 | FEC
IE | TYNDP2026 | NT | 2050 | TWh | 154 | Sub_sector | Industry | Food | Industry (food) | Energetic | industry_food_demand_methane_energetic | Methane | EU | Energy demand | 0.54689 | FEC
IE | TYNDP2026 | NT | 2050 | TWh | 155 | Sub_sector | Industry | Food | Industry (food) | Energetic | industry_food_demand_heat_energetic | Heat | EU | Energy demand | 0 | FEC
IE | TYNDP2026 | NT | 2050 | TWh | 156 | Sub_sector | Industry | Food | Industry (food) | Energetic | industry_food_demand_biomass_energetic | Biomass | EU | Energy demand | 0.12778 | FEC
IE | TYNDP2026 | NT | 2050 | TWh | 157 | Sub_sector | Industry | Food | Industry (food) | Energetic | industry_food_demand_coal_energetic | Solids | EU | Energy demand | 0 | FEC
IE | TYNDP2026 | NT | 2050 | TWh | 158 | Sub_sector | Industry | Food | Industry (food) | Energetic | industry_food_demand_oil_energetic | Liquids | EU | Energy demand | 0 | FEC
IE | TYNDP2026 | NT | 2050 | TWh | 159 | Sub_sector | Industry | Food | Industry (food) | Energetic | industry_food_demand_others_energetic | Others | EU | Energy demand | 0 | FEC
IE | TYNDP2026 | NT | 2050 | TWh | 160 | Sub_sector | Industry | Food | Industry (food) | Energetic | industry_food_demand_ammonia_energetic | Ammonia | EU | Energy demand | 0 | FEC
IE | TYNDP2026 | NT | 2050 | TWh | 162 | Sub_sector | Industry | Metals | Industry (metal) | Energetic | industry_metal_demand_electricity_energetic | Electricity | EU | Energy demand | 0.52819 | FEC
IE | TYNDP2026 | NT | 2050 | TWh | 163 | Sub_sector | Industry | Metals | Industry (metal) | Energetic | industry_metal_demand_hydrogen_energetic | Hydrogen | EU | Energy demand | 0 | FEC
IE | TYNDP2026 | NT | 2050 | TWh | 164 | Sub_sector | Industry | Metals | Industry (metal) | Energetic | industry_metal_demand_methane_energetic | Methane | EU | Energy demand | 4.7083 | FEC
IE | TYNDP2026 | NT | 2050 | TWh | 165 | Sub_sector | Industry | Metals | Industry (metal) | Energetic | industry_metal_demand_heat_energetic | Heat | EU | Energy demand | 0 | FEC
IE | TYNDP2026 | NT | 2050 | TWh | 166 | Sub_sector | Industry | Metals | Industry (metal) | Energetic | industry_metal_demand_biomass_energetic | Biomass | EU | Energy demand | 0 | FEC
IE | TYNDP2026 | NT | 2050 | TWh | 167 | Sub_sector | Industry | Metals | Industry (metal) | Energetic | industry_metal_demand_coal_energetic | Solids | EU | Energy demand | 0 | FEC
IE | TYNDP2026 | NT | 2050 | TWh | 168 | Sub_sector | Industry | Metals | Industry (metal) | Energetic | industry_metal_demand_oil_energetic | Liquids | EU | Energy demand | 0.12379 | FEC
IE | TYNDP2026 | NT | 2050 | TWh | 169 | Sub_sector | Industry | Metals | Industry (metal) | Energetic | industry_metal_demand_others_energetic | Others | EU | Energy demand | 0 | FEC
IE | TYNDP2026 | NT | 2050 | TWh | 170 | Sub_sector | Industry | Metals | Industry (metal) | Energetic | industry_metal_demand_ammonia_energetic | Ammonia | EU | Energy demand | 0 | FEC
IE | TYNDP2026 | NT | 2050 | TWh | 172 | Sub_sector | Industry | Others | Industry (other, energetic) | Energetic | industry_other_demand_electricity_energetic | Electricity | EU | Energy demand | 3.5585 | FEC
IE | TYNDP2026 | NT | 2050 | TWh | 173 | Sub_sector | Industry | Others | Industry (other, energetic) | Energetic | industry_other_demand_hydrogen_energetic | Hydrogen | EU | Energy demand | 2.981 | FEC
IE | TYNDP2026 | NT | 2050 | TWh | 174 | Sub_sector | Industry | Others | Industry (other, energetic) | Energetic | industry_other_demand_methane_energetic | Methane | EU | Energy demand | 1.4981 | FEC
IE | TYNDP2026 | NT | 2050 | TWh | 175 | Sub_sector | Industry | Others | Industry (other, energetic) | Energetic | industry_other_demand_heat_energetic | Heat | EU | Energy demand | 0 | FEC
IE | TYNDP2026 | NT | 2050 | TWh | 176 | Sub_sector | Industry | Others | Industry (other, energetic) | Energetic | industry_other_demand_biomass_energetic | Biomass | EU | Energy demand | 1.4308 | FEC
IE | TYNDP2026 | NT | 2050 | TWh | 177 | Sub_sector | Industry | Others | Industry (other, energetic) | Energetic | industry_other_demand_coal_energetic | Solids | EU | Energy demand | 0 | FEC
IE | TYNDP2026 | NT | 2050 | TWh | 178 | Sub_sector | Industry | Others | Industry (other, energetic) | Energetic | industry_other_demand_oil_energetic | Liquids | EU | Energy demand | 1.2981 | FEC
IE | TYNDP2026 | NT | 2050 | TWh | 179 | Sub_sector | Industry | Others | Industry (other, energetic) | Energetic | industry_other_demand_others_energetic | Others | EU | Energy demand | 0 | FEC
IE | TYNDP2026 | NT | 2050 | TWh | 180 | Sub_sector | Industry | Others | Industry (other, energetic) | Energetic | industry_other_demand_ammonia_energetic | Ammonia | EU | Energy demand | 0 | FEC
IE | TYNDP2026 | NT | 2050 | TWh | 182 | Sub_sector | Industry | Others | Industry (other, non-energetic) | Non-energetic | industry_other_demand_electricity_non_energetic | Electricity | EU | Energy demand | 0 | not_included_in_FEC
IE | TYNDP2026 | NT | 2050 | TWh | 183 | Sub_sector | Industry | Others | Industry (other, non-energetic) | Non-energetic | industry_other_demand_hydrogen_non_energetic | Hydrogen | EU | Energy demand | 0 | not_included_in_FEC
IE | TYNDP2026 | NT | 2050 | TWh | 184 | Sub_sector | Industry | Others | Industry (other, non-energetic) | Non-energetic | industry_other_demand_methane_non_energetic | Methane | EU | Energy demand | 0 | not_included_in_FEC
IE | TYNDP2026 | NT | 2050 | TWh | 185 | Sub_sector | Industry | Others | Industry (other, non-energetic) | Non-energetic | industry_other_demand_heat_non_energetic | Heat | EU | Energy demand | 0 | not_included_in_FEC
IE | TYNDP2026 | NT | 2050 | TWh | 186 | Sub_sector | Industry | Others | Industry (other, non-energetic) | Non-energetic | industry_other_demand_biomass_non_energetic | Biomass | EU | Energy demand | 0 | not_included_in_FEC
IE | TYNDP2026 | NT | 2050 | TWh | 187 | Sub_sector | Industry | Others | Industry (other, non-energetic) | Non-energetic | industry_other_demand_coal_non_energetic | Solids | EU | Energy demand | 0 | not_included_in_FEC
IE | TYNDP2026 | NT | 2050 | TWh | 188 | Sub_sector | Industry | Others | Industry (other, non-energetic) | Non-energetic | industry_other_demand_oil_non_energetic | Liquids | EU | Energy demand | 2.4389 | not_included_in_FEC
IE | TYNDP2026 | NT | 2050 | TWh | 189 | Sub_sector | Industry | Others | Industry (other, non-energetic) | Non-energetic | industry_other_demand_others_non_energetic | Others | EU | Energy demand | 0 | not_included_in_FEC
IE | TYNDP2026 | NT | 2050 | TWh | 190 | Sub_sector | Industry | Others | Industry (other, non-energetic) | Non-energetic | industry_other_demand_ammonia_non_energetic | Ammonia | EU | Energy demand | 0 | not_included_in_FEC
IE | TYNDP2026 | NT | 2050 | TWh | 192 | Sub_sector | Industry | Paper | Industry (paper) | Energetic | industry_paper_demand_electricity_energetic | Electricity | EU | Energy demand | 0.12406 | FEC
IE | TYNDP2026 | NT | 2050 | TWh | 193 | Sub_sector | Industry | Paper | Industry (paper) | Energetic | industry_paper_demand_hydrogen_energetic | Hydrogen | EU | Energy demand | 0 | FEC
IE | TYNDP2026 | NT | 2050 | TWh | 194 | Sub_sector | Industry | Paper | Industry (paper) | Energetic | industry_paper_demand_methane_energetic | Methane | EU | Energy demand | 0.076798 | FEC
IE | TYNDP2026 | NT | 2050 | TWh | 195 | Sub_sector | Industry | Paper | Industry (paper) | Energetic | industry_paper_demand_heat_energetic | Heat | EU | Energy demand | 0 | FEC
IE | TYNDP2026 | NT | 2050 | TWh | 196 | Sub_sector | Industry | Paper | Industry (paper) | Energetic | industry_paper_demand_biomass_energetic | Biomass | EU | Energy demand | 0 | FEC
IE | TYNDP2026 | NT | 2050 | TWh | 197 | Sub_sector | Industry | Paper | Industry (paper) | Energetic | industry_paper_demand_coal_energetic | Solids | EU | Energy demand | 0 | FEC
IE | TYNDP2026 | NT | 2050 | TWh | 198 | Sub_sector | Industry | Paper | Industry (paper) | Energetic | industry_paper_demand_oil_energetic | Liquids | EU | Energy demand | 0.011148 | FEC
IE | TYNDP2026 | NT | 2050 | TWh | 199 | Sub_sector | Industry | Paper | Industry (paper) | Energetic | industry_paper_demand_others_energetic | Others | EU | Energy demand | 0 | FEC
IE | TYNDP2026 | NT | 2050 | TWh | 200 | Sub_sector | Industry | Paper | Industry (paper) | Energetic | industry_paper_demand_ammonia_energetic | Ammonia | EU | Energy demand | 0 | FEC
IE | TYNDP2026 | NT | 2050 | TWh | 202 | Sub_sector | Industry | Refineries | Industry (refineries, energetic) | Energetic | industry_refinery_demand_electricity_energetic | Electricity | EU | Energy demand | 0.17123 | not_included_in_FEC
IE | TYNDP2026 | NT | 2050 | TWh | 203 | Sub_sector | Industry | Refineries | Industry (refineries, energetic) | Energetic | industry_refinery_demand_hydrogen_energetic | Hydrogen | EU | Energy demand | 3.9096 | not_included_in_FEC
IE | TYNDP2026 | NT | 2050 | TWh | 204 | Sub_sector | Industry | Refineries | Industry (refineries, energetic) | Energetic | industry_refinery_demand_methane_energetic | Methane | EU | Energy demand | 0 | not_included_in_FEC
IE | TYNDP2026 | NT | 2050 | TWh | 205 | Sub_sector | Industry | Refineries | Industry (refineries, energetic) | Energetic | industry_refinery_demand_heat_energetic | Heat | EU | Energy demand | 0 | not_included_in_FEC
IE | TYNDP2026 | NT | 2050 | TWh | 206 | Sub_sector | Industry | Refineries | Industry (refineries, energetic) | Energetic | industry_refinery_demand_biomass_energetic | Biomass | EU | Energy demand | 0 | not_included_in_FEC
IE | TYNDP2026 | NT | 2050 | TWh | 207 | Sub_sector | Industry | Refineries | Industry (refineries, energetic) | Energetic | industry_refinery_demand_coal_energetic | Solids | EU | Energy demand | 0 | not_included_in_FEC
IE | TYNDP2026 | NT | 2050 | TWh | 208 | Sub_sector | Industry | Refineries | Industry (refineries, energetic) | Energetic | industry_refinery_demand_oil_energetic | Liquids | EU | Energy demand | 0 | not_included_in_FEC
IE | TYNDP2026 | NT | 2050 | TWh | 209 | Sub_sector | Industry | Refineries | Industry (refineries, energetic) | Energetic | industry_refinery_demand_others_energetic | Others | EU | Energy demand | 0 | not_included_in_FEC
IE | TYNDP2026 | NT | 2050 | TWh | 210 | Sub_sector | Industry | Refineries | Industry (refineries, energetic) | Energetic | industry_refinery_demand_ammonia_energetic | Ammonia | EU | Energy demand | 0 | not_included_in_FEC
IE | TYNDP2026 | NT | 2050 | TWh | 212 | Sub_sector | Industry | Refineries | Industry (refineries, non-energetic) | Non-energetic | industry_refinery_demand_electricity_non_energetic | Electricity | EU | Energy demand | 0 | not_included_in_FEC
IE | TYNDP2026 | NT | 2050 | TWh | 213 | Sub_sector | Industry | Refineries | Industry (refineries, non-energetic) | Non-energetic | industry_refinery_demand_hydrogen_non_energetic | Hydrogen | EU | Energy demand | 0 | not_included_in_FEC
IE | TYNDP2026 | NT | 2050 | TWh | 214 | Sub_sector | Industry | Refineries | Industry (refineries, non-energetic) | Non-energetic | industry_refinery_demand_methane_non_energetic | Methane | EU | Energy demand | 0 | not_included_in_FEC
IE | TYNDP2026 | NT | 2050 | TWh | 215 | Sub_sector | Industry | Refineries | Industry (refineries, non-energetic) | Non-energetic | industry_refinery_demand_heat_non_energetic | Heat | EU | Energy demand | 0 | not_included_in_FEC
IE | TYNDP2026 | NT | 2050 | TWh | 216 | Sub_sector | Industry | Refineries | Industry (refineries, non-energetic) | Non-energetic | industry_refinery_demand_biomass_non_energetic | Biomass | EU | Energy demand | 0 | not_included_in_FEC
IE | TYNDP2026 | NT | 2050 | TWh | 217 | Sub_sector | Industry | Refineries | Industry (refineries, non-energetic) | Non-energetic | industry_refinery_demand_coal_non_energetic | Solids | EU | Energy demand | 0 | not_included_in_FEC
IE | TYNDP2026 | NT | 2050 | TWh | 218 | Sub_sector | Industry | Refineries | Industry (refineries, non-energetic) | Non-energetic | industry_refinery_demand_oil_non_energetic | Liquids | EU | Energy demand | 0 | not_included_in_FEC
IE | TYNDP2026 | NT | 2050 | TWh | 219 | Sub_sector | Industry | Refineries | Industry (refineries, non-energetic) | Non-energetic | industry_refinery_demand_others_non_energetic | Others | EU | Energy demand | 0 | not_included_in_FEC
IE | TYNDP2026 | NT | 2050 | TWh | 220 | Sub_sector | Industry | Refineries | Industry (refineries, non-energetic) | Non-energetic | industry_refinery_demand_ammonia_non_energetic | Ammonia | EU | Energy demand | 0 | not_included_in_FEC
IE | TYNDP2026 | NT | 2050 | TWh | 222 | Sub_sector | Industry | Steel | Industry (steel) | Energetic | industry_steel_demand_electricity_energetic | Electricity | EU | Energy demand | 0 | FEC
IE | TYNDP2026 | NT | 2050 | TWh | 223 | Sub_sector | Industry | Steel | Industry (steel) | Energetic | industry_steel_demand_hydrogen_energetic | Hydrogen | EU | Energy demand | 0 | FEC
IE | TYNDP2026 | NT | 2050 | TWh | 224 | Sub_sector | Industry | Steel | Industry (steel) | Energetic | industry_steel_demand_methane_energetic | Methane | EU | Energy demand | 0 | FEC
IE | TYNDP2026 | NT | 2050 | TWh | 225 | Sub_sector | Industry | Steel | Industry (steel) | Energetic | industry_steel_demand_heat_energetic | Heat | EU | Energy demand | 0 | FEC
IE | TYNDP2026 | NT | 2050 | TWh | 226 | Sub_sector | Industry | Steel | Industry (steel) | Energetic | industry_steel_demand_biomass_energetic | Biomass | EU | Energy demand | 0 | FEC
IE | TYNDP2026 | NT | 2050 | TWh | 227 | Sub_sector | Industry | Steel | Industry (steel) | Energetic | industry_steel_demand_coal_energetic | Solids | EU | Energy demand | 0 | FEC
IE | TYNDP2026 | NT | 2050 | TWh | 228 | Sub_sector | Industry | Steel | Industry (steel) | Energetic | industry_steel_demand_oil_energetic | Liquids | EU | Energy demand | 0 | FEC
IE | TYNDP2026 | NT | 2050 | TWh | 229 | Sub_sector | Industry | Steel | Industry (steel) | Energetic | industry_steel_demand_others_energetic | Others | EU | Energy demand | 0 | FEC
IE | TYNDP2026 | NT | 2050 | TWh | 230 | Sub_sector | Industry | Steel | Industry (steel) | Energetic | industry_steel_demand_ammonia_energetic | Ammonia | EU | Energy demand | 0 | FEC
IE | TYNDP2026 | NT | 2050 | TWh | 232 | Sub_sector | Transport | Cars | Transport (cars) | Energetic | transport_cars_final_demand_electricity | Electricity | EU | Energy demand | 6.8345 | FEC
IE | TYNDP2026 | NT | 2050 | TWh | 233 | Sub_sector | Transport | Cars | Transport (cars) | Energetic | transport_cars_final_demand_hydrogen | Hydrogen | EU | Energy demand | 0 | FEC
IE | TYNDP2026 | NT | 2050 | TWh | 234 | Sub_sector | Transport | Cars | Transport (cars) | Energetic | transport_cars_final_demand_methane | Methane | EU | Energy demand | 0 | FEC
IE | TYNDP2026 | NT | 2050 | TWh | 235 | Sub_sector | Transport | Cars | Transport (cars) | Energetic | transport_cars_final_demand_heat | Heat | EU | Energy demand | 0 | FEC
IE | TYNDP2026 | NT | 2050 | TWh | 236 | Sub_sector | Transport | Cars | Transport (cars) | Energetic | transport_cars_final_demand_biomass | Biomass | EU | Energy demand | 0 | FEC
IE | TYNDP2026 | NT | 2050 | TWh | 237 | Sub_sector | Transport | Cars | Transport (cars) | Energetic | transport_cars_final_demand_coal | Solids | EU | Energy demand | 0 | FEC
IE | TYNDP2026 | NT | 2050 | TWh | 238 | Sub_sector | Transport | Cars | Transport (cars) | Energetic | transport_cars_final_demand_oil | Liquids | EU | Energy demand | 0 | FEC
IE | TYNDP2026 | NT | 2050 | TWh | 239 | Sub_sector | Transport | Cars | Transport (cars) | Energetic | transport_cars_final_demand_other | Others | EU | Energy demand | 0 | FEC
IE | TYNDP2026 | NT | 2050 | TWh | 240 | Sub_sector | Transport | Cars | Transport (cars) | Energetic | transport_cars_final_demand_ammonia | Ammonia | EU | Energy demand | 0 | FEC
IE | TYNDP2026 | NT | 2050 | TWh | 242 | Sub_sector | Transport | Busses | Transport (busses) | Energetic | transport_busses_final_demand_electricity | Electricity | EU | Energy demand | 0.094878 | FEC
IE | TYNDP2026 | NT | 2050 | TWh | 243 | Sub_sector | Transport | Busses | Transport (busses) | Energetic | transport_busses_final_demand_hydrogen | Hydrogen | EU | Energy demand | 0.0084713 | FEC
IE | TYNDP2026 | NT | 2050 | TWh | 244 | Sub_sector | Transport | Busses | Transport (busses) | Energetic | transport_busses_final_demand_methane | Methane | EU | Energy demand | 0.02472 | FEC
IE | TYNDP2026 | NT | 2050 | TWh | 245 | Sub_sector | Transport | Busses | Transport (busses) | Energetic | transport_busses_final_demand_heat | Heat | EU | Energy demand | 0 | FEC
IE | TYNDP2026 | NT | 2050 | TWh | 246 | Sub_sector | Transport | Busses | Transport (busses) | Energetic | transport_busses_final_demand_biomass | Biomass | EU | Energy demand | 0 | FEC
IE | TYNDP2026 | NT | 2050 | TWh | 247 | Sub_sector | Transport | Busses | Transport (busses) | Energetic | transport_busses_final_demand_coal | Solids | EU | Energy demand | 0 | FEC
IE | TYNDP2026 | NT | 2050 | TWh | 248 | Sub_sector | Transport | Busses | Transport (busses) | Energetic | transport_busses_final_demand_oil | Liquids | EU | Energy demand | 0 | FEC
IE | TYNDP2026 | NT | 2050 | TWh | 249 | Sub_sector | Transport | Busses | Transport (busses) | Energetic | transport_busses_final_demand_other | Others | EU | Energy demand | 0 | FEC
IE | TYNDP2026 | NT | 2050 | TWh | 250 | Sub_sector | Transport | Busses | Transport (busses) | Energetic | transport_busses_final_demand_ammonia | Ammonia | EU | Energy demand | 0 | FEC
IE | TYNDP2026 | NT | 2050 | TWh | 252 | Sub_sector | Transport | Trucks | Transport (trucks) | Energetic | transport_trucks_final_demand_electricity | Electricity | EU | Energy demand | 1.7706 | FEC
IE | TYNDP2026 | NT | 2050 | TWh | 253 | Sub_sector | Transport | Trucks | Transport (trucks) | Energetic | transport_trucks_final_demand_hydrogen | Hydrogen | EU | Energy demand | 4.2285 | FEC
IE | TYNDP2026 | NT | 2050 | TWh | 254 | Sub_sector | Transport | Trucks | Transport (trucks) | Energetic | transport_trucks_final_demand_methane | Methane | EU | Energy demand | 1.5457 | FEC
IE | TYNDP2026 | NT | 2050 | TWh | 255 | Sub_sector | Transport | Trucks | Transport (trucks) | Energetic | transport_trucks_final_demand_heat | Heat | EU | Energy demand | 0 | FEC
IE | TYNDP2026 | NT | 2050 | TWh | 256 | Sub_sector | Transport | Trucks | Transport (trucks) | Energetic | transport_trucks_final_demand_biomass | Biomass | EU | Energy demand | 0 | FEC
IE | TYNDP2026 | NT | 2050 | TWh | 257 | Sub_sector | Transport | Trucks | Transport (trucks) | Energetic | transport_trucks_final_demand_coal | Solids | EU | Energy demand | 0 | FEC
IE | TYNDP2026 | NT | 2050 | TWh | 258 | Sub_sector | Transport | Trucks | Transport (trucks) | Energetic | transport_trucks_final_demand_oil | Liquids | EU | Energy demand | 0 | FEC
IE | TYNDP2026 | NT | 2050 | TWh | 259 | Sub_sector | Transport | Trucks | Transport (trucks) | Energetic | transport_trucks_final_demand_other | Others | EU | Energy demand | 0 | FEC
IE | TYNDP2026 | NT | 2050 | TWh | 260 | Sub_sector | Transport | Trucks | Transport (trucks) | Energetic | transport_trucks_final_demand_ammonia | Ammonia | EU | Energy demand | 0 | FEC
IE | TYNDP2026 | NT | 2050 | TWh | 262 | Sub_sector | Transport | Vans | Transport (vans) | Energetic | transport_vans_final_demand_electricity | Electricity | EU | Energy demand | 0.60423 | FEC
IE | TYNDP2026 | NT | 2050 | TWh | 263 | Sub_sector | Transport | Vans | Transport (vans) | Energetic | transport_vans_final_demand_hydrogen | Hydrogen | EU | Energy demand | 0.53864 | FEC
IE | TYNDP2026 | NT | 2050 | TWh | 264 | Sub_sector | Transport | Vans | Transport (vans) | Energetic | transport_vans_final_demand_methane | Methane | EU | Energy demand | 0.17838 | FEC
IE | TYNDP2026 | NT | 2050 | TWh | 265 | Sub_sector | Transport | Vans | Transport (vans) | Energetic | transport_vans_final_demand_heat | Heat | EU | Energy demand | 0 | FEC
IE | TYNDP2026 | NT | 2050 | TWh | 266 | Sub_sector | Transport | Vans | Transport (vans) | Energetic | transport_vans_final_demand_biomass | Biomass | EU | Energy demand | 0 | FEC
IE | TYNDP2026 | NT | 2050 | TWh | 267 | Sub_sector | Transport | Vans | Transport (vans) | Energetic | transport_vans_final_demand_coal | Solids | EU | Energy demand | 0 | FEC
IE | TYNDP2026 | NT | 2050 | TWh | 268 | Sub_sector | Transport | Vans | Transport (vans) | Energetic | transport_vans_final_demand_oil | Liquids | EU | Energy demand | 0.91691 | FEC
IE | TYNDP2026 | NT | 2050 | TWh | 269 | Sub_sector | Transport | Vans | Transport (vans) | Energetic | transport_vans_final_demand_other | Others | EU | Energy demand | 0 | FEC
IE | TYNDP2026 | NT | 2050 | TWh | 270 | Sub_sector | Transport | Vans | Transport (vans) | Energetic | transport_vans_final_demand_ammonia | Ammonia | EU | Energy demand | 0 | FEC
IE | TYNDP2026 | NT | 2050 | TWh | 272 | Sub_sector | Transport | Freight trains | Transport (trains) | Energetic | transport_trains_final_demand_electricity | Electricity | EU | Energy demand | 1.5509 | FEC
IE | TYNDP2026 | NT | 2050 | TWh | 273 | Sub_sector | Transport | Freight trains | Transport (trains) | Energetic | transport_trains_final_demand_hydrogen | Hydrogen | EU | Energy demand | 0.56154 | FEC
IE | TYNDP2026 | NT | 2050 | TWh | 274 | Sub_sector | Transport | Freight trains | Transport (trains) | Energetic | transport_trains_final_demand_methane | Methane | EU | Energy demand | 0 | FEC
IE | TYNDP2026 | NT | 2050 | TWh | 275 | Sub_sector | Transport | Freight trains | Transport (trains) | Energetic | transport_trains_final_demand_heat | Heat | EU | Energy demand | 0 | FEC
IE | TYNDP2026 | NT | 2050 | TWh | 276 | Sub_sector | Transport | Freight trains | Transport (trains) | Energetic | transport_trains_final_demand_biomass | Biomass | EU | Energy demand | 0 | FEC
IE | TYNDP2026 | NT | 2050 | TWh | 277 | Sub_sector | Transport | Freight trains | Transport (trains) | Energetic | transport_trains_final_demand_coal | Solids | EU | Energy demand | 0 | FEC
IE | TYNDP2026 | NT | 2050 | TWh | 278 | Sub_sector | Transport | Freight trains | Transport (trains) | Energetic | transport_trains_final_demand_oil | Liquids | EU | Energy demand | 1.5714 | FEC
IE | TYNDP2026 | NT | 2050 | TWh | 279 | Sub_sector | Transport | Freight trains | Transport (trains) | Energetic | transport_trains_final_demand_other | Others | EU | Energy demand | 0 | FEC
IE | TYNDP2026 | NT | 2050 | TWh | 280 | Sub_sector | Transport | Freight trains | Transport (trains) | Energetic | transport_trains_final_demand_ammonia | Ammonia | EU | Energy demand | 0 | FEC
IE | TYNDP2026 | NT | 2050 | TWh | 282 | Sub_sector | Transport | Ships | Transport (ships) | Energetic | transport_ships_final_demand_electricity | Electricity | EU | Energy demand | 0 | FEC
IE | TYNDP2026 | NT | 2050 | TWh | 283 | Sub_sector | Transport | Ships | Transport (ships) | Energetic | transport_ships_final_demand_hydrogen | Hydrogen | EU | Energy demand | 0 | FEC
IE | TYNDP2026 | NT | 2050 | TWh | 284 | Sub_sector | Transport | Ships | Transport (ships) | Energetic | transport_ships_final_demand_methane | Methane | EU | Energy demand | 0 | FEC
IE | TYNDP2026 | NT | 2050 | TWh | 285 | Sub_sector | Transport | Ships | Transport (ships) | Energetic | transport_ships_final_demand_heat | Heat | EU | Energy demand | 0 | FEC
IE | TYNDP2026 | NT | 2050 | TWh | 286 | Sub_sector | Transport | Ships | Transport (ships) | Energetic | transport_ships_final_demand_biomass | Biomass | EU | Energy demand | 0 | FEC
IE | TYNDP2026 | NT | 2050 | TWh | 287 | Sub_sector | Transport | Ships | Transport (ships) | Energetic | transport_ships_final_demand_coal | Solids | EU | Energy demand | 0 | FEC
IE | TYNDP2026 | NT | 2050 | TWh | 288 | Sub_sector | Transport | Ships | Transport (ships) | Energetic | transport_ships_final_demand_oil | Liquids | EU | Energy demand | 0 | FEC
IE | TYNDP2026 | NT | 2050 | TWh | 289 | Sub_sector | Transport | Ships | Transport (ships) | Energetic | transport_ships_final_demand_other | Others | EU | Energy demand | 0 | FEC
IE | TYNDP2026 | NT | 2050 | TWh | 290 | Sub_sector | Transport | Ships | Transport (ships) | Energetic | transport_ships_final_demand_ammonia | Ammonia | EU | Energy demand | 0.76663 | FEC
IE | TYNDP2026 | NT | 2050 | TWh | 292 | Sub_sector | Transport | Planes | Transport (planes) | Energetic | transport_planes_final_demand_electricity | Electricity | EU | Energy demand | 0 | FEC
IE | TYNDP2026 | NT | 2050 | TWh | 293 | Sub_sector | Transport | Planes | Transport (planes) | Energetic | transport_planes_final_demand_hydrogen | Hydrogen | EU | Energy demand | 0 | FEC
IE | TYNDP2026 | NT | 2050 | TWh | 294 | Sub_sector | Transport | Planes | Transport (planes) | Energetic | transport_planes_final_demand_methane | Methane | EU | Energy demand | 0 | FEC
IE | TYNDP2026 | NT | 2050 | TWh | 295 | Sub_sector | Transport | Planes | Transport (planes) | Energetic | transport_planes_final_demand_heat | Heat | EU | Energy demand | 0 | FEC
IE | TYNDP2026 | NT | 2050 | TWh | 296 | Sub_sector | Transport | Planes | Transport (planes) | Energetic | transport_planes_final_demand_biomass | Biomass | EU | Energy demand | 0 | FEC
IE | TYNDP2026 | NT | 2050 | TWh | 297 | Sub_sector | Transport | Planes | Transport (planes) | Energetic | transport_planes_final_demand_coal | Solids | EU | Energy demand | 0 | FEC
IE | TYNDP2026 | NT | 2050 | TWh | 298 | Sub_sector | Transport | Planes | Transport (planes) | Energetic | transport_planes_final_demand_oil | Liquids | EU | Energy demand | 0.45712 | FEC
IE | TYNDP2026 | NT | 2050 | TWh | 299 | Sub_sector | Transport | Planes | Transport (planes) | Energetic | transport_planes_final_demand_other | Others | EU | Energy demand | 0 | FEC
IE | TYNDP2026 | NT | 2050 | TWh | 300 | Sub_sector | Transport | Planes | Transport (planes) | Energetic | transport_planes_final_demand_ammonia | Ammonia | EU | Energy demand | 0 | FEC
IE | TYNDP2026 | NT | 2050 | TWh | 302 | Sub_sector | Transport | Others | Transport (others) | Energetic | transport_other_final_demand_electricity | Electricity | EU | Energy demand | 0.0029605 | FEC
IE | TYNDP2026 | NT | 2050 | TWh | 303 | Sub_sector | Transport | Others | Transport (others) | Energetic | transport_other_final_demand_hydrogen | Hydrogen | EU | Energy demand | 0 | FEC
IE | TYNDP2026 | NT | 2050 | TWh | 304 | Sub_sector | Transport | Others | Transport (others) | Energetic | transport_other_final_demand_methane | Methane | EU | Energy demand | 0 | FEC
IE | TYNDP2026 | NT | 2050 | TWh | 305 | Sub_sector | Transport | Others | Transport (others) | Energetic | transport_other_final_demand_heat | Heat | EU | Energy demand | 0 | FEC
IE | TYNDP2026 | NT | 2050 | TWh | 306 | Sub_sector | Transport | Others | Transport (others) | Energetic | transport_other_final_demand_biomass | Biomass | EU | Energy demand | 0 | FEC
IE | TYNDP2026 | NT | 2050 | TWh | 307 | Sub_sector | Transport | Others | Transport (others) | Energetic | transport_other_final_demand_coal | Solids | EU | Energy demand | 0 | FEC
IE | TYNDP2026 | NT | 2050 | TWh | 308 | Sub_sector | Transport | Others | Transport (others) | Energetic | transport_other_final_demand_oil | Liquids | EU | Energy demand | 0.017984 | FEC
IE | TYNDP2026 | NT | 2050 | TWh | 309 | Sub_sector | Transport | Others | Transport (others) | Energetic | transport_other_final_demand_other | Others | EU | Energy demand | 0 | FEC
IE | TYNDP2026 | NT | 2050 | TWh | 310 | Sub_sector | Transport | Others | Transport (others) | Energetic | transport_other_final_demand_ammonia | Ammonia | EU | Energy demand | 0 | FEC
IE | TYNDP2026 | NT | 2050 | TWh | 312 | Sub_sector | International transport | International aviation | Transport (int. aviation) | Energetic | transport_int_aviation_final_demand_electricity | Electricity | EU | Energy demand | 0 | FEC
IE | TYNDP2026 | NT | 2050 | TWh | 313 | Sub_sector | International transport | International aviation | Transport (int. aviation) | Energetic | transport_int_aviation_final_demand_hydrogen | Hydrogen | EU | Energy demand | 0 | FEC
IE | TYNDP2026 | NT | 2050 | TWh | 314 | Sub_sector | International transport | International aviation | Transport (int. aviation) | Energetic | transport_int_aviation_final_demand_methane | Methane | EU | Energy demand | 0 | FEC
IE | TYNDP2026 | NT | 2050 | TWh | 315 | Sub_sector | International transport | International aviation | Transport (int. aviation) | Energetic | transport_int_aviation_final_demand_heat | Heat | EU | Energy demand | 0 | FEC
IE | TYNDP2026 | NT | 2050 | TWh | 316 | Sub_sector | International transport | International aviation | Transport (int. aviation) | Energetic | transport_int_aviation_final_demand_biofuels | Biomass | EU | Energy demand | 0 | FEC
IE | TYNDP2026 | NT | 2050 | TWh | 317 | Sub_sector | International transport | International aviation | Transport (int. aviation) | Energetic | transport_int_aviation_final_demand_coal | Solids | EU | Energy demand | 0 | FEC
IE | TYNDP2026 | NT | 2050 | TWh | 318 | Sub_sector | International transport | International aviation | Transport (int. aviation) | Energetic | transport_int_aviation_final_demand_oil | Liquids | EU | Energy demand | 25.8658 | FEC
IE | TYNDP2026 | NT | 2050 | TWh | 319 | Sub_sector | International transport | International aviation | Transport (int. aviation) | Energetic | transport_int_aviation_final_demand_other | Others | EU | Energy demand | 0 | FEC
IE | TYNDP2026 | NT | 2050 | TWh | 320 | Sub_sector | International transport | International aviation | Transport (int. aviation) | Energetic | transport_int_aviation_final_demand_ammonia | Ammonia | EU | Energy demand | 0 | FEC
IE | TYNDP2026 | NT | 2050 | TWh | 322 | Sub_sector | International transport | International shipping | Transport (int. shipping) | Energetic | transport_int_shipping_final_demand_electricity | Electricity | EU | Energy demand | 0 | not_included_in_FEC
IE | TYNDP2026 | NT | 2050 | TWh | 323 | Sub_sector | International transport | International shipping | Transport (int. shipping) | Energetic | transport_int_shipping_final_demand_hydrogen | Hydrogen | EU | Energy demand | 0 | not_included_in_FEC
IE | TYNDP2026 | NT | 2050 | TWh | 324 | Sub_sector | International transport | International shipping | Transport (int. shipping) | Energetic | transport_int_shipping_final_demand_methane | Methane | EU | Energy demand | 0 | not_included_in_FEC
IE | TYNDP2026 | NT | 2050 | TWh | 325 | Sub_sector | International transport | International shipping | Transport (int. shipping) | Energetic | transport_int_shipping_final_demand_heat | Heat | EU | Energy demand | 0 | not_included_in_FEC
IE | TYNDP2026 | NT | 2050 | TWh | 326 | Sub_sector | International transport | International shipping | Transport (int. shipping) | Energetic | transport_int_shipping_final_demand_biofuels | Biomass | EU | Energy demand | 0 | not_included_in_FEC
IE | TYNDP2026 | NT | 2050 | TWh | 327 | Sub_sector | International transport | International shipping | Transport (int. shipping) | Energetic | transport_int_shipping_final_demand_coal | Solids | EU | Energy demand | 0 | not_included_in_FEC
IE | TYNDP2026 | NT | 2050 | TWh | 328 | Sub_sector | International transport | International shipping | Transport (int. shipping) | Energetic | transport_int_shipping_final_demand_oil | Liquids | EU | Energy demand | 0 | not_included_in_FEC
IE | TYNDP2026 | NT | 2050 | TWh | 329 | Sub_sector | International transport | International shipping | Transport (int. shipping) | Energetic | transport_int_shipping_final_demand_other | Others | EU | Energy demand | 0 | not_included_in_FEC
IE | TYNDP2026 | NT | 2050 | TWh | 330 | Sub_sector | International transport | International shipping | Transport (int. shipping) | Energetic | transport_int_shipping_final_demand_ammonia | Ammonia | EU | Energy demand | 1.252 | not_included_in_FEC
IE | TYNDP2026 | NT | 2050 | TWh | 332 | Sub_sector | Households | Space heating | Households (heating) | Energetic | households_heating_final_demand_electricity | Electricity | EU | Energy demand | 1.4852 | FEC
IE | TYNDP2026 | NT | 2050 | TWh | 333 | Sub_sector | Households | Space heating | Households (heating) | Energetic | households_heating_final_demand_hydrogen | Hydrogen | EU | Energy demand | 0.15106 | FEC
IE | TYNDP2026 | NT | 2050 | TWh | 334 | Sub_sector | Households | Space heating | Households (heating) | Energetic | households_heating_final_demand_methane | Methane | EU | Energy demand | 0.31672 | FEC
IE | TYNDP2026 | NT | 2050 | TWh | 335 | Sub_sector | Households | Space heating | Households (heating) | Energetic | households_heating_final_demand_heat | Heat | EU | Energy demand | 0.61053 | FEC
IE | TYNDP2026 | NT | 2050 | TWh | 336 | Sub_sector | Households | Space heating | Households (heating) | Energetic | households_heating_final_demand_biomass | Biomass | EU | Energy demand | 0.097646 | FEC
IE | TYNDP2026 | NT | 2050 | TWh | 337 | Sub_sector | Households | Space heating | Households (heating) | Energetic | households_heating_final_demand_coal | Solids | EU | Energy demand | 0 | FEC
IE | TYNDP2026 | NT | 2050 | TWh | 338 | Sub_sector | Households | Space heating | Households (heating) | Energetic | households_heating_final_demand_oil | Liquids | EU | Energy demand | 0 | FEC
IE | TYNDP2026 | NT | 2050 | TWh | 339 | Sub_sector | Households | Space heating | Households (heating) | Energetic | households_heating_final_demand_other | Others | EU | Energy demand | 0 | FEC
IE | TYNDP2026 | NT | 2050 | TWh | 340 | Sub_sector | Households | Space heating | Households (heating) | Energetic | households_heating_final_demand_ammonia | Ammonia | EU | Energy demand | 0 | FEC
IE | TYNDP2026 | NT | 2050 | TWh | 343 | Sub_sector | Households | Cooling | Households (cooling) | Energetic | households_cooling_final_demand_electricity | Electricity | EU | Energy demand | 0 | FEC
IE | TYNDP2026 | NT | 2050 | TWh | 344 | Sub_sector | Households | Cooling | Households (cooling) | Energetic | households_cooling_final_demand_hydrogen | Hydrogen | EU | Energy demand | 0 | FEC
IE | TYNDP2026 | NT | 2050 | TWh | 345 | Sub_sector | Households | Cooling | Households (cooling) | Energetic | households_cooling_final_demand_methane | Methane | EU | Energy demand | 0 | FEC
IE | TYNDP2026 | NT | 2050 | TWh | 346 | Sub_sector | Households | Cooling | Households (cooling) | Energetic | households_cooling_final_demand_heat | Heat | EU | Energy demand | 0 | FEC
IE | TYNDP2026 | NT | 2050 | TWh | 347 | Sub_sector | Households | Cooling | Households (cooling) | Energetic | households_cooling_final_demand_biomass | Biomass | EU | Energy demand | 0 | FEC
IE | TYNDP2026 | NT | 2050 | TWh | 348 | Sub_sector | Households | Cooling | Households (cooling) | Energetic | households_cooling_final_demand_coal | Solids | EU | Energy demand | 0 | FEC
IE | TYNDP2026 | NT | 2050 | TWh | 349 | Sub_sector | Households | Cooling | Households (cooling) | Energetic | households_cooling_final_demand_oil | Liquids | EU | Energy demand | 0 | FEC
IE | TYNDP2026 | NT | 2050 | TWh | 350 | Sub_sector | Households | Cooling | Households (cooling) | Energetic | households_cooling_final_demand_other | Others | EU | Energy demand | 0 | FEC
IE | TYNDP2026 | NT | 2050 | TWh | 351 | Sub_sector | Households | Cooling | Households (cooling) | Energetic | households_cooling_final_demand_ammonia | Ammonia | EU | Energy demand | 0 | FEC
IE | TYNDP2026 | NT | 2050 | TWh | 354 | Sub_sector | Households | Hot water | Households (hot water) | Energetic | households_hot_water_final_demand_electricity | Electricity | EU | Energy demand | 3.7612 | FEC
IE | TYNDP2026 | NT | 2050 | TWh | 355 | Sub_sector | Households | Hot water | Households (hot water) | Energetic | households_hot_water_final_demand_hydrogen | Hydrogen | EU | Energy demand | 0.73248 | FEC
IE | TYNDP2026 | NT | 2050 | TWh | 356 | Sub_sector | Households | Hot water | Households (hot water) | Energetic | households_hot_water_final_demand_methane | Methane | EU | Energy demand | 1.558 | FEC
IE | TYNDP2026 | NT | 2050 | TWh | 357 | Sub_sector | Households | Hot water | Households (hot water) | Energetic | households_hot_water_final_demand_heat | Heat | EU | Energy demand | 1.5551 | FEC
IE | TYNDP2026 | NT | 2050 | TWh | 358 | Sub_sector | Households | Hot water | Households (hot water) | Energetic | households_hot_water_final_demand_biomass | Biomass | EU | Energy demand | 0.24871 | FEC
IE | TYNDP2026 | NT | 2050 | TWh | 359 | Sub_sector | Households | Hot water | Households (hot water) | Energetic | households_hot_water_final_demand_coal | Solids | EU | Energy demand | 0 | FEC
IE | TYNDP2026 | NT | 2050 | TWh | 360 | Sub_sector | Households | Hot water | Households (hot water) | Energetic | households_hot_water_final_demand_oil | Liquids | EU | Energy demand | 0 | FEC
IE | TYNDP2026 | NT | 2050 | TWh | 361 | Sub_sector | Households | Hot water | Households (hot water) | Energetic | households_hot_water_final_demand_other | Others | EU | Energy demand | 0.64268 | FEC
IE | TYNDP2026 | NT | 2050 | TWh | 362 | Sub_sector | Households | Hot water | Households (hot water) | Energetic | households_hot_water_final_demand_ammonia | Ammonia | EU | Energy demand | 0 | FEC
IE | TYNDP2026 | NT | 2050 | TWh | 365 | Sub_sector | Households | Appliances | Households (appliances) | Energetic | households_appliances_final_demand_electricity | Electricity | EU | Energy demand | 6.9616 | FEC
IE | TYNDP2026 | NT | 2050 | TWh | 366 | Sub_sector | Households | Appliances | Households (appliances) | Energetic | households_appliances_final_demand_hydrogen | Hydrogen | EU | Energy demand | 0 | FEC
IE | TYNDP2026 | NT | 2050 | TWh | 367 | Sub_sector | Households | Appliances | Households (appliances) | Energetic | households_appliances_final_demand_methane | Methane | EU | Energy demand | 0 | FEC
IE | TYNDP2026 | NT | 2050 | TWh | 368 | Sub_sector | Households | Appliances | Households (appliances) | Energetic | households_appliances_final_demand_heat | Heat | EU | Energy demand | 0 | FEC
IE | TYNDP2026 | NT | 2050 | TWh | 369 | Sub_sector | Households | Appliances | Households (appliances) | Energetic | households_appliances_final_demand_biomass | Biomass | EU | Energy demand | 0 | FEC
IE | TYNDP2026 | NT | 2050 | TWh | 370 | Sub_sector | Households | Appliances | Households (appliances) | Energetic | households_appliances_final_demand_coal | Solids | EU | Energy demand | 0 | FEC
IE | TYNDP2026 | NT | 2050 | TWh | 371 | Sub_sector | Households | Appliances | Households (appliances) | Energetic | households_appliances_final_demand_oil | Liquids | EU | Energy demand | 0 | FEC
IE | TYNDP2026 | NT | 2050 | TWh | 372 | Sub_sector | Households | Appliances | Households (appliances) | Energetic | households_appliances_final_demand_other | Others | EU | Energy demand | 0 | FEC
IE | TYNDP2026 | NT | 2050 | TWh | 373 | Sub_sector | Households | Appliances | Households (appliances) | Energetic | households_appliances_final_demand_ammonia | Ammonia | EU | Energy demand | 0 | FEC
IE | TYNDP2026 | NT | 2050 | TWh | 375 | Sub_sector | Buildings | Space heating | Buildings (heat) | Energetic | buildings_heat_final_demand_electricity | Electricity | EU | Energy demand | 0.31068 | FEC
IE | TYNDP2026 | NT | 2050 | TWh | 376 | Sub_sector | Buildings | Space heating | Buildings (heat) | Energetic | buildings_heat_final_demand_hydrogen | Hydrogen | EU | Energy demand | 0.043149 | FEC
IE | TYNDP2026 | NT | 2050 | TWh | 377 | Sub_sector | Buildings | Space heating | Buildings (heat) | Energetic | buildings_heat_final_demand_methane | Methane | EU | Energy demand | 0.45376 | FEC
IE | TYNDP2026 | NT | 2050 | TWh | 378 | Sub_sector | Buildings | Space heating | Buildings (heat) | Energetic | buildings_heat_final_demand_heat | Heat | EU | Energy demand | 0.075041 | FEC
IE | TYNDP2026 | NT | 2050 | TWh | 379 | Sub_sector | Buildings | Space heating | Buildings (heat) | Energetic | buildings_heat_final_demand_biomass | Biomass | EU | Energy demand | 0.085794 | FEC
IE | TYNDP2026 | NT | 2050 | TWh | 380 | Sub_sector | Buildings | Space heating | Buildings (heat) | Energetic | buildings_heat_final_demand_coal | Solids | EU | Energy demand | 0 | FEC
IE | TYNDP2026 | NT | 2050 | TWh | 381 | Sub_sector | Buildings | Space heating | Buildings (heat) | Energetic | buildings_heat_final_demand_oil | Liquids | EU | Energy demand | 0.25106 | FEC
IE | TYNDP2026 | NT | 2050 | TWh | 382 | Sub_sector | Buildings | Space heating | Buildings (heat) | Energetic | buildings_heat_final_demand_other | Others | EU | Energy demand | 7.09e-05 | FEC
IE | TYNDP2026 | NT | 2050 | TWh | 383 | Sub_sector | Buildings | Space heating | Buildings (heat) | Energetic | buildings_heat_final_demand_ammonia | Ammonia | EU | Energy demand | 0 | FEC
IE | TYNDP2026 | NT | 2050 | TWh | 386 | Sub_sector | Buildings | Cooling | Buildings (cooling) | Energetic | buildings_cooling_final_demand_electricity | Electricity | EU | Energy demand | 1.2104 | FEC
IE | TYNDP2026 | NT | 2050 | TWh | 387 | Sub_sector | Buildings | Cooling | Buildings (cooling) | Energetic | buildings_cooling_final_demand_hydrogen | Hydrogen | EU | Energy demand | 0 | FEC
IE | TYNDP2026 | NT | 2050 | TWh | 388 | Sub_sector | Buildings | Cooling | Buildings (cooling) | Energetic | buildings_cooling_final_demand_methane | Methane | EU | Energy demand | 0 | FEC
IE | TYNDP2026 | NT | 2050 | TWh | 389 | Sub_sector | Buildings | Cooling | Buildings (cooling) | Energetic | buildings_cooling_final_demand_heat | Heat | EU | Energy demand | 0 | FEC
IE | TYNDP2026 | NT | 2050 | TWh | 390 | Sub_sector | Buildings | Cooling | Buildings (cooling) | Energetic | buildings_cooling_final_demand_biomass | Biomass | EU | Energy demand | 0 | FEC
IE | TYNDP2026 | NT | 2050 | TWh | 391 | Sub_sector | Buildings | Cooling | Buildings (cooling) | Energetic | buildings_cooling_final_demand_coal | Solids | EU | Energy demand | 0 | FEC
IE | TYNDP2026 | NT | 2050 | TWh | 392 | Sub_sector | Buildings | Cooling | Buildings (cooling) | Energetic | buildings_cooling_final_demand_oil | Liquids | EU | Energy demand | 0 | FEC
IE | TYNDP2026 | NT | 2050 | TWh | 393 | Sub_sector | Buildings | Cooling | Buildings (cooling) | Energetic | buildings_cooling_final_demand_other | Others | EU | Energy demand | 0 | FEC
IE | TYNDP2026 | NT | 2050 | TWh | 394 | Sub_sector | Buildings | Cooling | Buildings (cooling) | Energetic | buildings_cooling_final_demand_ammonia | Ammonia | EU | Energy demand | 0 | FEC
IE | TYNDP2026 | NT | 2050 | TWh | 397 | Sub_sector | Buildings | Appliances | Buildings (appliances) | Energetic | buildings_appliances_final_demand_electricity | Electricity | EU | Energy demand | 16.2467 | FEC
IE | TYNDP2026 | NT | 2050 | TWh | 398 | Sub_sector | Buildings | Appliances | Buildings (appliances) | Energetic | buildings_appliances_final_demand_hydrogen | Hydrogen | EU | Energy demand | 0 | FEC
IE | TYNDP2026 | NT | 2050 | TWh | 399 | Sub_sector | Buildings | Appliances | Buildings (appliances) | Energetic | buildings_appliances_final_demand_methane | Methane | EU | Energy demand | 3.2037 | FEC
IE | TYNDP2026 | NT | 2050 | TWh | 400 | Sub_sector | Buildings | Appliances | Buildings (appliances) | Energetic | buildings_appliances_final_demand_heat | Heat | EU | Energy demand | 0 | FEC
IE | TYNDP2026 | NT | 2050 | TWh | 401 | Sub_sector | Buildings | Appliances | Buildings (appliances) | Energetic | buildings_appliances_final_demand_biomass | Biomass | EU | Energy demand | 0 | FEC
IE | TYNDP2026 | NT | 2050 | TWh | 402 | Sub_sector | Buildings | Appliances | Buildings (appliances) | Energetic | buildings_appliances_final_demand_coal | Solids | EU | Energy demand | 0 | FEC
IE | TYNDP2026 | NT | 2050 | TWh | 403 | Sub_sector | Buildings | Appliances | Buildings (appliances) | Energetic | buildings_appliances_final_demand_oil | Liquids | EU | Energy demand | 0 | FEC
IE | TYNDP2026 | NT | 2050 | TWh | 404 | Sub_sector | Buildings | Appliances | Buildings (appliances) | Energetic | buildings_appliances_final_demand_other | Others | EU | Energy demand | 0 | FEC
IE | TYNDP2026 | NT | 2050 | TWh | 405 | Sub_sector | Buildings | Appliances | Buildings (appliances) | Energetic | buildings_appliances_final_demand_ammonia | Ammonia | EU | Energy demand | 0 | FEC
IE | TYNDP2026 | NT | 2050 | TWh | 407 | Sub_sector | Buildings | Datacenters | Datacenters & ICT | Energetic | datacentres_final_demand_electricity_energetic | Electricity | EU | Energy demand | 18.6081 | FEC
IE | TYNDP2026 | NT | 2050 | TWh | 408 | Sub_sector | Buildings | Datacenters | Datacenters & ICT | Energetic | datacentres_final_demand_hydrogen_energetic | Hydrogen | EU | Energy demand | 0 | FEC
IE | TYNDP2026 | NT | 2050 | TWh | 409 | Sub_sector | Buildings | Datacenters | Datacenters & ICT | Energetic | datacentres_final_demand_methane_energetic | Methane | EU | Energy demand | 0 | FEC
IE | TYNDP2026 | NT | 2050 | TWh | 410 | Sub_sector | Buildings | Datacenters | Datacenters & ICT | Energetic | datacentres_final_demand_heat_energetic | Heat | EU | Energy demand | 0 | FEC
IE | TYNDP2026 | NT | 2050 | TWh | 411 | Sub_sector | Buildings | Datacenters | Datacenters & ICT | Energetic | datacentres_final_demand_biomass_energetic | Biomass | EU | Energy demand | 0 | FEC
IE | TYNDP2026 | NT | 2050 | TWh | 412 | Sub_sector | Buildings | Datacenters | Datacenters & ICT | Energetic | datacentres_final_demand_coal_energetic | Solids | EU | Energy demand | 0 | FEC
IE | TYNDP2026 | NT | 2050 | TWh | 413 | Sub_sector | Buildings | Datacenters | Datacenters & ICT | Energetic | datacentres_final_demand_oil_energetic | Liquids | EU | Energy demand | 0 | FEC
IE | TYNDP2026 | NT | 2050 | TWh | 414 | Sub_sector | Buildings | Datacenters | Datacenters & ICT | Energetic | datacentres_final_demand_other_energetic | Others | EU | Energy demand | 0 | FEC
IE | TYNDP2026 | NT | 2050 | TWh | 415 | Sub_sector | Buildings | Datacenters | Datacenters & ICT | Energetic | datacentres_final_demand_ammonia_energetic | Ammonia | EU | Energy demand | 0 | FEC
IE | TYNDP2026 | NT | 2050 | TWh | 417 | Sub_sector | Transport | Others_Sector | Others_Sector | Energetic | other_final_demand_electricity_energetic | Electricity | EU | Energy demand | 0 | FEC
IE | TYNDP2026 | NT | 2050 | TWh | 418 | Sub_sector | Transport | Others_Sector | Others_Sector | Energetic | other_final_demand_hydrogen_energetic | Hydrogen | EU | Energy demand | 0 | FEC
IE | TYNDP2026 | NT | 2050 | TWh | 419 | Sub_sector | Transport | Pipeline Transport | Others_Sector | Energetic | other_final_demand_methane_energetic | Methane | EU | Energy demand | 0.19744 | FEC
IE | TYNDP2026 | NT | 2050 | TWh | 420 | Sub_sector | Transport | Others_Sector | Others_Sector | Energetic | other_final_demand_heat_energetic | Heat | EU | Energy demand | 0 | FEC
IE | TYNDP2026 | NT | 2050 | TWh | 421 | Sub_sector | Transport | Others_Sector | Others_Sector | Energetic | other_final_demand_biomass_energetic | Biomass | EU | Energy demand | 0 | FEC
IE | TYNDP2026 | NT | 2050 | TWh | 422 | Sub_sector | Transport | Others_Sector | Others_Sector | Energetic | other_final_demand_coal_energetic | Solids | EU | Energy demand | 0 | FEC
IE | TYNDP2026 | NT | 2050 | TWh | 423 | Sub_sector | Transport | Others_Sector | Others_Sector | Energetic | other_final_demand_oil_energetic | Liquids | EU | Energy demand | 0 | FEC
IE | TYNDP2026 | NT | 2050 | TWh | 424 | Sub_sector | Others_Sector | Others_Sector | Others_Sector | Non-energetic | other_final_demand_oil_non_energetic | Liquids | EU | Energy demand | 0.36097 | not_included_in_FEC
IE | TYNDP2026 | NT | 2050 | TWh | 425 | Sub_sector | Transport | Others_Sector | Others_Sector | Energetic | other_final_demand_other_energetic | Others | EU | Energy demand | 0 | FEC
IE | TYNDP2026 | NT | 2050 | TWh | 426 | Sub_sector | Transport | Others_Sector | Others_Sector | Energetic | other_final_demand_ammonia_energetic | Ammonia | EU | Energy demand | 0 | FEC
IE | TYNDP2026 | NT | 2050 | TWh | 427 | Sub_sector | Industry | Surplus_Heat_in_Industry | Surplus_Heat_in_Industry | Energetic | final_demand_of_industry_unused_local_production_steam_hot_water | Heat | EU | Energy demand | 0 | FEC
IE | TYNDP2026 | NT | 2050 | TWh | 429 | Sub_sector | Agriculture | Total | Agriculture | Energetic | agriculture_final_demand_electricity_energetic | Electricity | EU | Energy demand | 0.55959 | FEC
IE | TYNDP2026 | NT | 2050 | TWh | 430 | Sub_sector | Agriculture | Total | Agriculture | Energetic | agriculture_final_demand_hydrogen_energetic | Hydrogen | EU | Energy demand | 0 | FEC
IE | TYNDP2026 | NT | 2050 | TWh | 431 | Sub_sector | Agriculture | Total | Agriculture | Energetic | agriculture_final_demand_methane_energetic | Methane | EU | Energy demand | 0.09853 | FEC
IE | TYNDP2026 | NT | 2050 | TWh | 432 | Sub_sector | Agriculture | Total | Agriculture | Energetic | agriculture_final_demand_heat_energetic | Heat | EU | Energy demand | 0 | FEC
IE | TYNDP2026 | NT | 2050 | TWh | 433 | Sub_sector | Agriculture | Total | Agriculture | Energetic | agriculture_final_demand_biomass_energetic | Biomass | EU | Energy demand | 0.070017 | FEC
IE | TYNDP2026 | NT | 2050 | TWh | 434 | Sub_sector | Agriculture | Total | Agriculture | Energetic | agriculture_final_demand_coal_energetic | Solids | EU | Energy demand | 0 | FEC
IE | TYNDP2026 | NT | 2050 | TWh | 435 | Sub_sector | Agriculture | Total | Agriculture | Energetic | agriculture_final_demand_oil_energetic | Liquids | EU | Energy demand | 1.3997 | FEC
IE | TYNDP2026 | NT | 2050 | TWh | 436 | Sub_sector | Agriculture | Total | Agriculture | Energetic | agriculture_final_demand_other_energetic | Others | EU | Energy demand | 0 | FEC
IE | TYNDP2026 | NT | 2050 | TWh | 437 | Sub_sector | Agriculture | Total | Agriculture | Energetic | agriculture_final_demand_ammonia_energetic | Ammonia | EU | Energy demand | 0 | FEC
IE | TYNDP2026 | NT | 2050 | TWh | 447 | Sub_sector | Buildings | Surplus Energy | Buildings | Energetic | GAP | Electricity | EU | Energy demand | 0 | FEC
IE | TYNDP2026 | NT | 2050 | TWh | 448 | Sub_sector | Buildings | Surplus Energy | Buildings | Energetic | GAP | Hydrogen | EU | Energy demand | 0 | FEC
IE | TYNDP2026 | NT | 2050 | TWh | 449 | Sub_sector | Buildings | Surplus Energy | Buildings | Energetic | GAP | Methane | EU | Energy demand | 0.028925 | FEC
IE | TYNDP2026 | NT | 2050 | TWh | 450 | Sub_sector | Buildings | Surplus Energy | Buildings | Energetic | GAP | Heat | EU | Energy demand | 0 | FEC
IE | TYNDP2026 | NT | 2050 | TWh | 451 | Sub_sector | Buildings | Surplus Energy | Buildings | Energetic | GAP | Biomass | EU | Energy demand | 0.00077334 | FEC
IE | TYNDP2026 | NT | 2050 | TWh | 452 | Sub_sector | Buildings | Surplus Energy | Buildings | Energetic | GAP | Solids | EU | Energy demand | 0.0095598 | FEC
IE | TYNDP2026 | NT | 2050 | TWh | 453 | Sub_sector | Buildings | Surplus Energy | Buildings | Energetic | GAP | Liquids | EU | Energy demand | 0.99088 | FEC
IE | TYNDP2026 | NT | 2050 | TWh | 454 | Sub_sector | Buildings | Surplus Energy | Buildings | Energetic | GAP | Others | EU | Energy demand | 0 | FEC
IE | TYNDP2026 | NT | 2050 | TWh | 455 | Sub_sector | Buildings | Surplus Energy | Buildings | Energetic | GAP | Ammonia | EU | Energy demand | 0 | FEC
IE | TYNDP2026 | NT | 2050 | TWh | 456 | Sub_sector | Households | Surplus Energy | Households | Energetic | GAP | Electricity | EU | Energy demand | 0 | FEC
IE | TYNDP2026 | NT | 2050 | TWh | 457 | Sub_sector | Households | Surplus Energy | Households | Energetic | GAP | Hydrogen | EU | Energy demand | 0 | FEC
IE | TYNDP2026 | NT | 2050 | TWh | 458 | Sub_sector | Households | Surplus Energy | Households | Energetic | GAP | Methane | EU | Energy demand | 0.016926 | FEC
IE | TYNDP2026 | NT | 2050 | TWh | 459 | Sub_sector | Households | Surplus Energy | Households | Energetic | GAP | Heat | EU | Energy demand | 0 | FEC
IE | TYNDP2026 | NT | 2050 | TWh | 460 | Sub_sector | Households | Surplus Energy | Households | Energetic | GAP | Biomass | EU | Energy demand | 0 | FEC
IE | TYNDP2026 | NT | 2050 | TWh | 461 | Sub_sector | Households | Surplus Energy | Households | Energetic | GAP | Solids | EU | Energy demand | 0 | FEC
IE | TYNDP2026 | NT | 2050 | TWh | 462 | Sub_sector | Households | Surplus Energy | Households | Energetic | GAP | Liquids | EU | Energy demand | 0 | FEC
IE | TYNDP2026 | NT | 2050 | TWh | 463 | Sub_sector | Households | Surplus Energy | Households | Energetic | GAP | Others | EU | Energy demand | 0 | FEC
IE | TYNDP2026 | NT | 2050 | TWh | 464 | Sub_sector | Households | Surplus Energy | Households | Energetic | GAP | Ammonia | EU | Energy demand | 0 | FEC
IE | TYNDP2026 | HEV | 2035 | TWh | 102 | Sub_sector | Industry | Aluminium | Industry (aluminium) | Energetic | industry_aluminium_demand_electricity_energetic | Electricity | EU | Energy demand | 0 | FEC
IE | TYNDP2026 | HEV | 2035 | TWh | 103 | Sub_sector | Industry | Aluminium | Industry (aluminium) | Energetic | industry_aluminium_demand_hydrogen_energetic | Hydrogen | EU | Energy demand | 0 | FEC
IE | TYNDP2026 | HEV | 2035 | TWh | 104 | Sub_sector | Industry | Aluminium | Industry (aluminium) | Energetic | industry_aluminium_demand_methane_energetic | Methane | EU | Energy demand | 0 | FEC
IE | TYNDP2026 | HEV | 2035 | TWh | 105 | Sub_sector | Industry | Aluminium | Industry (aluminium) | Energetic | industry_aluminium_demand_heat_energetic | Heat | EU | Energy demand | 0 | FEC
IE | TYNDP2026 | HEV | 2035 | TWh | 106 | Sub_sector | Industry | Aluminium | Industry (aluminium) | Energetic | industry_aluminium_demand_biomass_energetic | Biomass | EU | Energy demand | 0 | FEC
IE | TYNDP2026 | HEV | 2035 | TWh | 107 | Sub_sector | Industry | Aluminium | Industry (aluminium) | Energetic | industry_aluminium_demand_coal_energetic | Solids | EU | Energy demand | 0 | FEC
IE | TYNDP2026 | HEV | 2035 | TWh | 108 | Sub_sector | Industry | Aluminium | Industry (aluminium) | Energetic | industry_aluminium_demand_oil_energetic | Liquids | EU | Energy demand | 0 | FEC
IE | TYNDP2026 | HEV | 2035 | TWh | 109 | Sub_sector | Industry | Aluminium | Industry (aluminium) | Energetic | industry_aluminium_demand_others_energetic | Others | EU | Energy demand | 0 | FEC
IE | TYNDP2026 | HEV | 2035 | TWh | 110 | Sub_sector | Industry | Aluminium | Industry (aluminium) | Energetic | industry_ammonia_demand_others_energetic | Ammonia | EU | Energy demand | 0 | FEC
IE | TYNDP2026 | HEV | 2035 | TWh | 112 | Sub_sector | Industry | Chemicals | Industry (chemicals, energetic) | Energetic | industry_chemical_demand_electricity_energetic | Electricity | EU | Energy demand | 2.0953 | FEC
IE | TYNDP2026 | HEV | 2035 | TWh | 113 | Sub_sector | Industry | Chemicals | Industry (chemicals, energetic) | Energetic | industry_chemical_demand_hydrogen_energetic | Hydrogen | EU | Energy demand | 0.27001 | FEC
IE | TYNDP2026 | HEV | 2035 | TWh | 114 | Sub_sector | Industry | Chemicals | Industry (chemicals, energetic) | Energetic | industry_chemical_demand_methane_energetic | Methane | EU | Energy demand | 0.30277 | FEC
IE | TYNDP2026 | HEV | 2035 | TWh | 115 | Sub_sector | Industry | Chemicals | Industry (chemicals, energetic) | Energetic | industry_chemical_demand_heat_energetic | Heat | EU | Energy demand | 0.15054 | FEC
IE | TYNDP2026 | HEV | 2035 | TWh | 116 | Sub_sector | Industry | Chemicals | Industry (chemicals, energetic) | Energetic | industry_chemical_demand_biomass_energetic | Biomass | EU | Energy demand | 0.23872 | FEC
IE | TYNDP2026 | HEV | 2035 | TWh | 117 | Sub_sector | Industry | Chemicals | Industry (chemicals, energetic) | Energetic | industry_chemical_demand_coal_energetic | Solids | EU | Energy demand | 0.010716 | FEC
IE | TYNDP2026 | HEV | 2035 | TWh | 118 | Sub_sector | Industry | Chemicals | Industry (chemicals, energetic) | Energetic | industry_chemical_demand_oil_energetic | Liquids | EU | Energy demand | 0.010329 | FEC
IE | TYNDP2026 | HEV | 2035 | TWh | 119 | Sub_sector | Industry | Chemicals | Industry (chemicals, energetic) | Energetic | industry_chemical_demand_others_energetic | Others | EU | Energy demand | 0 | FEC
IE | TYNDP2026 | HEV | 2035 | TWh | 120 | Sub_sector | Industry | Chemicals | Industry (chemicals, energetic) | Energetic | industry_chemical_demand_ammonia_energetic | Ammonia | EU | Energy demand | 0 | FEC
IE | TYNDP2026 | HEV | 2035 | TWh | 122 | Sub_sector | Industry | Chemicals | Industry (chemicals, non-energetic) | Non-energetic | industry_chemical_demand_electricity_non_energetic | Electricity | EU | Energy demand | 0 | not_included_in_FEC
IE | TYNDP2026 | HEV | 2035 | TWh | 123 | Sub_sector | Industry | Chemicals | Industry (chemicals, non-energetic) | Non-energetic | industry_chemical_demand_hydrogen_non_energetic | Hydrogen | EU | Energy demand | 0 | not_included_in_FEC
IE | TYNDP2026 | HEV | 2035 | TWh | 124 | Sub_sector | Industry | Chemicals | Industry (chemicals, non-energetic) | Non-energetic | industry_chemical_demand_methane_non_energetic | Methane | EU | Energy demand | 0 | not_included_in_FEC
IE | TYNDP2026 | HEV | 2035 | TWh | 125 | Sub_sector | Industry | Chemicals | Industry (chemicals, non-energetic) | Non-energetic | industry_chemical_demand_heat_non_energetic | Heat | EU | Energy demand | 0 | not_included_in_FEC
IE | TYNDP2026 | HEV | 2035 | TWh | 126 | Sub_sector | Industry | Chemicals | Industry (chemicals, non-energetic) | Non-energetic | industry_chemical_demand_biomass_non_energetic | Biomass | EU | Energy demand | 0 | not_included_in_FEC
IE | TYNDP2026 | HEV | 2035 | TWh | 127 | Sub_sector | Industry | Chemicals | Industry (chemicals, non-energetic) | Non-energetic | industry_chemical_demand_coal_non_energetic | Solids | EU | Energy demand | 0 | not_included_in_FEC
IE | TYNDP2026 | HEV | 2035 | TWh | 128 | Sub_sector | Industry | Chemicals | Industry (chemicals, non-energetic) | Non-energetic | industry_chemical_demand_oil_non_energetic | Liquids | EU | Energy demand | 0 | not_included_in_FEC
IE | TYNDP2026 | HEV | 2035 | TWh | 129 | Sub_sector | Industry | Chemicals | Industry (chemicals, non-energetic) | Non-energetic | industry_chemical_demand_others_non_energetic | Others | EU | Energy demand | 0 | not_included_in_FEC
IE | TYNDP2026 | HEV | 2035 | TWh | 130 | Sub_sector | Industry | Chemicals | Industry (chemicals, non-energetic) | Non-energetic | industry_chemical_demand_ammonia_non_energetic | Ammonia | EU | Energy demand | 0 | not_included_in_FEC
IE | TYNDP2026 | HEV | 2035 | TWh | 132 | Sub_sector | Industry | Fertilizers | Industry (fertilizers, energetic) | Energetic | industry_fertilizers_demand_electricity_energetic | Electricity | EU | Energy demand | 0 | FEC
IE | TYNDP2026 | HEV | 2035 | TWh | 133 | Sub_sector | Industry | Fertilizers | Industry (fertilizers, energetic) | Energetic | industry_fertilizers_demand_hydrogen_energetic | Hydrogen | EU | Energy demand | 0 | FEC
IE | TYNDP2026 | HEV | 2035 | TWh | 134 | Sub_sector | Industry | Fertilizers | Industry (fertilizers, energetic) | Energetic | industry_fertilizers_demand_methane_energetic | Methane | EU | Energy demand | 0 | FEC
IE | TYNDP2026 | HEV | 2035 | TWh | 135 | Sub_sector | Industry | Fertilizers | Industry (fertilizers, energetic) | Energetic | industry_fertilizers_demand_heat_energetic | Heat | EU | Energy demand | 0 | FEC
IE | TYNDP2026 | HEV | 2035 | TWh | 136 | Sub_sector | Industry | Fertilizers | Industry (fertilizers, energetic) | Energetic | industry_fertilizers_demand_biomass_energetic | Biomass | EU | Energy demand | 0 | FEC
IE | TYNDP2026 | HEV | 2035 | TWh | 137 | Sub_sector | Industry | Fertilizers | Industry (fertilizers, energetic) | Energetic | industry_fertilizers_demand_coal_energetic | Solids | EU | Energy demand | 0 | FEC
IE | TYNDP2026 | HEV | 2035 | TWh | 138 | Sub_sector | Industry | Fertilizers | Industry (fertilizers, energetic) | Energetic | industry_fertilizers_demand_oil_energetic | Liquids | EU | Energy demand | 0 | FEC
IE | TYNDP2026 | HEV | 2035 | TWh | 139 | Sub_sector | Industry | Fertilizers | Industry (fertilizers, energetic) | Energetic | industry_fertilizers_demand_others_energetic | Others | EU | Energy demand | 0 | FEC
IE | TYNDP2026 | HEV | 2035 | TWh | 140 | Sub_sector | Industry | Fertilizers | Industry (fertilizers, energetic) | Energetic | industry_fertilizers_demand_ammonia_energetic | Ammonia | EU | Energy demand | 0 | FEC
IE | TYNDP2026 | HEV | 2035 | TWh | 142 | Sub_sector | Industry | Fertilizers | Industry (fertilizers, non-energetic) | Non-energetic | industry_fertilizers_demand_electricity_non_energetic | Electricity | EU | Energy demand | 0 | not_included_in_FEC
IE | TYNDP2026 | HEV | 2035 | TWh | 143 | Sub_sector | Industry | Fertilizers | Industry (fertilizers, non-energetic) | Non-energetic | industry_fertilizers_demand_hydrogen_non_energetic | Hydrogen | EU | Energy demand | 0 | not_included_in_FEC
IE | TYNDP2026 | HEV | 2035 | TWh | 144 | Sub_sector | Industry | Fertilizers | Industry (fertilizers, non-energetic) | Non-energetic | industry_fertilizers_demand_methane_non_energetic | Methane | EU | Energy demand | 0 | not_included_in_FEC
IE | TYNDP2026 | HEV | 2035 | TWh | 145 | Sub_sector | Industry | Fertilizers | Industry (fertilizers, non-energetic) | Non-energetic | industry_fertilizers_demand_heat_non_energetic | Heat | EU | Energy demand | 0 | not_included_in_FEC
IE | TYNDP2026 | HEV | 2035 | TWh | 146 | Sub_sector | Industry | Fertilizers | Industry (fertilizers, non-energetic) | Non-energetic | industry_fertilizers_demand_biomass_non_energetic | Biomass | EU | Energy demand | 0 | not_included_in_FEC
IE | TYNDP2026 | HEV | 2035 | TWh | 147 | Sub_sector | Industry | Fertilizers | Industry (fertilizers, non-energetic) | Non-energetic | industry_fertilizers_demand_coal_non_energetic | Solids | EU | Energy demand | 0 | not_included_in_FEC
IE | TYNDP2026 | HEV | 2035 | TWh | 148 | Sub_sector | Industry | Fertilizers | Industry (fertilizers, non-energetic) | Non-energetic | industry_fertilizers_demand_oil_non_energetic | Liquids | EU | Energy demand | 0 | not_included_in_FEC
IE | TYNDP2026 | HEV | 2035 | TWh | 149 | Sub_sector | Industry | Fertilizers | Industry (fertilizers, non-energetic) | Non-energetic | industry_fertilizers_demand_others_non_energetic | Others | EU | Energy demand | 0 | not_included_in_FEC
IE | TYNDP2026 | HEV | 2035 | TWh | 150 | Sub_sector | Industry | Fertilizers | Industry (fertilizers, non-energetic) | Non-energetic | industry_fertilizers_demand_ammonia_non_energetic | Ammonia | EU | Energy demand | 0 | not_included_in_FEC
IE | TYNDP2026 | HEV | 2035 | TWh | 152 | Sub_sector | Industry | Food | Industry (food) | Energetic | industry_food_demand_electricity_energetic | Electricity | EU | Energy demand | 3.1524 | FEC
IE | TYNDP2026 | HEV | 2035 | TWh | 153 | Sub_sector | Industry | Food | Industry (food) | Energetic | industry_food_demand_hydrogen_energetic | Hydrogen | EU | Energy demand | 0.33461 | FEC
IE | TYNDP2026 | HEV | 2035 | TWh | 154 | Sub_sector | Industry | Food | Industry (food) | Energetic | industry_food_demand_methane_energetic | Methane | EU | Energy demand | 1.0432 | FEC
IE | TYNDP2026 | HEV | 2035 | TWh | 155 | Sub_sector | Industry | Food | Industry (food) | Energetic | industry_food_demand_heat_energetic | Heat | EU | Energy demand | 0 | FEC
IE | TYNDP2026 | HEV | 2035 | TWh | 156 | Sub_sector | Industry | Food | Industry (food) | Energetic | industry_food_demand_biomass_energetic | Biomass | EU | Energy demand | 0.29755 | FEC
IE | TYNDP2026 | HEV | 2035 | TWh | 157 | Sub_sector | Industry | Food | Industry (food) | Energetic | industry_food_demand_coal_energetic | Solids | EU | Energy demand | 0 | FEC
IE | TYNDP2026 | HEV | 2035 | TWh | 158 | Sub_sector | Industry | Food | Industry (food) | Energetic | industry_food_demand_oil_energetic | Liquids | EU | Energy demand | 0.059189 | FEC
IE | TYNDP2026 | HEV | 2035 | TWh | 159 | Sub_sector | Industry | Food | Industry (food) | Energetic | industry_food_demand_others_energetic | Others | EU | Energy demand | 0 | FEC
IE | TYNDP2026 | HEV | 2035 | TWh | 160 | Sub_sector | Industry | Food | Industry (food) | Energetic | industry_food_demand_ammonia_energetic | Ammonia | EU | Energy demand | 0 | FEC
IE | TYNDP2026 | HEV | 2035 | TWh | 162 | Sub_sector | Industry | Metals | Industry (metal) | Energetic | industry_metal_demand_electricity_energetic | Electricity | EU | Energy demand | 0.52459 | FEC
IE | TYNDP2026 | HEV | 2035 | TWh | 163 | Sub_sector | Industry | Metals | Industry (metal) | Energetic | industry_metal_demand_hydrogen_energetic | Hydrogen | EU | Energy demand | 0 | FEC
IE | TYNDP2026 | HEV | 2035 | TWh | 164 | Sub_sector | Industry | Metals | Industry (metal) | Energetic | industry_metal_demand_methane_energetic | Methane | EU | Energy demand | 4.6967 | FEC
IE | TYNDP2026 | HEV | 2035 | TWh | 165 | Sub_sector | Industry | Metals | Industry (metal) | Energetic | industry_metal_demand_heat_energetic | Heat | EU | Energy demand | 0 | FEC
IE | TYNDP2026 | HEV | 2035 | TWh | 166 | Sub_sector | Industry | Metals | Industry (metal) | Energetic | industry_metal_demand_biomass_energetic | Biomass | EU | Energy demand | 0 | FEC
IE | TYNDP2026 | HEV | 2035 | TWh | 167 | Sub_sector | Industry | Metals | Industry (metal) | Energetic | industry_metal_demand_coal_energetic | Solids | EU | Energy demand | 0 | FEC
IE | TYNDP2026 | HEV | 2035 | TWh | 168 | Sub_sector | Industry | Metals | Industry (metal) | Energetic | industry_metal_demand_oil_energetic | Liquids | EU | Energy demand | 0.12348 | FEC
IE | TYNDP2026 | HEV | 2035 | TWh | 169 | Sub_sector | Industry | Metals | Industry (metal) | Energetic | industry_metal_demand_others_energetic | Others | EU | Energy demand | 0 | FEC
IE | TYNDP2026 | HEV | 2035 | TWh | 170 | Sub_sector | Industry | Metals | Industry (metal) | Energetic | industry_metal_demand_ammonia_energetic | Ammonia | EU | Energy demand | 0 | FEC
IE | TYNDP2026 | HEV | 2035 | TWh | 172 | Sub_sector | Industry | Others | Industry (other, energetic) | Energetic | industry_other_demand_electricity_energetic | Electricity | EU | Energy demand | 6.6936 | FEC
IE | TYNDP2026 | HEV | 2035 | TWh | 173 | Sub_sector | Industry | Others | Industry (other, energetic) | Energetic | industry_other_demand_hydrogen_energetic | Hydrogen | EU | Energy demand | 2.1542 | FEC
IE | TYNDP2026 | HEV | 2035 | TWh | 174 | Sub_sector | Industry | Others | Industry (other, energetic) | Energetic | industry_other_demand_methane_energetic | Methane | EU | Energy demand | 0.29062 | FEC
IE | TYNDP2026 | HEV | 2035 | TWh | 175 | Sub_sector | Industry | Others | Industry (other, energetic) | Energetic | industry_other_demand_heat_energetic | Heat | EU | Energy demand | 0 | FEC
IE | TYNDP2026 | HEV | 2035 | TWh | 176 | Sub_sector | Industry | Others | Industry (other, energetic) | Energetic | industry_other_demand_biomass_energetic | Biomass | EU | Energy demand | 2.2451 | FEC
IE | TYNDP2026 | HEV | 2035 | TWh | 177 | Sub_sector | Industry | Others | Industry (other, energetic) | Energetic | industry_other_demand_coal_energetic | Solids | EU | Energy demand | 0.20322 | FEC
IE | TYNDP2026 | HEV | 2035 | TWh | 178 | Sub_sector | Industry | Others | Industry (other, energetic) | Energetic | industry_other_demand_oil_energetic | Liquids | EU | Energy demand | 0.37122 | FEC
IE | TYNDP2026 | HEV | 2035 | TWh | 179 | Sub_sector | Industry | Others | Industry (other, energetic) | Energetic | industry_other_demand_others_energetic | Others | EU | Energy demand | 0 | FEC
IE | TYNDP2026 | HEV | 2035 | TWh | 180 | Sub_sector | Industry | Others | Industry (other, energetic) | Energetic | industry_other_demand_ammonia_energetic | Ammonia | EU | Energy demand | 0 | FEC
IE | TYNDP2026 | HEV | 2035 | TWh | 182 | Sub_sector | Industry | Others | Industry (other, non-energetic) | Non-energetic | industry_other_demand_electricity_non_energetic | Electricity | EU | Energy demand | 0 | not_included_in_FEC
IE | TYNDP2026 | HEV | 2035 | TWh | 183 | Sub_sector | Industry | Others | Industry (other, non-energetic) | Non-energetic | industry_other_demand_hydrogen_non_energetic | Hydrogen | EU | Energy demand | 0 | not_included_in_FEC
IE | TYNDP2026 | HEV | 2035 | TWh | 184 | Sub_sector | Industry | Others | Industry (other, non-energetic) | Non-energetic | industry_other_demand_methane_non_energetic | Methane | EU | Energy demand | 0 | not_included_in_FEC
IE | TYNDP2026 | HEV | 2035 | TWh | 185 | Sub_sector | Industry | Others | Industry (other, non-energetic) | Non-energetic | industry_other_demand_heat_non_energetic | Heat | EU | Energy demand | 0 | not_included_in_FEC
IE | TYNDP2026 | HEV | 2035 | TWh | 186 | Sub_sector | Industry | Others | Industry (other, non-energetic) | Non-energetic | industry_other_demand_biomass_non_energetic | Biomass | EU | Energy demand | 0 | not_included_in_FEC
IE | TYNDP2026 | HEV | 2035 | TWh | 187 | Sub_sector | Industry | Others | Industry (other, non-energetic) | Non-energetic | industry_other_demand_coal_non_energetic | Solids | EU | Energy demand | 0 | not_included_in_FEC
IE | TYNDP2026 | HEV | 2035 | TWh | 188 | Sub_sector | Industry | Others | Industry (other, non-energetic) | Non-energetic | industry_other_demand_oil_non_energetic | Liquids | EU | Energy demand | 2.503 | not_included_in_FEC
IE | TYNDP2026 | HEV | 2035 | TWh | 189 | Sub_sector | Industry | Others | Industry (other, non-energetic) | Non-energetic | industry_other_demand_others_non_energetic | Others | EU | Energy demand | 0 | not_included_in_FEC
IE | TYNDP2026 | HEV | 2035 | TWh | 190 | Sub_sector | Industry | Others | Industry (other, non-energetic) | Non-energetic | industry_other_demand_ammonia_non_energetic | Ammonia | EU | Energy demand | 0 | not_included_in_FEC
IE | TYNDP2026 | HEV | 2035 | TWh | 192 | Sub_sector | Industry | Paper | Industry (paper) | Energetic | industry_paper_demand_electricity_energetic | Electricity | EU | Energy demand | 0.13417 | FEC
IE | TYNDP2026 | HEV | 2035 | TWh | 193 | Sub_sector | Industry | Paper | Industry (paper) | Energetic | industry_paper_demand_hydrogen_energetic | Hydrogen | EU | Energy demand | 0.0094127 | FEC
IE | TYNDP2026 | HEV | 2035 | TWh | 194 | Sub_sector | Industry | Paper | Industry (paper) | Energetic | industry_paper_demand_methane_energetic | Methane | EU | Energy demand | 0.0090368 | FEC
IE | TYNDP2026 | HEV | 2035 | TWh | 195 | Sub_sector | Industry | Paper | Industry (paper) | Energetic | industry_paper_demand_heat_energetic | Heat | EU | Energy demand | 0 | FEC
IE | TYNDP2026 | HEV | 2035 | TWh | 196 | Sub_sector | Industry | Paper | Industry (paper) | Energetic | industry_paper_demand_biomass_energetic | Biomass | EU | Energy demand | 0.015993 | FEC
IE | TYNDP2026 | HEV | 2035 | TWh | 197 | Sub_sector | Industry | Paper | Industry (paper) | Energetic | industry_paper_demand_coal_energetic | Solids | EU | Energy demand | 0.0022948 | FEC
IE | TYNDP2026 | HEV | 2035 | TWh | 198 | Sub_sector | Industry | Paper | Industry (paper) | Energetic | industry_paper_demand_oil_energetic | Liquids | EU | Energy demand | 0 | FEC
IE | TYNDP2026 | HEV | 2035 | TWh | 199 | Sub_sector | Industry | Paper | Industry (paper) | Energetic | industry_paper_demand_others_energetic | Others | EU | Energy demand | 0 | FEC
IE | TYNDP2026 | HEV | 2035 | TWh | 200 | Sub_sector | Industry | Paper | Industry (paper) | Energetic | industry_paper_demand_ammonia_energetic | Ammonia | EU | Energy demand | 0 | FEC
IE | TYNDP2026 | HEV | 2035 | TWh | 202 | Sub_sector | Industry | Refineries | Industry (refineries, energetic) | Energetic | industry_refinery_demand_electricity_energetic | Electricity | EU | Energy demand | 0.04573 | not_included_in_FEC
IE | TYNDP2026 | HEV | 2035 | TWh | 203 | Sub_sector | Industry | Refineries | Industry (refineries, energetic) | Energetic | industry_refinery_demand_hydrogen_energetic | Hydrogen | EU | Energy demand | 0.17646 | not_included_in_FEC
IE | TYNDP2026 | HEV | 2035 | TWh | 204 | Sub_sector | Industry | Refineries | Industry (refineries, energetic) | Energetic | industry_refinery_demand_methane_energetic | Methane | EU | Energy demand | 0.20785 | not_included_in_FEC
IE | TYNDP2026 | HEV | 2035 | TWh | 205 | Sub_sector | Industry | Refineries | Industry (refineries, energetic) | Energetic | industry_refinery_demand_heat_energetic | Heat | EU | Energy demand | 0 | not_included_in_FEC
IE | TYNDP2026 | HEV | 2035 | TWh | 206 | Sub_sector | Industry | Refineries | Industry (refineries, energetic) | Energetic | industry_refinery_demand_biomass_energetic | Biomass | EU | Energy demand | 0.16872 | not_included_in_FEC
IE | TYNDP2026 | HEV | 2035 | TWh | 207 | Sub_sector | Industry | Refineries | Industry (refineries, energetic) | Energetic | industry_refinery_demand_coal_energetic | Solids | EU | Energy demand | 0 | not_included_in_FEC
IE | TYNDP2026 | HEV | 2035 | TWh | 208 | Sub_sector | Industry | Refineries | Industry (refineries, energetic) | Energetic | industry_refinery_demand_oil_energetic | Liquids | EU | Energy demand | 0.55787 | not_included_in_FEC
IE | TYNDP2026 | HEV | 2035 | TWh | 209 | Sub_sector | Industry | Refineries | Industry (refineries, energetic) | Energetic | industry_refinery_demand_others_energetic | Others | EU | Energy demand | 0 | not_included_in_FEC
IE | TYNDP2026 | HEV | 2035 | TWh | 210 | Sub_sector | Industry | Refineries | Industry (refineries, energetic) | Energetic | industry_refinery_demand_ammonia_energetic | Ammonia | EU | Energy demand | 0 | not_included_in_FEC
IE | TYNDP2026 | HEV | 2035 | TWh | 212 | Sub_sector | Industry | Refineries | Industry (refineries, non-energetic) | Non-energetic | industry_refinery_demand_electricity_non_energetic | Electricity | EU | Energy demand | 0 | not_included_in_FEC
IE | TYNDP2026 | HEV | 2035 | TWh | 213 | Sub_sector | Industry | Refineries | Industry (refineries, non-energetic) | Non-energetic | industry_refinery_demand_hydrogen_non_energetic | Hydrogen | EU | Energy demand | 0 | not_included_in_FEC
IE | TYNDP2026 | HEV | 2035 | TWh | 214 | Sub_sector | Industry | Refineries | Industry (refineries, non-energetic) | Non-energetic | industry_refinery_demand_methane_non_energetic | Methane | EU | Energy demand | 0 | not_included_in_FEC
IE | TYNDP2026 | HEV | 2035 | TWh | 215 | Sub_sector | Industry | Refineries | Industry (refineries, non-energetic) | Non-energetic | industry_refinery_demand_heat_non_energetic | Heat | EU | Energy demand | 0 | not_included_in_FEC
IE | TYNDP2026 | HEV | 2035 | TWh | 216 | Sub_sector | Industry | Refineries | Industry (refineries, non-energetic) | Non-energetic | industry_refinery_demand_biomass_non_energetic | Biomass | EU | Energy demand | 0 | not_included_in_FEC
IE | TYNDP2026 | HEV | 2035 | TWh | 217 | Sub_sector | Industry | Refineries | Industry (refineries, non-energetic) | Non-energetic | industry_refinery_demand_coal_non_energetic | Solids | EU | Energy demand | 0 | not_included_in_FEC
IE | TYNDP2026 | HEV | 2035 | TWh | 218 | Sub_sector | Industry | Refineries | Industry (refineries, non-energetic) | Non-energetic | industry_refinery_demand_oil_non_energetic | Liquids | EU | Energy demand | 0 | not_included_in_FEC
IE | TYNDP2026 | HEV | 2035 | TWh | 219 | Sub_sector | Industry | Refineries | Industry (refineries, non-energetic) | Non-energetic | industry_refinery_demand_others_non_energetic | Others | EU | Energy demand | 0 | not_included_in_FEC
IE | TYNDP2026 | HEV | 2035 | TWh | 220 | Sub_sector | Industry | Refineries | Industry (refineries, non-energetic) | Non-energetic | industry_refinery_demand_ammonia_non_energetic | Ammonia | EU | Energy demand | 0 | not_included_in_FEC
IE | TYNDP2026 | HEV | 2035 | TWh | 222 | Sub_sector | Industry | Steel | Industry (steel) | Energetic | industry_steel_demand_electricity_energetic | Electricity | EU | Energy demand | 0 | FEC
IE | TYNDP2026 | HEV | 2035 | TWh | 223 | Sub_sector | Industry | Steel | Industry (steel) | Energetic | industry_steel_demand_hydrogen_energetic | Hydrogen | EU | Energy demand | 0 | FEC
IE | TYNDP2026 | HEV | 2035 | TWh | 224 | Sub_sector | Industry | Steel | Industry (steel) | Energetic | industry_steel_demand_methane_energetic | Methane | EU | Energy demand | 0 | FEC
IE | TYNDP2026 | HEV | 2035 | TWh | 225 | Sub_sector | Industry | Steel | Industry (steel) | Energetic | industry_steel_demand_heat_energetic | Heat | EU | Energy demand | 0 | FEC
IE | TYNDP2026 | HEV | 2035 | TWh | 226 | Sub_sector | Industry | Steel | Industry (steel) | Energetic | industry_steel_demand_biomass_energetic | Biomass | EU | Energy demand | 0 | FEC
IE | TYNDP2026 | HEV | 2035 | TWh | 227 | Sub_sector | Industry | Steel | Industry (steel) | Energetic | industry_steel_demand_coal_energetic | Solids | EU | Energy demand | 0 | FEC
IE | TYNDP2026 | HEV | 2035 | TWh | 228 | Sub_sector | Industry | Steel | Industry (steel) | Energetic | industry_steel_demand_oil_energetic | Liquids | EU | Energy demand | 0 | FEC
IE | TYNDP2026 | HEV | 2035 | TWh | 229 | Sub_sector | Industry | Steel | Industry (steel) | Energetic | industry_steel_demand_others_energetic | Others | EU | Energy demand | 0 | FEC
IE | TYNDP2026 | HEV | 2035 | TWh | 230 | Sub_sector | Industry | Steel | Industry (steel) | Energetic | industry_steel_demand_ammonia_energetic | Ammonia | EU | Energy demand | 0 | FEC
IE | TYNDP2026 | HEV | 2035 | TWh | 232 | Sub_sector | Transport | Cars | Transport (cars) | Energetic | transport_cars_final_demand_electricity | Electricity | EU | Energy demand | 4.5427 | FEC
IE | TYNDP2026 | HEV | 2035 | TWh | 233 | Sub_sector | Transport | Cars | Transport (cars) | Energetic | transport_cars_final_demand_hydrogen | Hydrogen | EU | Energy demand | 0.41322 | FEC
IE | TYNDP2026 | HEV | 2035 | TWh | 234 | Sub_sector | Transport | Cars | Transport (cars) | Energetic | transport_cars_final_demand_methane | Methane | EU | Energy demand | 0.78587 | FEC
IE | TYNDP2026 | HEV | 2035 | TWh | 235 | Sub_sector | Transport | Cars | Transport (cars) | Energetic | transport_cars_final_demand_heat | Heat | EU | Energy demand | 0 | FEC
IE | TYNDP2026 | HEV | 2035 | TWh | 236 | Sub_sector | Transport | Cars | Transport (cars) | Energetic | transport_cars_final_demand_biomass | Biomass | EU | Energy demand | 0 | FEC
IE | TYNDP2026 | HEV | 2035 | TWh | 237 | Sub_sector | Transport | Cars | Transport (cars) | Energetic | transport_cars_final_demand_coal | Solids | EU | Energy demand | 0 | FEC
IE | TYNDP2026 | HEV | 2035 | TWh | 238 | Sub_sector | Transport | Cars | Transport (cars) | Energetic | transport_cars_final_demand_oil | Liquids | EU | Energy demand | 12.4974 | FEC
IE | TYNDP2026 | HEV | 2035 | TWh | 239 | Sub_sector | Transport | Cars | Transport (cars) | Energetic | transport_cars_final_demand_other | Others | EU | Energy demand | 0 | FEC
IE | TYNDP2026 | HEV | 2035 | TWh | 240 | Sub_sector | Transport | Cars | Transport (cars) | Energetic | transport_cars_final_demand_ammonia | Ammonia | EU | Energy demand | 0 | FEC
IE | TYNDP2026 | HEV | 2035 | TWh | 242 | Sub_sector | Transport | Busses | Transport (busses) | Energetic | transport_busses_final_demand_electricity | Electricity | EU | Energy demand | 0.48448 | FEC
IE | TYNDP2026 | HEV | 2035 | TWh | 243 | Sub_sector | Transport | Busses | Transport (busses) | Energetic | transport_busses_final_demand_hydrogen | Hydrogen | EU | Energy demand | 0.033022 | FEC
IE | TYNDP2026 | HEV | 2035 | TWh | 244 | Sub_sector | Transport | Busses | Transport (busses) | Energetic | transport_busses_final_demand_methane | Methane | EU | Energy demand | 0.19682 | FEC
IE | TYNDP2026 | HEV | 2035 | TWh | 245 | Sub_sector | Transport | Busses | Transport (busses) | Energetic | transport_busses_final_demand_heat | Heat | EU | Energy demand | 0 | FEC
IE | TYNDP2026 | HEV | 2035 | TWh | 246 | Sub_sector | Transport | Busses | Transport (busses) | Energetic | transport_busses_final_demand_biomass | Biomass | EU | Energy demand | 0 | FEC
IE | TYNDP2026 | HEV | 2035 | TWh | 247 | Sub_sector | Transport | Busses | Transport (busses) | Energetic | transport_busses_final_demand_coal | Solids | EU | Energy demand | 0 | FEC
IE | TYNDP2026 | HEV | 2035 | TWh | 248 | Sub_sector | Transport | Busses | Transport (busses) | Energetic | transport_busses_final_demand_oil | Liquids | EU | Energy demand | 1.1148 | FEC
IE | TYNDP2026 | HEV | 2035 | TWh | 249 | Sub_sector | Transport | Busses | Transport (busses) | Energetic | transport_busses_final_demand_other | Others | EU | Energy demand | 0 | FEC
IE | TYNDP2026 | HEV | 2035 | TWh | 250 | Sub_sector | Transport | Busses | Transport (busses) | Energetic | transport_busses_final_demand_ammonia | Ammonia | EU | Energy demand | 0 | FEC
IE | TYNDP2026 | HEV | 2035 | TWh | 252 | Sub_sector | Transport | Trucks | Transport (trucks) | Energetic | transport_trucks_final_demand_electricity | Electricity | EU | Energy demand | 1.3101 | FEC
IE | TYNDP2026 | HEV | 2035 | TWh | 253 | Sub_sector | Transport | Trucks | Transport (trucks) | Energetic | transport_trucks_final_demand_hydrogen | Hydrogen | EU | Energy demand | 1.1298 | FEC
IE | TYNDP2026 | HEV | 2035 | TWh | 254 | Sub_sector | Transport | Trucks | Transport (trucks) | Energetic | transport_trucks_final_demand_methane | Methane | EU | Energy demand | 1.0217 | FEC
IE | TYNDP2026 | HEV | 2035 | TWh | 255 | Sub_sector | Transport | Trucks | Transport (trucks) | Energetic | transport_trucks_final_demand_heat | Heat | EU | Energy demand | 0 | FEC
IE | TYNDP2026 | HEV | 2035 | TWh | 256 | Sub_sector | Transport | Trucks | Transport (trucks) | Energetic | transport_trucks_final_demand_biomass | Biomass | EU | Energy demand | 0 | FEC
IE | TYNDP2026 | HEV | 2035 | TWh | 257 | Sub_sector | Transport | Trucks | Transport (trucks) | Energetic | transport_trucks_final_demand_coal | Solids | EU | Energy demand | 0 | FEC
IE | TYNDP2026 | HEV | 2035 | TWh | 258 | Sub_sector | Transport | Trucks | Transport (trucks) | Energetic | transport_trucks_final_demand_oil | Liquids | EU | Energy demand | 4.7023 | FEC
IE | TYNDP2026 | HEV | 2035 | TWh | 259 | Sub_sector | Transport | Trucks | Transport (trucks) | Energetic | transport_trucks_final_demand_other | Others | EU | Energy demand | 0 | FEC
IE | TYNDP2026 | HEV | 2035 | TWh | 260 | Sub_sector | Transport | Trucks | Transport (trucks) | Energetic | transport_trucks_final_demand_ammonia | Ammonia | EU | Energy demand | 0 | FEC
IE | TYNDP2026 | HEV | 2035 | TWh | 262 | Sub_sector | Transport | Vans | Transport (vans) | Energetic | transport_vans_final_demand_electricity | Electricity | EU | Energy demand | 0.25319 | FEC
IE | TYNDP2026 | HEV | 2035 | TWh | 263 | Sub_sector | Transport | Vans | Transport (vans) | Energetic | transport_vans_final_demand_hydrogen | Hydrogen | EU | Energy demand | 0.073763 | FEC
IE | TYNDP2026 | HEV | 2035 | TWh | 264 | Sub_sector | Transport | Vans | Transport (vans) | Energetic | transport_vans_final_demand_methane | Methane | EU | Energy demand | 0.074385 | FEC
IE | TYNDP2026 | HEV | 2035 | TWh | 265 | Sub_sector | Transport | Vans | Transport (vans) | Energetic | transport_vans_final_demand_heat | Heat | EU | Energy demand | 0 | FEC
IE | TYNDP2026 | HEV | 2035 | TWh | 266 | Sub_sector | Transport | Vans | Transport (vans) | Energetic | transport_vans_final_demand_biomass | Biomass | EU | Energy demand | 0 | FEC
IE | TYNDP2026 | HEV | 2035 | TWh | 267 | Sub_sector | Transport | Vans | Transport (vans) | Energetic | transport_vans_final_demand_coal | Solids | EU | Energy demand | 0 | FEC
IE | TYNDP2026 | HEV | 2035 | TWh | 268 | Sub_sector | Transport | Vans | Transport (vans) | Energetic | transport_vans_final_demand_oil | Liquids | EU | Energy demand | 1.5943 | FEC
IE | TYNDP2026 | HEV | 2035 | TWh | 269 | Sub_sector | Transport | Vans | Transport (vans) | Energetic | transport_vans_final_demand_other | Others | EU | Energy demand | 0 | FEC
IE | TYNDP2026 | HEV | 2035 | TWh | 270 | Sub_sector | Transport | Vans | Transport (vans) | Energetic | transport_vans_final_demand_ammonia | Ammonia | EU | Energy demand | 0 | FEC
IE | TYNDP2026 | HEV | 2035 | TWh | 272 | Sub_sector | Transport | Freight trains | Transport (trains) | Energetic | transport_trains_final_demand_electricity | Electricity | EU | Energy demand | 0.16343 | FEC
IE | TYNDP2026 | HEV | 2035 | TWh | 273 | Sub_sector | Transport | Freight trains | Transport (trains) | Energetic | transport_trains_final_demand_hydrogen | Hydrogen | EU | Energy demand | 0.016504 | FEC
IE | TYNDP2026 | HEV | 2035 | TWh | 274 | Sub_sector | Transport | Freight trains | Transport (trains) | Energetic | transport_trains_final_demand_methane | Methane | EU | Energy demand | 0 | FEC
IE | TYNDP2026 | HEV | 2035 | TWh | 275 | Sub_sector | Transport | Freight trains | Transport (trains) | Energetic | transport_trains_final_demand_heat | Heat | EU | Energy demand | 0 | FEC
IE | TYNDP2026 | HEV | 2035 | TWh | 276 | Sub_sector | Transport | Freight trains | Transport (trains) | Energetic | transport_trains_final_demand_biomass | Biomass | EU | Energy demand | 0 | FEC
IE | TYNDP2026 | HEV | 2035 | TWh | 277 | Sub_sector | Transport | Freight trains | Transport (trains) | Energetic | transport_trains_final_demand_coal | Solids | EU | Energy demand | 0 | FEC
IE | TYNDP2026 | HEV | 2035 | TWh | 278 | Sub_sector | Transport | Freight trains | Transport (trains) | Energetic | transport_trains_final_demand_oil | Liquids | EU | Energy demand | 0.037853 | FEC
IE | TYNDP2026 | HEV | 2035 | TWh | 279 | Sub_sector | Transport | Freight trains | Transport (trains) | Energetic | transport_trains_final_demand_other | Others | EU | Energy demand | 0 | FEC
IE | TYNDP2026 | HEV | 2035 | TWh | 280 | Sub_sector | Transport | Freight trains | Transport (trains) | Energetic | transport_trains_final_demand_ammonia | Ammonia | EU | Energy demand | 0 | FEC
IE | TYNDP2026 | HEV | 2035 | TWh | 282 | Sub_sector | Transport | Ships | Transport (ships) | Energetic | transport_ships_final_demand_electricity | Electricity | EU | Energy demand | 0 | FEC
IE | TYNDP2026 | HEV | 2035 | TWh | 283 | Sub_sector | Transport | Ships | Transport (ships) | Energetic | transport_ships_final_demand_hydrogen | Hydrogen | EU | Energy demand | 0.059334 | FEC
IE | TYNDP2026 | HEV | 2035 | TWh | 284 | Sub_sector | Transport | Ships | Transport (ships) | Energetic | transport_ships_final_demand_methane | Methane | EU | Energy demand | 0.46875 | FEC
IE | TYNDP2026 | HEV | 2035 | TWh | 285 | Sub_sector | Transport | Ships | Transport (ships) | Energetic | transport_ships_final_demand_heat | Heat | EU | Energy demand | 0 | FEC
IE | TYNDP2026 | HEV | 2035 | TWh | 286 | Sub_sector | Transport | Ships | Transport (ships) | Energetic | transport_ships_final_demand_biomass | Biomass | EU | Energy demand | 0 | FEC
IE | TYNDP2026 | HEV | 2035 | TWh | 287 | Sub_sector | Transport | Ships | Transport (ships) | Energetic | transport_ships_final_demand_coal | Solids | EU | Energy demand | 0 | FEC
IE | TYNDP2026 | HEV | 2035 | TWh | 288 | Sub_sector | Transport | Ships | Transport (ships) | Energetic | transport_ships_final_demand_oil | Liquids | EU | Energy demand | 0.58471 | FEC
IE | TYNDP2026 | HEV | 2035 | TWh | 289 | Sub_sector | Transport | Ships | Transport (ships) | Energetic | transport_ships_final_demand_other | Others | EU | Energy demand | 0 | FEC
IE | TYNDP2026 | HEV | 2035 | TWh | 290 | Sub_sector | Transport | Ships | Transport (ships) | Energetic | transport_ships_final_demand_ammonia | Ammonia | EU | Energy demand | 0 | FEC
IE | TYNDP2026 | HEV | 2035 | TWh | 292 | Sub_sector | Transport | Planes | Transport (planes) | Energetic | transport_planes_final_demand_electricity | Electricity | EU | Energy demand | 0.0015362 | FEC
IE | TYNDP2026 | HEV | 2035 | TWh | 293 | Sub_sector | Transport | Planes | Transport (planes) | Energetic | transport_planes_final_demand_hydrogen | Hydrogen | EU | Energy demand | 0.0018793 | FEC
IE | TYNDP2026 | HEV | 2035 | TWh | 294 | Sub_sector | Transport | Planes | Transport (planes) | Energetic | transport_planes_final_demand_methane | Methane | EU | Energy demand | 0 | FEC
IE | TYNDP2026 | HEV | 2035 | TWh | 295 | Sub_sector | Transport | Planes | Transport (planes) | Energetic | transport_planes_final_demand_heat | Heat | EU | Energy demand | 0 | FEC
IE | TYNDP2026 | HEV | 2035 | TWh | 296 | Sub_sector | Transport | Planes | Transport (planes) | Energetic | transport_planes_final_demand_biomass | Biomass | EU | Energy demand | 0 | FEC
IE | TYNDP2026 | HEV | 2035 | TWh | 297 | Sub_sector | Transport | Planes | Transport (planes) | Energetic | transport_planes_final_demand_coal | Solids | EU | Energy demand | 0 | FEC
IE | TYNDP2026 | HEV | 2035 | TWh | 298 | Sub_sector | Transport | Planes | Transport (planes) | Energetic | transport_planes_final_demand_oil | Liquids | EU | Energy demand | 0.023168 | FEC
IE | TYNDP2026 | HEV | 2035 | TWh | 299 | Sub_sector | Transport | Planes | Transport (planes) | Energetic | transport_planes_final_demand_other | Others | EU | Energy demand | 0 | FEC
IE | TYNDP2026 | HEV | 2035 | TWh | 300 | Sub_sector | Transport | Planes | Transport (planes) | Energetic | transport_planes_final_demand_ammonia | Ammonia | EU | Energy demand | 0 | FEC
IE | TYNDP2026 | HEV | 2035 | TWh | 302 | Sub_sector | Transport | Others | Transport (others) | Energetic | transport_other_final_demand_electricity | Electricity | EU | Energy demand | 0.00072919 | FEC
IE | TYNDP2026 | HEV | 2035 | TWh | 303 | Sub_sector | Transport | Others | Transport (others) | Energetic | transport_other_final_demand_hydrogen | Hydrogen | EU | Energy demand | 0 | FEC
IE | TYNDP2026 | HEV | 2035 | TWh | 304 | Sub_sector | Transport | Others | Transport (others) | Energetic | transport_other_final_demand_methane | Methane | EU | Energy demand | 0 | FEC
IE | TYNDP2026 | HEV | 2035 | TWh | 305 | Sub_sector | Transport | Others | Transport (others) | Energetic | transport_other_final_demand_heat | Heat | EU | Energy demand | 0 | FEC
IE | TYNDP2026 | HEV | 2035 | TWh | 306 | Sub_sector | Transport | Others | Transport (others) | Energetic | transport_other_final_demand_biomass | Biomass | EU | Energy demand | 0 | FEC
IE | TYNDP2026 | HEV | 2035 | TWh | 307 | Sub_sector | Transport | Others | Transport (others) | Energetic | transport_other_final_demand_coal | Solids | EU | Energy demand | 0 | FEC
IE | TYNDP2026 | HEV | 2035 | TWh | 308 | Sub_sector | Transport | Others | Transport (others) | Energetic | transport_other_final_demand_oil | Liquids | EU | Energy demand | 0.047005 | FEC
IE | TYNDP2026 | HEV | 2035 | TWh | 309 | Sub_sector | Transport | Others | Transport (others) | Energetic | transport_other_final_demand_other | Others | EU | Energy demand | 0 | FEC
IE | TYNDP2026 | HEV | 2035 | TWh | 310 | Sub_sector | Transport | Others | Transport (others) | Energetic | transport_other_final_demand_ammonia | Ammonia | EU | Energy demand | 0 | FEC
IE | TYNDP2026 | HEV | 2035 | TWh | 312 | Sub_sector | International transport | International aviation | Transport (int. aviation) | Energetic | transport_int_aviation_final_demand_electricity | Electricity | EU | Energy demand | 0 | FEC
IE | TYNDP2026 | HEV | 2035 | TWh | 313 | Sub_sector | International transport | International aviation | Transport (int. aviation) | Energetic | transport_int_aviation_final_demand_hydrogen | Hydrogen | EU | Energy demand | 0 | FEC
IE | TYNDP2026 | HEV | 2035 | TWh | 314 | Sub_sector | International transport | International aviation | Transport (int. aviation) | Energetic | transport_int_aviation_final_demand_methane | Methane | EU | Energy demand | 0 | FEC
IE | TYNDP2026 | HEV | 2035 | TWh | 315 | Sub_sector | International transport | International aviation | Transport (int. aviation) | Energetic | transport_int_aviation_final_demand_heat | Heat | EU | Energy demand | 0 | FEC
IE | TYNDP2026 | HEV | 2035 | TWh | 316 | Sub_sector | International transport | International aviation | Transport (int. aviation) | Energetic | transport_int_aviation_final_demand_biofuels | Biomass | EU | Energy demand | 0 | FEC
IE | TYNDP2026 | HEV | 2035 | TWh | 317 | Sub_sector | International transport | International aviation | Transport (int. aviation) | Energetic | transport_int_aviation_final_demand_coal | Solids | EU | Energy demand | 0 | FEC
IE | TYNDP2026 | HEV | 2035 | TWh | 318 | Sub_sector | International transport | International aviation | Transport (int. aviation) | Energetic | transport_int_aviation_final_demand_oil | Liquids | EU | Energy demand | 11.6981 | FEC
IE | TYNDP2026 | HEV | 2035 | TWh | 319 | Sub_sector | International transport | International aviation | Transport (int. aviation) | Energetic | transport_int_aviation_final_demand_other | Others | EU | Energy demand | 0 | FEC
IE | TYNDP2026 | HEV | 2035 | TWh | 320 | Sub_sector | International transport | International aviation | Transport (int. aviation) | Energetic | transport_int_aviation_final_demand_ammonia | Ammonia | EU | Energy demand | 0 | FEC
IE | TYNDP2026 | HEV | 2035 | TWh | 322 | Sub_sector | International transport | International shipping | Transport (int. shipping) | Energetic | transport_int_shipping_final_demand_electricity | Electricity | EU | Energy demand | 0 | not_included_in_FEC
IE | TYNDP2026 | HEV | 2035 | TWh | 323 | Sub_sector | International transport | International shipping | Transport (int. shipping) | Energetic | transport_int_shipping_final_demand_hydrogen | Hydrogen | EU | Energy demand | 0.11096 | not_included_in_FEC
IE | TYNDP2026 | HEV | 2035 | TWh | 324 | Sub_sector | International transport | International shipping | Transport (int. shipping) | Energetic | transport_int_shipping_final_demand_methane | Methane | EU | Energy demand | 0.53225 | not_included_in_FEC
IE | TYNDP2026 | HEV | 2035 | TWh | 325 | Sub_sector | International transport | International shipping | Transport (int. shipping) | Energetic | transport_int_shipping_final_demand_heat | Heat | EU | Energy demand | 0 | not_included_in_FEC
IE | TYNDP2026 | HEV | 2035 | TWh | 326 | Sub_sector | International transport | International shipping | Transport (int. shipping) | Energetic | transport_int_shipping_final_demand_biofuels | Biomass | EU | Energy demand | 0 | not_included_in_FEC
IE | TYNDP2026 | HEV | 2035 | TWh | 327 | Sub_sector | International transport | International shipping | Transport (int. shipping) | Energetic | transport_int_shipping_final_demand_coal | Solids | EU | Energy demand | 0 | not_included_in_FEC
IE | TYNDP2026 | HEV | 2035 | TWh | 328 | Sub_sector | International transport | International shipping | Transport (int. shipping) | Energetic | transport_int_shipping_final_demand_oil | Liquids | EU | Energy demand | 0.78886 | not_included_in_FEC
IE | TYNDP2026 | HEV | 2035 | TWh | 329 | Sub_sector | International transport | International shipping | Transport (int. shipping) | Energetic | transport_int_shipping_final_demand_other | Others | EU | Energy demand | 0 | not_included_in_FEC
IE | TYNDP2026 | HEV | 2035 | TWh | 330 | Sub_sector | International transport | International shipping | Transport (int. shipping) | Energetic | transport_int_shipping_final_demand_ammonia | Ammonia | EU | Energy demand | 0 | not_included_in_FEC
IE | TYNDP2026 | HEV | 2035 | TWh | 332 | Sub_sector | Households | Space heating | Households (heating) | Energetic | households_heating_final_demand_electricity | Electricity | EU | Energy demand | 4.0801 | FEC
IE | TYNDP2026 | HEV | 2035 | TWh | 333 | Sub_sector | Households | Space heating | Households (heating) | Energetic | households_heating_final_demand_hydrogen | Hydrogen | EU | Energy demand | 1.1344 | FEC
IE | TYNDP2026 | HEV | 2035 | TWh | 334 | Sub_sector | Households | Space heating | Households (heating) | Energetic | households_heating_final_demand_methane | Methane | EU | Energy demand | 2.1827 | FEC
IE | TYNDP2026 | HEV | 2035 | TWh | 335 | Sub_sector | Households | Space heating | Households (heating) | Energetic | households_heating_final_demand_heat | Heat | EU | Energy demand | 0.9302 | FEC
IE | TYNDP2026 | HEV | 2035 | TWh | 336 | Sub_sector | Households | Space heating | Households (heating) | Energetic | households_heating_final_demand_biomass | Biomass | EU | Energy demand | 0.18852 | FEC
IE | TYNDP2026 | HEV | 2035 | TWh | 337 | Sub_sector | Households | Space heating | Households (heating) | Energetic | households_heating_final_demand_coal | Solids | EU | Energy demand | 1.1364 | FEC
IE | TYNDP2026 | HEV | 2035 | TWh | 338 | Sub_sector | Households | Space heating | Households (heating) | Energetic | households_heating_final_demand_oil | Liquids | EU | Energy demand | 1.8767 | FEC
IE | TYNDP2026 | HEV | 2035 | TWh | 339 | Sub_sector | Households | Space heating | Households (heating) | Energetic | households_heating_final_demand_other | Others | EU | Energy demand | 0.017367 | FEC
IE | TYNDP2026 | HEV | 2035 | TWh | 340 | Sub_sector | Households | Space heating | Households (heating) | Energetic | households_heating_final_demand_ammonia | Ammonia | EU | Energy demand | 0 | FEC
IE | TYNDP2026 | HEV | 2035 | TWh | 343 | Sub_sector | Households | Cooling | Households (cooling) | Energetic | households_cooling_final_demand_electricity | Electricity | EU | Energy demand | 0 | FEC
IE | TYNDP2026 | HEV | 2035 | TWh | 344 | Sub_sector | Households | Cooling | Households (cooling) | Energetic | households_cooling_final_demand_hydrogen | Hydrogen | EU | Energy demand | 0 | FEC
IE | TYNDP2026 | HEV | 2035 | TWh | 345 | Sub_sector | Households | Cooling | Households (cooling) | Energetic | households_cooling_final_demand_methane | Methane | EU | Energy demand | 0 | FEC
IE | TYNDP2026 | HEV | 2035 | TWh | 346 | Sub_sector | Households | Cooling | Households (cooling) | Energetic | households_cooling_final_demand_heat | Heat | EU | Energy demand | 0 | FEC
IE | TYNDP2026 | HEV | 2035 | TWh | 347 | Sub_sector | Households | Cooling | Households (cooling) | Energetic | households_cooling_final_demand_biomass | Biomass | EU | Energy demand | 0 | FEC
IE | TYNDP2026 | HEV | 2035 | TWh | 348 | Sub_sector | Households | Cooling | Households (cooling) | Energetic | households_cooling_final_demand_coal | Solids | EU | Energy demand | 0 | FEC
IE | TYNDP2026 | HEV | 2035 | TWh | 349 | Sub_sector | Households | Cooling | Households (cooling) | Energetic | households_cooling_final_demand_oil | Liquids | EU | Energy demand | 0 | FEC
IE | TYNDP2026 | HEV | 2035 | TWh | 350 | Sub_sector | Households | Cooling | Households (cooling) | Energetic | households_cooling_final_demand_other | Others | EU | Energy demand | 0 | FEC
IE | TYNDP2026 | HEV | 2035 | TWh | 351 | Sub_sector | Households | Cooling | Households (cooling) | Energetic | households_cooling_final_demand_ammonia | Ammonia | EU | Energy demand | 0 | FEC
IE | TYNDP2026 | HEV | 2035 | TWh | 354 | Sub_sector | Households | Hot water | Households (hot water) | Energetic | households_hot_water_final_demand_electricity | Electricity | EU | Energy demand | 1.9447 | FEC
IE | TYNDP2026 | HEV | 2035 | TWh | 355 | Sub_sector | Households | Hot water | Households (hot water) | Energetic | households_hot_water_final_demand_hydrogen | Hydrogen | EU | Energy demand | 0.79052 | FEC
IE | TYNDP2026 | HEV | 2035 | TWh | 356 | Sub_sector | Households | Hot water | Households (hot water) | Energetic | households_hot_water_final_demand_methane | Methane | EU | Energy demand | 1.5377 | FEC
IE | TYNDP2026 | HEV | 2035 | TWh | 357 | Sub_sector | Households | Hot water | Households (hot water) | Energetic | households_hot_water_final_demand_heat | Heat | EU | Energy demand | 0.37494 | FEC
IE | TYNDP2026 | HEV | 2035 | TWh | 358 | Sub_sector | Households | Hot water | Households (hot water) | Energetic | households_hot_water_final_demand_biomass | Biomass | EU | Energy demand | 0.080025 | FEC
IE | TYNDP2026 | HEV | 2035 | TWh | 359 | Sub_sector | Households | Hot water | Households (hot water) | Energetic | households_hot_water_final_demand_coal | Solids | EU | Energy demand | 0.45929 | FEC
IE | TYNDP2026 | HEV | 2035 | TWh | 360 | Sub_sector | Households | Hot water | Households (hot water) | Energetic | households_hot_water_final_demand_oil | Liquids | EU | Energy demand | 0.52531 | FEC
IE | TYNDP2026 | HEV | 2035 | TWh | 361 | Sub_sector | Households | Hot water | Households (hot water) | Energetic | households_hot_water_final_demand_other | Others | EU | Energy demand | 0.3742 | FEC
IE | TYNDP2026 | HEV | 2035 | TWh | 362 | Sub_sector | Households | Hot water | Households (hot water) | Energetic | households_hot_water_final_demand_ammonia | Ammonia | EU | Energy demand | 0 | FEC
IE | TYNDP2026 | HEV | 2035 | TWh | 365 | Sub_sector | Households | Appliances | Households (appliances) | Energetic | households_appliances_final_demand_electricity | Electricity | EU | Energy demand | 6.4126 | FEC
IE | TYNDP2026 | HEV | 2035 | TWh | 366 | Sub_sector | Households | Appliances | Households (appliances) | Energetic | households_appliances_final_demand_hydrogen | Hydrogen | EU | Energy demand | 0 | FEC
IE | TYNDP2026 | HEV | 2035 | TWh | 367 | Sub_sector | Households | Appliances | Households (appliances) | Energetic | households_appliances_final_demand_methane | Methane | EU | Energy demand | 0.3947 | FEC
IE | TYNDP2026 | HEV | 2035 | TWh | 368 | Sub_sector | Households | Appliances | Households (appliances) | Energetic | households_appliances_final_demand_heat | Heat | EU | Energy demand | 0 | FEC
IE | TYNDP2026 | HEV | 2035 | TWh | 369 | Sub_sector | Households | Appliances | Households (appliances) | Energetic | households_appliances_final_demand_biomass | Biomass | EU | Energy demand | 0.00090301 | FEC
IE | TYNDP2026 | HEV | 2035 | TWh | 370 | Sub_sector | Households | Appliances | Households (appliances) | Energetic | households_appliances_final_demand_coal | Solids | EU | Energy demand | 0 | FEC
IE | TYNDP2026 | HEV | 2035 | TWh | 371 | Sub_sector | Households | Appliances | Households (appliances) | Energetic | households_appliances_final_demand_oil | Liquids | EU | Energy demand | 0 | FEC
IE | TYNDP2026 | HEV | 2035 | TWh | 372 | Sub_sector | Households | Appliances | Households (appliances) | Energetic | households_appliances_final_demand_other | Others | EU | Energy demand | 0 | FEC
IE | TYNDP2026 | HEV | 2035 | TWh | 373 | Sub_sector | Households | Appliances | Households (appliances) | Energetic | households_appliances_final_demand_ammonia | Ammonia | EU | Energy demand | 0 | FEC
IE | TYNDP2026 | HEV | 2035 | TWh | 375 | Sub_sector | Buildings | Space heating | Buildings (heat) | Energetic | buildings_heat_final_demand_electricity | Electricity | EU | Energy demand | 2.7234 | FEC
IE | TYNDP2026 | HEV | 2035 | TWh | 376 | Sub_sector | Buildings | Space heating | Buildings (heat) | Energetic | buildings_heat_final_demand_hydrogen | Hydrogen | EU | Energy demand | 0.49255 | FEC
IE | TYNDP2026 | HEV | 2035 | TWh | 377 | Sub_sector | Buildings | Space heating | Buildings (heat) | Energetic | buildings_heat_final_demand_methane | Methane | EU | Energy demand | 1.2983 | FEC
IE | TYNDP2026 | HEV | 2035 | TWh | 378 | Sub_sector | Buildings | Space heating | Buildings (heat) | Energetic | buildings_heat_final_demand_heat | Heat | EU | Energy demand | 0.26542 | FEC
IE | TYNDP2026 | HEV | 2035 | TWh | 379 | Sub_sector | Buildings | Space heating | Buildings (heat) | Energetic | buildings_heat_final_demand_biomass | Biomass | EU | Energy demand | 0.18421 | FEC
IE | TYNDP2026 | HEV | 2035 | TWh | 380 | Sub_sector | Buildings | Space heating | Buildings (heat) | Energetic | buildings_heat_final_demand_coal | Solids | EU | Energy demand | 0 | FEC
IE | TYNDP2026 | HEV | 2035 | TWh | 381 | Sub_sector | Buildings | Space heating | Buildings (heat) | Energetic | buildings_heat_final_demand_oil | Liquids | EU | Energy demand | 0.42396 | FEC
IE | TYNDP2026 | HEV | 2035 | TWh | 382 | Sub_sector | Buildings | Space heating | Buildings (heat) | Energetic | buildings_heat_final_demand_other | Others | EU | Energy demand | 0.00025177 | FEC
IE | TYNDP2026 | HEV | 2035 | TWh | 383 | Sub_sector | Buildings | Space heating | Buildings (heat) | Energetic | buildings_heat_final_demand_ammonia | Ammonia | EU | Energy demand | 0 | FEC
IE | TYNDP2026 | HEV | 2035 | TWh | 386 | Sub_sector | Buildings | Cooling | Buildings (cooling) | Energetic | buildings_cooling_final_demand_electricity | Electricity | EU | Energy demand | 0.71073 | FEC
IE | TYNDP2026 | HEV | 2035 | TWh | 387 | Sub_sector | Buildings | Cooling | Buildings (cooling) | Energetic | buildings_cooling_final_demand_hydrogen | Hydrogen | EU | Energy demand | 0 | FEC
IE | TYNDP2026 | HEV | 2035 | TWh | 388 | Sub_sector | Buildings | Cooling | Buildings (cooling) | Energetic | buildings_cooling_final_demand_methane | Methane | EU | Energy demand | 0 | FEC
IE | TYNDP2026 | HEV | 2035 | TWh | 389 | Sub_sector | Buildings | Cooling | Buildings (cooling) | Energetic | buildings_cooling_final_demand_heat | Heat | EU | Energy demand | 0 | FEC
IE | TYNDP2026 | HEV | 2035 | TWh | 390 | Sub_sector | Buildings | Cooling | Buildings (cooling) | Energetic | buildings_cooling_final_demand_biomass | Biomass | EU | Energy demand | 0 | FEC
IE | TYNDP2026 | HEV | 2035 | TWh | 391 | Sub_sector | Buildings | Cooling | Buildings (cooling) | Energetic | buildings_cooling_final_demand_coal | Solids | EU | Energy demand | 0 | FEC
IE | TYNDP2026 | HEV | 2035 | TWh | 392 | Sub_sector | Buildings | Cooling | Buildings (cooling) | Energetic | buildings_cooling_final_demand_oil | Liquids | EU | Energy demand | 0 | FEC
IE | TYNDP2026 | HEV | 2035 | TWh | 393 | Sub_sector | Buildings | Cooling | Buildings (cooling) | Energetic | buildings_cooling_final_demand_other | Others | EU | Energy demand | 0 | FEC
IE | TYNDP2026 | HEV | 2035 | TWh | 394 | Sub_sector | Buildings | Cooling | Buildings (cooling) | Energetic | buildings_cooling_final_demand_ammonia | Ammonia | EU | Energy demand | 0 | FEC
IE | TYNDP2026 | HEV | 2035 | TWh | 397 | Sub_sector | Buildings | Appliances | Buildings (appliances) | Energetic | buildings_appliances_final_demand_electricity | Electricity | EU | Energy demand | 9.8312 | FEC
IE | TYNDP2026 | HEV | 2035 | TWh | 398 | Sub_sector | Buildings | Appliances | Buildings (appliances) | Energetic | buildings_appliances_final_demand_hydrogen | Hydrogen | EU | Energy demand | 0 | FEC
IE | TYNDP2026 | HEV | 2035 | TWh | 399 | Sub_sector | Buildings | Appliances | Buildings (appliances) | Energetic | buildings_appliances_final_demand_methane | Methane | EU | Energy demand | 2.081 | FEC
IE | TYNDP2026 | HEV | 2035 | TWh | 400 | Sub_sector | Buildings | Appliances | Buildings (appliances) | Energetic | buildings_appliances_final_demand_heat | Heat | EU | Energy demand | 0 | FEC
IE | TYNDP2026 | HEV | 2035 | TWh | 401 | Sub_sector | Buildings | Appliances | Buildings (appliances) | Energetic | buildings_appliances_final_demand_biomass | Biomass | EU | Energy demand | 0 | FEC
IE | TYNDP2026 | HEV | 2035 | TWh | 402 | Sub_sector | Buildings | Appliances | Buildings (appliances) | Energetic | buildings_appliances_final_demand_coal | Solids | EU | Energy demand | 0 | FEC
IE | TYNDP2026 | HEV | 2035 | TWh | 403 | Sub_sector | Buildings | Appliances | Buildings (appliances) | Energetic | buildings_appliances_final_demand_oil | Liquids | EU | Energy demand | 0 | FEC
IE | TYNDP2026 | HEV | 2035 | TWh | 404 | Sub_sector | Buildings | Appliances | Buildings (appliances) | Energetic | buildings_appliances_final_demand_other | Others | EU | Energy demand | 0 | FEC
IE | TYNDP2026 | HEV | 2035 | TWh | 405 | Sub_sector | Buildings | Appliances | Buildings (appliances) | Energetic | buildings_appliances_final_demand_ammonia | Ammonia | EU | Energy demand | 0 | FEC
IE | TYNDP2026 | HEV | 2035 | TWh | 407 | Sub_sector | Buildings | Datacenters | Datacenters & ICT | Energetic | datacentres_final_demand_electricity_energetic | Electricity | EU | Energy demand | 10.6631 | FEC
IE | TYNDP2026 | HEV | 2035 | TWh | 408 | Sub_sector | Buildings | Datacenters | Datacenters & ICT | Energetic | datacentres_final_demand_hydrogen_energetic | Hydrogen | EU | Energy demand | 0 | FEC
IE | TYNDP2026 | HEV | 2035 | TWh | 409 | Sub_sector | Buildings | Datacenters | Datacenters & ICT | Energetic | datacentres_final_demand_methane_energetic | Methane | EU | Energy demand | 0 | FEC
IE | TYNDP2026 | HEV | 2035 | TWh | 410 | Sub_sector | Buildings | Datacenters | Datacenters & ICT | Energetic | datacentres_final_demand_heat_energetic | Heat | EU | Energy demand | 0 | FEC
IE | TYNDP2026 | HEV | 2035 | TWh | 411 | Sub_sector | Buildings | Datacenters | Datacenters & ICT | Energetic | datacentres_final_demand_biomass_energetic | Biomass | EU | Energy demand | 0 | FEC
IE | TYNDP2026 | HEV | 2035 | TWh | 412 | Sub_sector | Buildings | Datacenters | Datacenters & ICT | Energetic | datacentres_final_demand_coal_energetic | Solids | EU | Energy demand | 0 | FEC
IE | TYNDP2026 | HEV | 2035 | TWh | 413 | Sub_sector | Buildings | Datacenters | Datacenters & ICT | Energetic | datacentres_final_demand_oil_energetic | Liquids | EU | Energy demand | 0 | FEC
IE | TYNDP2026 | HEV | 2035 | TWh | 414 | Sub_sector | Buildings | Datacenters | Datacenters & ICT | Energetic | datacentres_final_demand_other_energetic | Others | EU | Energy demand | 0 | FEC
IE | TYNDP2026 | HEV | 2035 | TWh | 415 | Sub_sector | Buildings | Datacenters | Datacenters & ICT | Energetic | datacentres_final_demand_ammonia_energetic | Ammonia | EU | Energy demand | 0 | FEC
IE | TYNDP2026 | HEV | 2035 | TWh | 417 | Sub_sector | Transport | Others_Sector | Others_Sector | Energetic | other_final_demand_electricity_energetic | Electricity | EU | Energy demand | 0 | FEC
IE | TYNDP2026 | HEV | 2035 | TWh | 418 | Sub_sector | Transport | Others_Sector | Others_Sector | Energetic | other_final_demand_hydrogen_energetic | Hydrogen | EU | Energy demand | 0 | FEC
IE | TYNDP2026 | HEV | 2035 | TWh | 419 | Sub_sector | Transport | Pipeline Transport | Others_Sector | Energetic | other_final_demand_methane_energetic | Methane | EU | Energy demand | 0.19744 | FEC
IE | TYNDP2026 | HEV | 2035 | TWh | 420 | Sub_sector | Transport | Others_Sector | Others_Sector | Energetic | other_final_demand_heat_energetic | Heat | EU | Energy demand | 0 | FEC
IE | TYNDP2026 | HEV | 2035 | TWh | 421 | Sub_sector | Transport | Others_Sector | Others_Sector | Energetic | other_final_demand_biomass_energetic | Biomass | EU | Energy demand | 0 | FEC
IE | TYNDP2026 | HEV | 2035 | TWh | 422 | Sub_sector | Transport | Others_Sector | Others_Sector | Energetic | other_final_demand_coal_energetic | Solids | EU | Energy demand | 0 | FEC
IE | TYNDP2026 | HEV | 2035 | TWh | 423 | Sub_sector | Transport | Others_Sector | Others_Sector | Energetic | other_final_demand_oil_energetic | Liquids | EU | Energy demand | 0 | FEC
IE | TYNDP2026 | HEV | 2035 | TWh | 424 | Sub_sector | Others_Sector | Others_Sector | Others_Sector | Non-energetic | other_final_demand_oil_non_energetic | Liquids | EU | Energy demand | 0.36097 | not_included_in_FEC
IE | TYNDP2026 | HEV | 2035 | TWh | 425 | Sub_sector | Transport | Others_Sector | Others_Sector | Energetic | other_final_demand_other_energetic | Others | EU | Energy demand | 0 | FEC
IE | TYNDP2026 | HEV | 2035 | TWh | 426 | Sub_sector | Transport | Others_Sector | Others_Sector | Energetic | other_final_demand_ammonia_energetic | Ammonia | EU | Energy demand | 0 | FEC
IE | TYNDP2026 | HEV | 2035 | TWh | 427 | Sub_sector | Industry | Surplus_Heat_in_Industry | Surplus_Heat_in_Industry | Energetic | final_demand_of_industry_unused_local_production_steam_hot_water | Heat | EU | Energy demand | 0 | FEC
IE | TYNDP2026 | HEV | 2035 | TWh | 429 | Sub_sector | Agriculture | Total | Agriculture | Energetic | agriculture_final_demand_electricity_energetic | Electricity | EU | Energy demand | 0.59093 | FEC
IE | TYNDP2026 | HEV | 2035 | TWh | 430 | Sub_sector | Agriculture | Total | Agriculture | Energetic | agriculture_final_demand_hydrogen_energetic | Hydrogen | EU | Energy demand | 0 | FEC
IE | TYNDP2026 | HEV | 2035 | TWh | 431 | Sub_sector | Agriculture | Total | Agriculture | Energetic | agriculture_final_demand_methane_energetic | Methane | EU | Energy demand | 0.039976 | FEC
IE | TYNDP2026 | HEV | 2035 | TWh | 432 | Sub_sector | Agriculture | Total | Agriculture | Energetic | agriculture_final_demand_heat_energetic | Heat | EU | Energy demand | 0 | FEC
IE | TYNDP2026 | HEV | 2035 | TWh | 433 | Sub_sector | Agriculture | Total | Agriculture | Energetic | agriculture_final_demand_biomass_energetic | Biomass | EU | Energy demand | 0.02455 | FEC
IE | TYNDP2026 | HEV | 2035 | TWh | 434 | Sub_sector | Agriculture | Total | Agriculture | Energetic | agriculture_final_demand_coal_energetic | Solids | EU | Energy demand | 0 | FEC
IE | TYNDP2026 | HEV | 2035 | TWh | 435 | Sub_sector | Agriculture | Total | Agriculture | Energetic | agriculture_final_demand_oil_energetic | Liquids | EU | Energy demand | 1.5491 | FEC
IE | TYNDP2026 | HEV | 2035 | TWh | 436 | Sub_sector | Agriculture | Total | Agriculture | Energetic | agriculture_final_demand_other_energetic | Others | EU | Energy demand | 0 | FEC
IE | TYNDP2026 | HEV | 2035 | TWh | 437 | Sub_sector | Agriculture | Total | Agriculture | Energetic | agriculture_final_demand_ammonia_energetic | Ammonia | EU | Energy demand | 0 | FEC
IE | TYNDP2026 | HEV | 2035 | TWh | 447 | Sub_sector | Buildings | Surplus Energy | Buildings | Energetic | GAP | Electricity | EU | Energy demand | 0 | FEC
IE | TYNDP2026 | HEV | 2035 | TWh | 448 | Sub_sector | Buildings | Surplus Energy | Buildings | Energetic | GAP | Hydrogen | EU | Energy demand | 0 | FEC
IE | TYNDP2026 | HEV | 2035 | TWh | 449 | Sub_sector | Buildings | Surplus Energy | Buildings | Energetic | GAP | Methane | EU | Energy demand | 0 | FEC
IE | TYNDP2026 | HEV | 2035 | TWh | 450 | Sub_sector | Buildings | Surplus Energy | Buildings | Energetic | GAP | Heat | EU | Energy demand | 0 | FEC
IE | TYNDP2026 | HEV | 2035 | TWh | 451 | Sub_sector | Buildings | Surplus Energy | Buildings | Energetic | GAP | Biomass | EU | Energy demand | 0.00049783 | FEC
IE | TYNDP2026 | HEV | 2035 | TWh | 452 | Sub_sector | Buildings | Surplus Energy | Buildings | Energetic | GAP | Solids | EU | Energy demand | 0.0061541 | FEC
IE | TYNDP2026 | HEV | 2035 | TWh | 453 | Sub_sector | Buildings | Surplus Energy | Buildings | Energetic | GAP | Liquids | EU | Energy demand | 0.63787 | FEC
IE | TYNDP2026 | HEV | 2035 | TWh | 454 | Sub_sector | Buildings | Surplus Energy | Buildings | Energetic | GAP | Others | EU | Energy demand | 0 | FEC
IE | TYNDP2026 | HEV | 2035 | TWh | 455 | Sub_sector | Buildings | Surplus Energy | Buildings | Energetic | GAP | Ammonia | EU | Energy demand | 0 | FEC
IE | TYNDP2026 | HEV | 2035 | TWh | 456 | Sub_sector | Households | Surplus Energy | Households | Energetic | GAP | Electricity | EU | Energy demand | 0 | FEC
IE | TYNDP2026 | HEV | 2035 | TWh | 457 | Sub_sector | Households | Surplus Energy | Households | Energetic | GAP | Hydrogen | EU | Energy demand | 0 | FEC
IE | TYNDP2026 | HEV | 2035 | TWh | 458 | Sub_sector | Households | Surplus Energy | Households | Energetic | GAP | Methane | EU | Energy demand | 0 | FEC
IE | TYNDP2026 | HEV | 2035 | TWh | 459 | Sub_sector | Households | Surplus Energy | Households | Energetic | GAP | Heat | EU | Energy demand | 0 | FEC
IE | TYNDP2026 | HEV | 2035 | TWh | 460 | Sub_sector | Households | Surplus Energy | Households | Energetic | GAP | Biomass | EU | Energy demand | 0 | FEC
IE | TYNDP2026 | HEV | 2035 | TWh | 461 | Sub_sector | Households | Surplus Energy | Households | Energetic | GAP | Solids | EU | Energy demand | 0 | FEC
IE | TYNDP2026 | HEV | 2035 | TWh | 462 | Sub_sector | Households | Surplus Energy | Households | Energetic | GAP | Liquids | EU | Energy demand | 0 | FEC
IE | TYNDP2026 | HEV | 2035 | TWh | 463 | Sub_sector | Households | Surplus Energy | Households | Energetic | GAP | Others | EU | Energy demand | 0 | FEC
IE | TYNDP2026 | HEV | 2035 | TWh | 464 | Sub_sector | Households | Surplus Energy | Households | Energetic | GAP | Ammonia | EU | Energy demand | 0 | FEC
IE | TYNDP2026 | HEV | 2040 | TWh | 102 | Sub_sector | Industry | Aluminium | Industry (aluminium) | Energetic | industry_aluminium_demand_electricity_energetic | Electricity | EU | Energy demand | 0 | FEC
IE | TYNDP2026 | HEV | 2040 | TWh | 103 | Sub_sector | Industry | Aluminium | Industry (aluminium) | Energetic | industry_aluminium_demand_hydrogen_energetic | Hydrogen | EU | Energy demand | 0 | FEC
IE | TYNDP2026 | HEV | 2040 | TWh | 104 | Sub_sector | Industry | Aluminium | Industry (aluminium) | Energetic | industry_aluminium_demand_methane_energetic | Methane | EU | Energy demand | 0 | FEC
IE | TYNDP2026 | HEV | 2040 | TWh | 105 | Sub_sector | Industry | Aluminium | Industry (aluminium) | Energetic | industry_aluminium_demand_heat_energetic | Heat | EU | Energy demand | 0 | FEC
IE | TYNDP2026 | HEV | 2040 | TWh | 106 | Sub_sector | Industry | Aluminium | Industry (aluminium) | Energetic | industry_aluminium_demand_biomass_energetic | Biomass | EU | Energy demand | 0 | FEC
IE | TYNDP2026 | HEV | 2040 | TWh | 107 | Sub_sector | Industry | Aluminium | Industry (aluminium) | Energetic | industry_aluminium_demand_coal_energetic | Solids | EU | Energy demand | 0 | FEC
IE | TYNDP2026 | HEV | 2040 | TWh | 108 | Sub_sector | Industry | Aluminium | Industry (aluminium) | Energetic | industry_aluminium_demand_oil_energetic | Liquids | EU | Energy demand | 0 | FEC
IE | TYNDP2026 | HEV | 2040 | TWh | 109 | Sub_sector | Industry | Aluminium | Industry (aluminium) | Energetic | industry_aluminium_demand_others_energetic | Others | EU | Energy demand | 0 | FEC
IE | TYNDP2026 | HEV | 2040 | TWh | 110 | Sub_sector | Industry | Aluminium | Industry (aluminium) | Energetic | industry_ammonia_demand_others_energetic | Ammonia | EU | Energy demand | 0 | FEC
IE | TYNDP2026 | HEV | 2040 | TWh | 112 | Sub_sector | Industry | Chemicals | Industry (chemicals, energetic) | Energetic | industry_chemical_demand_electricity_energetic | Electricity | EU | Energy demand | 2.1625 | FEC
IE | TYNDP2026 | HEV | 2040 | TWh | 113 | Sub_sector | Industry | Chemicals | Industry (chemicals, energetic) | Energetic | industry_chemical_demand_hydrogen_energetic | Hydrogen | EU | Energy demand | 0.46105 | FEC
IE | TYNDP2026 | HEV | 2040 | TWh | 114 | Sub_sector | Industry | Chemicals | Industry (chemicals, energetic) | Energetic | industry_chemical_demand_methane_energetic | Methane | EU | Energy demand | 0.25732 | FEC
IE | TYNDP2026 | HEV | 2040 | TWh | 115 | Sub_sector | Industry | Chemicals | Industry (chemicals, energetic) | Energetic | industry_chemical_demand_heat_energetic | Heat | EU | Energy demand | 0 | FEC
IE | TYNDP2026 | HEV | 2040 | TWh | 116 | Sub_sector | Industry | Chemicals | Industry (chemicals, energetic) | Energetic | industry_chemical_demand_biomass_energetic | Biomass | EU | Energy demand | 0.083623 | FEC
IE | TYNDP2026 | HEV | 2040 | TWh | 117 | Sub_sector | Industry | Chemicals | Industry (chemicals, energetic) | Energetic | industry_chemical_demand_coal_energetic | Solids | EU | Energy demand | 0 | FEC
IE | TYNDP2026 | HEV | 2040 | TWh | 118 | Sub_sector | Industry | Chemicals | Industry (chemicals, energetic) | Energetic | industry_chemical_demand_oil_energetic | Liquids | EU | Energy demand | 0.019997 | FEC
IE | TYNDP2026 | HEV | 2040 | TWh | 119 | Sub_sector | Industry | Chemicals | Industry (chemicals, energetic) | Energetic | industry_chemical_demand_others_energetic | Others | EU | Energy demand | 0 | FEC
IE | TYNDP2026 | HEV | 2040 | TWh | 120 | Sub_sector | Industry | Chemicals | Industry (chemicals, energetic) | Energetic | industry_chemical_demand_ammonia_energetic | Ammonia | EU | Energy demand | 0 | FEC
IE | TYNDP2026 | HEV | 2040 | TWh | 122 | Sub_sector | Industry | Chemicals | Industry (chemicals, non-energetic) | Non-energetic | industry_chemical_demand_electricity_non_energetic | Electricity | EU | Energy demand | 0 | not_included_in_FEC
IE | TYNDP2026 | HEV | 2040 | TWh | 123 | Sub_sector | Industry | Chemicals | Industry (chemicals, non-energetic) | Non-energetic | industry_chemical_demand_hydrogen_non_energetic | Hydrogen | EU | Energy demand | 0 | not_included_in_FEC
IE | TYNDP2026 | HEV | 2040 | TWh | 124 | Sub_sector | Industry | Chemicals | Industry (chemicals, non-energetic) | Non-energetic | industry_chemical_demand_methane_non_energetic | Methane | EU | Energy demand | 0 | not_included_in_FEC
IE | TYNDP2026 | HEV | 2040 | TWh | 125 | Sub_sector | Industry | Chemicals | Industry (chemicals, non-energetic) | Non-energetic | industry_chemical_demand_heat_non_energetic | Heat | EU | Energy demand | 0 | not_included_in_FEC
IE | TYNDP2026 | HEV | 2040 | TWh | 126 | Sub_sector | Industry | Chemicals | Industry (chemicals, non-energetic) | Non-energetic | industry_chemical_demand_biomass_non_energetic | Biomass | EU | Energy demand | 0 | not_included_in_FEC
IE | TYNDP2026 | HEV | 2040 | TWh | 127 | Sub_sector | Industry | Chemicals | Industry (chemicals, non-energetic) | Non-energetic | industry_chemical_demand_coal_non_energetic | Solids | EU | Energy demand | 0 | not_included_in_FEC
IE | TYNDP2026 | HEV | 2040 | TWh | 128 | Sub_sector | Industry | Chemicals | Industry (chemicals, non-energetic) | Non-energetic | industry_chemical_demand_oil_non_energetic | Liquids | EU | Energy demand | 0 | not_included_in_FEC
IE | TYNDP2026 | HEV | 2040 | TWh | 129 | Sub_sector | Industry | Chemicals | Industry (chemicals, non-energetic) | Non-energetic | industry_chemical_demand_others_non_energetic | Others | EU | Energy demand | 0 | not_included_in_FEC
IE | TYNDP2026 | HEV | 2040 | TWh | 130 | Sub_sector | Industry | Chemicals | Industry (chemicals, non-energetic) | Non-energetic | industry_chemical_demand_ammonia_non_energetic | Ammonia | EU | Energy demand | 0 | not_included_in_FEC
IE | TYNDP2026 | HEV | 2040 | TWh | 132 | Sub_sector | Industry | Fertilizers | Industry (fertilizers, energetic) | Energetic | industry_fertilizers_demand_electricity_energetic | Electricity | EU | Energy demand | 0 | FEC
IE | TYNDP2026 | HEV | 2040 | TWh | 133 | Sub_sector | Industry | Fertilizers | Industry (fertilizers, energetic) | Energetic | industry_fertilizers_demand_hydrogen_energetic | Hydrogen | EU | Energy demand | 0 | FEC
IE | TYNDP2026 | HEV | 2040 | TWh | 134 | Sub_sector | Industry | Fertilizers | Industry (fertilizers, energetic) | Energetic | industry_fertilizers_demand_methane_energetic | Methane | EU | Energy demand | 0 | FEC
IE | TYNDP2026 | HEV | 2040 | TWh | 135 | Sub_sector | Industry | Fertilizers | Industry (fertilizers, energetic) | Energetic | industry_fertilizers_demand_heat_energetic | Heat | EU | Energy demand | 0 | FEC
IE | TYNDP2026 | HEV | 2040 | TWh | 136 | Sub_sector | Industry | Fertilizers | Industry (fertilizers, energetic) | Energetic | industry_fertilizers_demand_biomass_energetic | Biomass | EU | Energy demand | 0 | FEC
IE | TYNDP2026 | HEV | 2040 | TWh | 137 | Sub_sector | Industry | Fertilizers | Industry (fertilizers, energetic) | Energetic | industry_fertilizers_demand_coal_energetic | Solids | EU | Energy demand | 0 | FEC
IE | TYNDP2026 | HEV | 2040 | TWh | 138 | Sub_sector | Industry | Fertilizers | Industry (fertilizers, energetic) | Energetic | industry_fertilizers_demand_oil_energetic | Liquids | EU | Energy demand | 0 | FEC
IE | TYNDP2026 | HEV | 2040 | TWh | 139 | Sub_sector | Industry | Fertilizers | Industry (fertilizers, energetic) | Energetic | industry_fertilizers_demand_others_energetic | Others | EU | Energy demand | 0 | FEC
IE | TYNDP2026 | HEV | 2040 | TWh | 140 | Sub_sector | Industry | Fertilizers | Industry (fertilizers, energetic) | Energetic | industry_fertilizers_demand_ammonia_energetic | Ammonia | EU | Energy demand | 0 | FEC
IE | TYNDP2026 | HEV | 2040 | TWh | 142 | Sub_sector | Industry | Fertilizers | Industry (fertilizers, non-energetic) | Non-energetic | industry_fertilizers_demand_electricity_non_energetic | Electricity | EU | Energy demand | 0 | not_included_in_FEC
IE | TYNDP2026 | HEV | 2040 | TWh | 143 | Sub_sector | Industry | Fertilizers | Industry (fertilizers, non-energetic) | Non-energetic | industry_fertilizers_demand_hydrogen_non_energetic | Hydrogen | EU | Energy demand | 0 | not_included_in_FEC
IE | TYNDP2026 | HEV | 2040 | TWh | 144 | Sub_sector | Industry | Fertilizers | Industry (fertilizers, non-energetic) | Non-energetic | industry_fertilizers_demand_methane_non_energetic | Methane | EU | Energy demand | 0 | not_included_in_FEC
IE | TYNDP2026 | HEV | 2040 | TWh | 145 | Sub_sector | Industry | Fertilizers | Industry (fertilizers, non-energetic) | Non-energetic | industry_fertilizers_demand_heat_non_energetic | Heat | EU | Energy demand | 0 | not_included_in_FEC
IE | TYNDP2026 | HEV | 2040 | TWh | 146 | Sub_sector | Industry | Fertilizers | Industry (fertilizers, non-energetic) | Non-energetic | industry_fertilizers_demand_biomass_non_energetic | Biomass | EU | Energy demand | 0 | not_included_in_FEC
IE | TYNDP2026 | HEV | 2040 | TWh | 147 | Sub_sector | Industry | Fertilizers | Industry (fertilizers, non-energetic) | Non-energetic | industry_fertilizers_demand_coal_non_energetic | Solids | EU | Energy demand | 0 | not_included_in_FEC
IE | TYNDP2026 | HEV | 2040 | TWh | 148 | Sub_sector | Industry | Fertilizers | Industry (fertilizers, non-energetic) | Non-energetic | industry_fertilizers_demand_oil_non_energetic | Liquids | EU | Energy demand | 0 | not_included_in_FEC
IE | TYNDP2026 | HEV | 2040 | TWh | 149 | Sub_sector | Industry | Fertilizers | Industry (fertilizers, non-energetic) | Non-energetic | industry_fertilizers_demand_others_non_energetic | Others | EU | Energy demand | 0 | not_included_in_FEC
IE | TYNDP2026 | HEV | 2040 | TWh | 150 | Sub_sector | Industry | Fertilizers | Industry (fertilizers, non-energetic) | Non-energetic | industry_fertilizers_demand_ammonia_non_energetic | Ammonia | EU | Energy demand | 0 | not_included_in_FEC
IE | TYNDP2026 | HEV | 2040 | TWh | 152 | Sub_sector | Industry | Food | Industry (food) | Energetic | industry_food_demand_electricity_energetic | Electricity | EU | Energy demand | 0 | FEC
IE | TYNDP2026 | HEV | 2040 | TWh | 153 | Sub_sector | Industry | Food | Industry (food) | Energetic | industry_food_demand_hydrogen_energetic | Hydrogen | EU | Energy demand | 0 | FEC
IE | TYNDP2026 | HEV | 2040 | TWh | 154 | Sub_sector | Industry | Food | Industry (food) | Energetic | industry_food_demand_methane_energetic | Methane | EU | Energy demand | 0 | FEC
IE | TYNDP2026 | HEV | 2040 | TWh | 155 | Sub_sector | Industry | Food | Industry (food) | Energetic | industry_food_demand_heat_energetic | Heat | EU | Energy demand | 0 | FEC
IE | TYNDP2026 | HEV | 2040 | TWh | 156 | Sub_sector | Industry | Food | Industry (food) | Energetic | industry_food_demand_biomass_energetic | Biomass | EU | Energy demand | 0 | FEC
IE | TYNDP2026 | HEV | 2040 | TWh | 157 | Sub_sector | Industry | Food | Industry (food) | Energetic | industry_food_demand_coal_energetic | Solids | EU | Energy demand | 0 | FEC
IE | TYNDP2026 | HEV | 2040 | TWh | 158 | Sub_sector | Industry | Food | Industry (food) | Energetic | industry_food_demand_oil_energetic | Liquids | EU | Energy demand | 0 | FEC
IE | TYNDP2026 | HEV | 2040 | TWh | 159 | Sub_sector | Industry | Food | Industry (food) | Energetic | industry_food_demand_others_energetic | Others | EU | Energy demand | 0 | FEC
IE | TYNDP2026 | HEV | 2040 | TWh | 160 | Sub_sector | Industry | Food | Industry (food) | Energetic | industry_food_demand_ammonia_energetic | Ammonia | EU | Energy demand | 0 | FEC
IE | TYNDP2026 | HEV | 2040 | TWh | 162 | Sub_sector | Industry | Metals | Industry (metal) | Energetic | industry_metal_demand_electricity_energetic | Electricity | EU | Energy demand | 0.52819 | FEC
IE | TYNDP2026 | HEV | 2040 | TWh | 163 | Sub_sector | Industry | Metals | Industry (metal) | Energetic | industry_metal_demand_hydrogen_energetic | Hydrogen | EU | Energy demand | 0 | FEC
IE | TYNDP2026 | HEV | 2040 | TWh | 164 | Sub_sector | Industry | Metals | Industry (metal) | Energetic | industry_metal_demand_methane_energetic | Methane | EU | Energy demand | 4.7083 | FEC
IE | TYNDP2026 | HEV | 2040 | TWh | 165 | Sub_sector | Industry | Metals | Industry (metal) | Energetic | industry_metal_demand_heat_energetic | Heat | EU | Energy demand | 0 | FEC
IE | TYNDP2026 | HEV | 2040 | TWh | 166 | Sub_sector | Industry | Metals | Industry (metal) | Energetic | industry_metal_demand_biomass_energetic | Biomass | EU | Energy demand | 0 | FEC
IE | TYNDP2026 | HEV | 2040 | TWh | 167 | Sub_sector | Industry | Metals | Industry (metal) | Energetic | industry_metal_demand_coal_energetic | Solids | EU | Energy demand | 0 | FEC
IE | TYNDP2026 | HEV | 2040 | TWh | 168 | Sub_sector | Industry | Metals | Industry (metal) | Energetic | industry_metal_demand_oil_energetic | Liquids | EU | Energy demand | 0.12379 | FEC
IE | TYNDP2026 | HEV | 2040 | TWh | 169 | Sub_sector | Industry | Metals | Industry (metal) | Energetic | industry_metal_demand_others_energetic | Others | EU | Energy demand | 0 | FEC
IE | TYNDP2026 | HEV | 2040 | TWh | 170 | Sub_sector | Industry | Metals | Industry (metal) | Energetic | industry_metal_demand_ammonia_energetic | Ammonia | EU | Energy demand | 0 | FEC
IE | TYNDP2026 | HEV | 2040 | TWh | 172 | Sub_sector | Industry | Others | Industry (other, energetic) | Energetic | industry_other_demand_electricity_energetic | Electricity | EU | Energy demand | 4.5121 | FEC
IE | TYNDP2026 | HEV | 2040 | TWh | 173 | Sub_sector | Industry | Others | Industry (other, energetic) | Energetic | industry_other_demand_hydrogen_energetic | Hydrogen | EU | Energy demand | 3.1854 | FEC
IE | TYNDP2026 | HEV | 2040 | TWh | 174 | Sub_sector | Industry | Others | Industry (other, energetic) | Energetic | industry_other_demand_methane_energetic | Methane | EU | Energy demand | 1.1425 | FEC
IE | TYNDP2026 | HEV | 2040 | TWh | 175 | Sub_sector | Industry | Others | Industry (other, energetic) | Energetic | industry_other_demand_heat_energetic | Heat | EU | Energy demand | 0 | FEC
IE | TYNDP2026 | HEV | 2040 | TWh | 176 | Sub_sector | Industry | Others | Industry (other, energetic) | Energetic | industry_other_demand_biomass_energetic | Biomass | EU | Energy demand | 1.5148 | FEC
IE | TYNDP2026 | HEV | 2040 | TWh | 177 | Sub_sector | Industry | Others | Industry (other, energetic) | Energetic | industry_other_demand_coal_energetic | Solids | EU | Energy demand | 0.070954 | FEC
IE | TYNDP2026 | HEV | 2040 | TWh | 178 | Sub_sector | Industry | Others | Industry (other, energetic) | Energetic | industry_other_demand_oil_energetic | Liquids | EU | Energy demand | 1.2264 | FEC
IE | TYNDP2026 | HEV | 2040 | TWh | 179 | Sub_sector | Industry | Others | Industry (other, energetic) | Energetic | industry_other_demand_others_energetic | Others | EU | Energy demand | 0 | FEC
IE | TYNDP2026 | HEV | 2040 | TWh | 180 | Sub_sector | Industry | Others | Industry (other, energetic) | Energetic | industry_other_demand_ammonia_energetic | Ammonia | EU | Energy demand | 0 | FEC
IE | TYNDP2026 | HEV | 2040 | TWh | 182 | Sub_sector | Industry | Others | Industry (other, non-energetic) | Non-energetic | industry_other_demand_electricity_non_energetic | Electricity | EU | Energy demand | 0 | not_included_in_FEC
IE | TYNDP2026 | HEV | 2040 | TWh | 183 | Sub_sector | Industry | Others | Industry (other, non-energetic) | Non-energetic | industry_other_demand_hydrogen_non_energetic | Hydrogen | EU | Energy demand | 0.24389 | not_included_in_FEC
IE | TYNDP2026 | HEV | 2040 | TWh | 184 | Sub_sector | Industry | Others | Industry (other, non-energetic) | Non-energetic | industry_other_demand_methane_non_energetic | Methane | EU | Energy demand | 0 | not_included_in_FEC
IE | TYNDP2026 | HEV | 2040 | TWh | 185 | Sub_sector | Industry | Others | Industry (other, non-energetic) | Non-energetic | industry_other_demand_heat_non_energetic | Heat | EU | Energy demand | 0 | not_included_in_FEC
IE | TYNDP2026 | HEV | 2040 | TWh | 186 | Sub_sector | Industry | Others | Industry (other, non-energetic) | Non-energetic | industry_other_demand_biomass_non_energetic | Biomass | EU | Energy demand | 0.60973 | not_included_in_FEC
IE | TYNDP2026 | HEV | 2040 | TWh | 187 | Sub_sector | Industry | Others | Industry (other, non-energetic) | Non-energetic | industry_other_demand_coal_non_energetic | Solids | EU | Energy demand | 0 | not_included_in_FEC
IE | TYNDP2026 | HEV | 2040 | TWh | 188 | Sub_sector | Industry | Others | Industry (other, non-energetic) | Non-energetic | industry_other_demand_oil_non_energetic | Liquids | EU | Energy demand | 1.5853 | not_included_in_FEC
IE | TYNDP2026 | HEV | 2040 | TWh | 189 | Sub_sector | Industry | Others | Industry (other, non-energetic) | Non-energetic | industry_other_demand_others_non_energetic | Others | EU | Energy demand | 0 | not_included_in_FEC
IE | TYNDP2026 | HEV | 2040 | TWh | 190 | Sub_sector | Industry | Others | Industry (other, non-energetic) | Non-energetic | industry_other_demand_ammonia_non_energetic | Ammonia | EU | Energy demand | 0 | not_included_in_FEC
IE | TYNDP2026 | HEV | 2040 | TWh | 192 | Sub_sector | Industry | Paper | Industry (paper) | Energetic | industry_paper_demand_electricity_energetic | Electricity | EU | Energy demand | 0.13337 | FEC
IE | TYNDP2026 | HEV | 2040 | TWh | 193 | Sub_sector | Industry | Paper | Industry (paper) | Energetic | industry_paper_demand_hydrogen_energetic | Hydrogen | EU | Energy demand | 0 | FEC
IE | TYNDP2026 | HEV | 2040 | TWh | 194 | Sub_sector | Industry | Paper | Industry (paper) | Energetic | industry_paper_demand_methane_energetic | Methane | EU | Energy demand | 0.082558 | FEC
IE | TYNDP2026 | HEV | 2040 | TWh | 195 | Sub_sector | Industry | Paper | Industry (paper) | Energetic | industry_paper_demand_heat_energetic | Heat | EU | Energy demand | 0 | FEC
IE | TYNDP2026 | HEV | 2040 | TWh | 196 | Sub_sector | Industry | Paper | Industry (paper) | Energetic | industry_paper_demand_biomass_energetic | Biomass | EU | Energy demand | 0 | FEC
IE | TYNDP2026 | HEV | 2040 | TWh | 197 | Sub_sector | Industry | Paper | Industry (paper) | Energetic | industry_paper_demand_coal_energetic | Solids | EU | Energy demand | 0 | FEC
IE | TYNDP2026 | HEV | 2040 | TWh | 198 | Sub_sector | Industry | Paper | Industry (paper) | Energetic | industry_paper_demand_oil_energetic | Liquids | EU | Energy demand | 0.011984 | FEC
IE | TYNDP2026 | HEV | 2040 | TWh | 199 | Sub_sector | Industry | Paper | Industry (paper) | Energetic | industry_paper_demand_others_energetic | Others | EU | Energy demand | 0 | FEC
IE | TYNDP2026 | HEV | 2040 | TWh | 200 | Sub_sector | Industry | Paper | Industry (paper) | Energetic | industry_paper_demand_ammonia_energetic | Ammonia | EU | Energy demand | 0 | FEC
IE | TYNDP2026 | HEV | 2040 | TWh | 202 | Sub_sector | Industry | Refineries | Industry (refineries, energetic) | Energetic | industry_refinery_demand_electricity_energetic | Electricity | EU | Energy demand | 0.15839 | not_included_in_FEC
IE | TYNDP2026 | HEV | 2040 | TWh | 203 | Sub_sector | Industry | Refineries | Industry (refineries, energetic) | Energetic | industry_refinery_demand_hydrogen_energetic | Hydrogen | EU | Energy demand | 3.6163 | not_included_in_FEC
IE | TYNDP2026 | HEV | 2040 | TWh | 204 | Sub_sector | Industry | Refineries | Industry (refineries, energetic) | Energetic | industry_refinery_demand_methane_energetic | Methane | EU | Energy demand | 0 | not_included_in_FEC
IE | TYNDP2026 | HEV | 2040 | TWh | 205 | Sub_sector | Industry | Refineries | Industry (refineries, energetic) | Energetic | industry_refinery_demand_heat_energetic | Heat | EU | Energy demand | 0 | not_included_in_FEC
IE | TYNDP2026 | HEV | 2040 | TWh | 206 | Sub_sector | Industry | Refineries | Industry (refineries, energetic) | Energetic | industry_refinery_demand_biomass_energetic | Biomass | EU | Energy demand | 0 | not_included_in_FEC
IE | TYNDP2026 | HEV | 2040 | TWh | 207 | Sub_sector | Industry | Refineries | Industry (refineries, energetic) | Energetic | industry_refinery_demand_coal_energetic | Solids | EU | Energy demand | 0 | not_included_in_FEC
IE | TYNDP2026 | HEV | 2040 | TWh | 208 | Sub_sector | Industry | Refineries | Industry (refineries, energetic) | Energetic | industry_refinery_demand_oil_energetic | Liquids | EU | Energy demand | 0 | not_included_in_FEC
IE | TYNDP2026 | HEV | 2040 | TWh | 209 | Sub_sector | Industry | Refineries | Industry (refineries, energetic) | Energetic | industry_refinery_demand_others_energetic | Others | EU | Energy demand | 0 | not_included_in_FEC
IE | TYNDP2026 | HEV | 2040 | TWh | 210 | Sub_sector | Industry | Refineries | Industry (refineries, energetic) | Energetic | industry_refinery_demand_ammonia_energetic | Ammonia | EU | Energy demand | 0 | not_included_in_FEC
IE | TYNDP2026 | HEV | 2040 | TWh | 212 | Sub_sector | Industry | Refineries | Industry (refineries, non-energetic) | Non-energetic | industry_refinery_demand_electricity_non_energetic | Electricity | EU | Energy demand | 0 | not_included_in_FEC
IE | TYNDP2026 | HEV | 2040 | TWh | 213 | Sub_sector | Industry | Refineries | Industry (refineries, non-energetic) | Non-energetic | industry_refinery_demand_hydrogen_non_energetic | Hydrogen | EU | Energy demand | 0 | not_included_in_FEC
IE | TYNDP2026 | HEV | 2040 | TWh | 214 | Sub_sector | Industry | Refineries | Industry (refineries, non-energetic) | Non-energetic | industry_refinery_demand_methane_non_energetic | Methane | EU | Energy demand | 0 | not_included_in_FEC
IE | TYNDP2026 | HEV | 2040 | TWh | 215 | Sub_sector | Industry | Refineries | Industry (refineries, non-energetic) | Non-energetic | industry_refinery_demand_heat_non_energetic | Heat | EU | Energy demand | 0 | not_included_in_FEC
IE | TYNDP2026 | HEV | 2040 | TWh | 216 | Sub_sector | Industry | Refineries | Industry (refineries, non-energetic) | Non-energetic | industry_refinery_demand_biomass_non_energetic | Biomass | EU | Energy demand | 0 | not_included_in_FEC
IE | TYNDP2026 | HEV | 2040 | TWh | 217 | Sub_sector | Industry | Refineries | Industry (refineries, non-energetic) | Non-energetic | industry_refinery_demand_coal_non_energetic | Solids | EU | Energy demand | 0 | not_included_in_FEC
IE | TYNDP2026 | HEV | 2040 | TWh | 218 | Sub_sector | Industry | Refineries | Industry (refineries, non-energetic) | Non-energetic | industry_refinery_demand_oil_non_energetic | Liquids | EU | Energy demand | 0 | not_included_in_FEC
IE | TYNDP2026 | HEV | 2040 | TWh | 219 | Sub_sector | Industry | Refineries | Industry (refineries, non-energetic) | Non-energetic | industry_refinery_demand_others_non_energetic | Others | EU | Energy demand | 0 | not_included_in_FEC
IE | TYNDP2026 | HEV | 2040 | TWh | 220 | Sub_sector | Industry | Refineries | Industry (refineries, non-energetic) | Non-energetic | industry_refinery_demand_ammonia_non_energetic | Ammonia | EU | Energy demand | 0 | not_included_in_FEC
IE | TYNDP2026 | HEV | 2040 | TWh | 222 | Sub_sector | Industry | Steel | Industry (steel) | Energetic | industry_steel_demand_electricity_energetic | Electricity | EU | Energy demand | 0 | FEC
IE | TYNDP2026 | HEV | 2040 | TWh | 223 | Sub_sector | Industry | Steel | Industry (steel) | Energetic | industry_steel_demand_hydrogen_energetic | Hydrogen | EU | Energy demand | 0 | FEC
IE | TYNDP2026 | HEV | 2040 | TWh | 224 | Sub_sector | Industry | Steel | Industry (steel) | Energetic | industry_steel_demand_methane_energetic | Methane | EU | Energy demand | 0 | FEC
IE | TYNDP2026 | HEV | 2040 | TWh | 225 | Sub_sector | Industry | Steel | Industry (steel) | Energetic | industry_steel_demand_heat_energetic | Heat | EU | Energy demand | 0 | FEC
IE | TYNDP2026 | HEV | 2040 | TWh | 226 | Sub_sector | Industry | Steel | Industry (steel) | Energetic | industry_steel_demand_biomass_energetic | Biomass | EU | Energy demand | 0 | FEC
IE | TYNDP2026 | HEV | 2040 | TWh | 227 | Sub_sector | Industry | Steel | Industry (steel) | Energetic | industry_steel_demand_coal_energetic | Solids | EU | Energy demand | 0 | FEC
IE | TYNDP2026 | HEV | 2040 | TWh | 228 | Sub_sector | Industry | Steel | Industry (steel) | Energetic | industry_steel_demand_oil_energetic | Liquids | EU | Energy demand | 0 | FEC
IE | TYNDP2026 | HEV | 2040 | TWh | 229 | Sub_sector | Industry | Steel | Industry (steel) | Energetic | industry_steel_demand_others_energetic | Others | EU | Energy demand | 0 | FEC
IE | TYNDP2026 | HEV | 2040 | TWh | 230 | Sub_sector | Industry | Steel | Industry (steel) | Energetic | industry_steel_demand_ammonia_energetic | Ammonia | EU | Energy demand | 0 | FEC
IE | TYNDP2026 | HEV | 2040 | TWh | 232 | Sub_sector | Transport | Cars | Transport (cars) | Energetic | transport_cars_final_demand_electricity | Electricity | EU | Energy demand | 8.2938 | FEC
IE | TYNDP2026 | HEV | 2040 | TWh | 233 | Sub_sector | Transport | Cars | Transport (cars) | Energetic | transport_cars_final_demand_hydrogen | Hydrogen | EU | Energy demand | 0 | FEC
IE | TYNDP2026 | HEV | 2040 | TWh | 234 | Sub_sector | Transport | Cars | Transport (cars) | Energetic | transport_cars_final_demand_methane | Methane | EU | Energy demand | 0 | FEC
IE | TYNDP2026 | HEV | 2040 | TWh | 235 | Sub_sector | Transport | Cars | Transport (cars) | Energetic | transport_cars_final_demand_heat | Heat | EU | Energy demand | 0 | FEC
IE | TYNDP2026 | HEV | 2040 | TWh | 236 | Sub_sector | Transport | Cars | Transport (cars) | Energetic | transport_cars_final_demand_biomass | Biomass | EU | Energy demand | 0 | FEC
IE | TYNDP2026 | HEV | 2040 | TWh | 237 | Sub_sector | Transport | Cars | Transport (cars) | Energetic | transport_cars_final_demand_coal | Solids | EU | Energy demand | 0 | FEC
IE | TYNDP2026 | HEV | 2040 | TWh | 238 | Sub_sector | Transport | Cars | Transport (cars) | Energetic | transport_cars_final_demand_oil | Liquids | EU | Energy demand | 0 | FEC
IE | TYNDP2026 | HEV | 2040 | TWh | 239 | Sub_sector | Transport | Cars | Transport (cars) | Energetic | transport_cars_final_demand_other | Others | EU | Energy demand | 0 | FEC
IE | TYNDP2026 | HEV | 2040 | TWh | 240 | Sub_sector | Transport | Cars | Transport (cars) | Energetic | transport_cars_final_demand_ammonia | Ammonia | EU | Energy demand | 0 | FEC
IE | TYNDP2026 | HEV | 2040 | TWh | 242 | Sub_sector | Transport | Busses | Transport (busses) | Energetic | transport_busses_final_demand_electricity | Electricity | EU | Energy demand | 0.10021 | FEC
IE | TYNDP2026 | HEV | 2040 | TWh | 243 | Sub_sector | Transport | Busses | Transport (busses) | Energetic | transport_busses_final_demand_hydrogen | Hydrogen | EU | Energy demand | 0 | FEC
IE | TYNDP2026 | HEV | 2040 | TWh | 244 | Sub_sector | Transport | Busses | Transport (busses) | Energetic | transport_busses_final_demand_methane | Methane | EU | Energy demand | 0.014123 | FEC
IE | TYNDP2026 | HEV | 2040 | TWh | 245 | Sub_sector | Transport | Busses | Transport (busses) | Energetic | transport_busses_final_demand_heat | Heat | EU | Energy demand | 0 | FEC
IE | TYNDP2026 | HEV | 2040 | TWh | 246 | Sub_sector | Transport | Busses | Transport (busses) | Energetic | transport_busses_final_demand_biomass | Biomass | EU | Energy demand | 0 | FEC
IE | TYNDP2026 | HEV | 2040 | TWh | 247 | Sub_sector | Transport | Busses | Transport (busses) | Energetic | transport_busses_final_demand_coal | Solids | EU | Energy demand | 0 | FEC
IE | TYNDP2026 | HEV | 2040 | TWh | 248 | Sub_sector | Transport | Busses | Transport (busses) | Energetic | transport_busses_final_demand_oil | Liquids | EU | Energy demand | 0 | FEC
IE | TYNDP2026 | HEV | 2040 | TWh | 249 | Sub_sector | Transport | Busses | Transport (busses) | Energetic | transport_busses_final_demand_other | Others | EU | Energy demand | 0 | FEC
IE | TYNDP2026 | HEV | 2040 | TWh | 250 | Sub_sector | Transport | Busses | Transport (busses) | Energetic | transport_busses_final_demand_ammonia | Ammonia | EU | Energy demand | 0 | FEC
IE | TYNDP2026 | HEV | 2040 | TWh | 252 | Sub_sector | Transport | Trucks | Transport (trucks) | Energetic | transport_trucks_final_demand_electricity | Electricity | EU | Energy demand | 0.60872 | FEC
IE | TYNDP2026 | HEV | 2040 | TWh | 253 | Sub_sector | Transport | Trucks | Transport (trucks) | Energetic | transport_trucks_final_demand_hydrogen | Hydrogen | EU | Energy demand | 3.4858 | FEC
IE | TYNDP2026 | HEV | 2040 | TWh | 254 | Sub_sector | Transport | Trucks | Transport (trucks) | Energetic | transport_trucks_final_demand_methane | Methane | EU | Energy demand | 1.1778 | FEC
IE | TYNDP2026 | HEV | 2040 | TWh | 255 | Sub_sector | Transport | Trucks | Transport (trucks) | Energetic | transport_trucks_final_demand_heat | Heat | EU | Energy demand | 0 | FEC
IE | TYNDP2026 | HEV | 2040 | TWh | 256 | Sub_sector | Transport | Trucks | Transport (trucks) | Energetic | transport_trucks_final_demand_biomass | Biomass | EU | Energy demand | 0 | FEC
IE | TYNDP2026 | HEV | 2040 | TWh | 257 | Sub_sector | Transport | Trucks | Transport (trucks) | Energetic | transport_trucks_final_demand_coal | Solids | EU | Energy demand | 0 | FEC
IE | TYNDP2026 | HEV | 2040 | TWh | 258 | Sub_sector | Transport | Trucks | Transport (trucks) | Energetic | transport_trucks_final_demand_oil | Liquids | EU | Energy demand | 2.3557 | FEC
IE | TYNDP2026 | HEV | 2040 | TWh | 259 | Sub_sector | Transport | Trucks | Transport (trucks) | Energetic | transport_trucks_final_demand_other | Others | EU | Energy demand | 0 | FEC
IE | TYNDP2026 | HEV | 2040 | TWh | 260 | Sub_sector | Transport | Trucks | Transport (trucks) | Energetic | transport_trucks_final_demand_ammonia | Ammonia | EU | Energy demand | 0 | FEC
IE | TYNDP2026 | HEV | 2040 | TWh | 262 | Sub_sector | Transport | Vans | Transport (vans) | Energetic | transport_vans_final_demand_electricity | Electricity | EU | Energy demand | 0.38586 | FEC
IE | TYNDP2026 | HEV | 2040 | TWh | 263 | Sub_sector | Transport | Vans | Transport (vans) | Energetic | transport_vans_final_demand_hydrogen | Hydrogen | EU | Energy demand | 0.33935 | FEC
IE | TYNDP2026 | HEV | 2040 | TWh | 264 | Sub_sector | Transport | Vans | Transport (vans) | Energetic | transport_vans_final_demand_methane | Methane | EU | Energy demand | 0.17462 | FEC
IE | TYNDP2026 | HEV | 2040 | TWh | 265 | Sub_sector | Transport | Vans | Transport (vans) | Energetic | transport_vans_final_demand_heat | Heat | EU | Energy demand | 0 | FEC
IE | TYNDP2026 | HEV | 2040 | TWh | 266 | Sub_sector | Transport | Vans | Transport (vans) | Energetic | transport_vans_final_demand_biomass | Biomass | EU | Energy demand | 0 | FEC
IE | TYNDP2026 | HEV | 2040 | TWh | 267 | Sub_sector | Transport | Vans | Transport (vans) | Energetic | transport_vans_final_demand_coal | Solids | EU | Energy demand | 0 | FEC
IE | TYNDP2026 | HEV | 2040 | TWh | 268 | Sub_sector | Transport | Vans | Transport (vans) | Energetic | transport_vans_final_demand_oil | Liquids | EU | Energy demand | 2.1914 | FEC
IE | TYNDP2026 | HEV | 2040 | TWh | 269 | Sub_sector | Transport | Vans | Transport (vans) | Energetic | transport_vans_final_demand_other | Others | EU | Energy demand | 0 | FEC
IE | TYNDP2026 | HEV | 2040 | TWh | 270 | Sub_sector | Transport | Vans | Transport (vans) | Energetic | transport_vans_final_demand_ammonia | Ammonia | EU | Energy demand | 0 | FEC
IE | TYNDP2026 | HEV | 2040 | TWh | 272 | Sub_sector | Transport | Freight trains | Transport (trains) | Energetic | transport_trains_final_demand_electricity | Electricity | EU | Energy demand | 0.81337 | FEC
IE | TYNDP2026 | HEV | 2040 | TWh | 273 | Sub_sector | Transport | Freight trains | Transport (trains) | Energetic | transport_trains_final_demand_hydrogen | Hydrogen | EU | Energy demand | 0.1568 | FEC
IE | TYNDP2026 | HEV | 2040 | TWh | 274 | Sub_sector | Transport | Freight trains | Transport (trains) | Energetic | transport_trains_final_demand_methane | Methane | EU | Energy demand | 0 | FEC
IE | TYNDP2026 | HEV | 2040 | TWh | 275 | Sub_sector | Transport | Freight trains | Transport (trains) | Energetic | transport_trains_final_demand_heat | Heat | EU | Energy demand | 0 | FEC
IE | TYNDP2026 | HEV | 2040 | TWh | 276 | Sub_sector | Transport | Freight trains | Transport (trains) | Energetic | transport_trains_final_demand_biomass | Biomass | EU | Energy demand | 0 | FEC
IE | TYNDP2026 | HEV | 2040 | TWh | 277 | Sub_sector | Transport | Freight trains | Transport (trains) | Energetic | transport_trains_final_demand_coal | Solids | EU | Energy demand | 0 | FEC
IE | TYNDP2026 | HEV | 2040 | TWh | 278 | Sub_sector | Transport | Freight trains | Transport (trains) | Energetic | transport_trains_final_demand_oil | Liquids | EU | Energy demand | 2.3248 | FEC
IE | TYNDP2026 | HEV | 2040 | TWh | 279 | Sub_sector | Transport | Freight trains | Transport (trains) | Energetic | transport_trains_final_demand_other | Others | EU | Energy demand | 0 | FEC
IE | TYNDP2026 | HEV | 2040 | TWh | 280 | Sub_sector | Transport | Freight trains | Transport (trains) | Energetic | transport_trains_final_demand_ammonia | Ammonia | EU | Energy demand | 0 | FEC
IE | TYNDP2026 | HEV | 2040 | TWh | 282 | Sub_sector | Transport | Ships | Transport (ships) | Energetic | transport_ships_final_demand_electricity | Electricity | EU | Energy demand | 0 | FEC
IE | TYNDP2026 | HEV | 2040 | TWh | 283 | Sub_sector | Transport | Ships | Transport (ships) | Energetic | transport_ships_final_demand_hydrogen | Hydrogen | EU | Energy demand | 0 | FEC
IE | TYNDP2026 | HEV | 2040 | TWh | 284 | Sub_sector | Transport | Ships | Transport (ships) | Energetic | transport_ships_final_demand_methane | Methane | EU | Energy demand | 0 | FEC
IE | TYNDP2026 | HEV | 2040 | TWh | 285 | Sub_sector | Transport | Ships | Transport (ships) | Energetic | transport_ships_final_demand_heat | Heat | EU | Energy demand | 0 | FEC
IE | TYNDP2026 | HEV | 2040 | TWh | 286 | Sub_sector | Transport | Ships | Transport (ships) | Energetic | transport_ships_final_demand_biomass | Biomass | EU | Energy demand | 0 | FEC
IE | TYNDP2026 | HEV | 2040 | TWh | 287 | Sub_sector | Transport | Ships | Transport (ships) | Energetic | transport_ships_final_demand_coal | Solids | EU | Energy demand | 0 | FEC
IE | TYNDP2026 | HEV | 2040 | TWh | 288 | Sub_sector | Transport | Ships | Transport (ships) | Energetic | transport_ships_final_demand_oil | Liquids | EU | Energy demand | 1.2733 | FEC
IE | TYNDP2026 | HEV | 2040 | TWh | 289 | Sub_sector | Transport | Ships | Transport (ships) | Energetic | transport_ships_final_demand_other | Others | EU | Energy demand | 0 | FEC
IE | TYNDP2026 | HEV | 2040 | TWh | 290 | Sub_sector | Transport | Ships | Transport (ships) | Energetic | transport_ships_final_demand_ammonia | Ammonia | EU | Energy demand | 0 | FEC
IE | TYNDP2026 | HEV | 2040 | TWh | 292 | Sub_sector | Transport | Planes | Transport (planes) | Energetic | transport_planes_final_demand_electricity | Electricity | EU | Energy demand | 0 | FEC
IE | TYNDP2026 | HEV | 2040 | TWh | 293 | Sub_sector | Transport | Planes | Transport (planes) | Energetic | transport_planes_final_demand_hydrogen | Hydrogen | EU | Energy demand | 0 | FEC
IE | TYNDP2026 | HEV | 2040 | TWh | 294 | Sub_sector | Transport | Planes | Transport (planes) | Energetic | transport_planes_final_demand_methane | Methane | EU | Energy demand | 0 | FEC
IE | TYNDP2026 | HEV | 2040 | TWh | 295 | Sub_sector | Transport | Planes | Transport (planes) | Energetic | transport_planes_final_demand_heat | Heat | EU | Energy demand | 0 | FEC
IE | TYNDP2026 | HEV | 2040 | TWh | 296 | Sub_sector | Transport | Planes | Transport (planes) | Energetic | transport_planes_final_demand_biomass | Biomass | EU | Energy demand | 0 | FEC
IE | TYNDP2026 | HEV | 2040 | TWh | 297 | Sub_sector | Transport | Planes | Transport (planes) | Energetic | transport_planes_final_demand_coal | Solids | EU | Energy demand | 0 | FEC
IE | TYNDP2026 | HEV | 2040 | TWh | 298 | Sub_sector | Transport | Planes | Transport (planes) | Energetic | transport_planes_final_demand_oil | Liquids | EU | Energy demand | 0 | FEC
IE | TYNDP2026 | HEV | 2040 | TWh | 299 | Sub_sector | Transport | Planes | Transport (planes) | Energetic | transport_planes_final_demand_other | Others | EU | Energy demand | 0 | FEC
IE | TYNDP2026 | HEV | 2040 | TWh | 300 | Sub_sector | Transport | Planes | Transport (planes) | Energetic | transport_planes_final_demand_ammonia | Ammonia | EU | Energy demand | 0 | FEC
IE | TYNDP2026 | HEV | 2040 | TWh | 302 | Sub_sector | Transport | Others | Transport (others) | Energetic | transport_other_final_demand_electricity | Electricity | EU | Energy demand | 0.0011394 | FEC
IE | TYNDP2026 | HEV | 2040 | TWh | 303 | Sub_sector | Transport | Others | Transport (others) | Energetic | transport_other_final_demand_hydrogen | Hydrogen | EU | Energy demand | 0 | FEC
IE | TYNDP2026 | HEV | 2040 | TWh | 304 | Sub_sector | Transport | Others | Transport (others) | Energetic | transport_other_final_demand_methane | Methane | EU | Energy demand | 0 | FEC
IE | TYNDP2026 | HEV | 2040 | TWh | 305 | Sub_sector | Transport | Others | Transport (others) | Energetic | transport_other_final_demand_heat | Heat | EU | Energy demand | 0 | FEC
IE | TYNDP2026 | HEV | 2040 | TWh | 306 | Sub_sector | Transport | Others | Transport (others) | Energetic | transport_other_final_demand_biomass | Biomass | EU | Energy demand | 0 | FEC
IE | TYNDP2026 | HEV | 2040 | TWh | 307 | Sub_sector | Transport | Others | Transport (others) | Energetic | transport_other_final_demand_coal | Solids | EU | Energy demand | 0 | FEC
IE | TYNDP2026 | HEV | 2040 | TWh | 308 | Sub_sector | Transport | Others | Transport (others) | Energetic | transport_other_final_demand_oil | Liquids | EU | Energy demand | 0.045624 | FEC
IE | TYNDP2026 | HEV | 2040 | TWh | 309 | Sub_sector | Transport | Others | Transport (others) | Energetic | transport_other_final_demand_other | Others | EU | Energy demand | 0 | FEC
IE | TYNDP2026 | HEV | 2040 | TWh | 310 | Sub_sector | Transport | Others | Transport (others) | Energetic | transport_other_final_demand_ammonia | Ammonia | EU | Energy demand | 0 | FEC
IE | TYNDP2026 | HEV | 2040 | TWh | 312 | Sub_sector | International transport | International aviation | Transport (int. aviation) | Energetic | transport_int_aviation_final_demand_electricity | Electricity | EU | Energy demand | 0 | FEC
IE | TYNDP2026 | HEV | 2040 | TWh | 313 | Sub_sector | International transport | International aviation | Transport (int. aviation) | Energetic | transport_int_aviation_final_demand_hydrogen | Hydrogen | EU | Energy demand | 0 | FEC
IE | TYNDP2026 | HEV | 2040 | TWh | 314 | Sub_sector | International transport | International aviation | Transport (int. aviation) | Energetic | transport_int_aviation_final_demand_methane | Methane | EU | Energy demand | 0 | FEC
IE | TYNDP2026 | HEV | 2040 | TWh | 315 | Sub_sector | International transport | International aviation | Transport (int. aviation) | Energetic | transport_int_aviation_final_demand_heat | Heat | EU | Energy demand | 0 | FEC
IE | TYNDP2026 | HEV | 2040 | TWh | 316 | Sub_sector | International transport | International aviation | Transport (int. aviation) | Energetic | transport_int_aviation_final_demand_biofuels | Biomass | EU | Energy demand | 0 | FEC
IE | TYNDP2026 | HEV | 2040 | TWh | 317 | Sub_sector | International transport | International aviation | Transport (int. aviation) | Energetic | transport_int_aviation_final_demand_coal | Solids | EU | Energy demand | 0 | FEC
IE | TYNDP2026 | HEV | 2040 | TWh | 318 | Sub_sector | International transport | International aviation | Transport (int. aviation) | Energetic | transport_int_aviation_final_demand_oil | Liquids | EU | Energy demand | 19.7953 | FEC
IE | TYNDP2026 | HEV | 2040 | TWh | 319 | Sub_sector | International transport | International aviation | Transport (int. aviation) | Energetic | transport_int_aviation_final_demand_other | Others | EU | Energy demand | 0 | FEC
IE | TYNDP2026 | HEV | 2040 | TWh | 320 | Sub_sector | International transport | International aviation | Transport (int. aviation) | Energetic | transport_int_aviation_final_demand_ammonia | Ammonia | EU | Energy demand | 0 | FEC
IE | TYNDP2026 | HEV | 2040 | TWh | 322 | Sub_sector | International transport | International shipping | Transport (int. shipping) | Energetic | transport_int_shipping_final_demand_electricity | Electricity | EU | Energy demand | 0 | not_included_in_FEC
IE | TYNDP2026 | HEV | 2040 | TWh | 323 | Sub_sector | International transport | International shipping | Transport (int. shipping) | Energetic | transport_int_shipping_final_demand_hydrogen | Hydrogen | EU | Energy demand | 0 | not_included_in_FEC
IE | TYNDP2026 | HEV | 2040 | TWh | 324 | Sub_sector | International transport | International shipping | Transport (int. shipping) | Energetic | transport_int_shipping_final_demand_methane | Methane | EU | Energy demand | 0 | not_included_in_FEC
IE | TYNDP2026 | HEV | 2040 | TWh | 325 | Sub_sector | International transport | International shipping | Transport (int. shipping) | Energetic | transport_int_shipping_final_demand_heat | Heat | EU | Energy demand | 0 | not_included_in_FEC
IE | TYNDP2026 | HEV | 2040 | TWh | 326 | Sub_sector | International transport | International shipping | Transport (int. shipping) | Energetic | transport_int_shipping_final_demand_biofuels | Biomass | EU | Energy demand | 0 | not_included_in_FEC
IE | TYNDP2026 | HEV | 2040 | TWh | 327 | Sub_sector | International transport | International shipping | Transport (int. shipping) | Energetic | transport_int_shipping_final_demand_coal | Solids | EU | Energy demand | 0 | not_included_in_FEC
IE | TYNDP2026 | HEV | 2040 | TWh | 328 | Sub_sector | International transport | International shipping | Transport (int. shipping) | Energetic | transport_int_shipping_final_demand_oil | Liquids | EU | Energy demand | 0 | not_included_in_FEC
IE | TYNDP2026 | HEV | 2040 | TWh | 329 | Sub_sector | International transport | International shipping | Transport (int. shipping) | Energetic | transport_int_shipping_final_demand_other | Others | EU | Energy demand | 0 | not_included_in_FEC
IE | TYNDP2026 | HEV | 2040 | TWh | 330 | Sub_sector | International transport | International shipping | Transport (int. shipping) | Energetic | transport_int_shipping_final_demand_ammonia | Ammonia | EU | Energy demand | 1.3693 | not_included_in_FEC
IE | TYNDP2026 | HEV | 2040 | TWh | 332 | Sub_sector | Households | Space heating | Households (heating) | Energetic | households_heating_final_demand_electricity | Electricity | EU | Energy demand | 1.4751 | FEC
IE | TYNDP2026 | HEV | 2040 | TWh | 333 | Sub_sector | Households | Space heating | Households (heating) | Energetic | households_heating_final_demand_hydrogen | Hydrogen | EU | Energy demand | 0.19018 | FEC
IE | TYNDP2026 | HEV | 2040 | TWh | 334 | Sub_sector | Households | Space heating | Households (heating) | Energetic | households_heating_final_demand_methane | Methane | EU | Energy demand | 0.37935 | FEC
IE | TYNDP2026 | HEV | 2040 | TWh | 335 | Sub_sector | Households | Space heating | Households (heating) | Energetic | households_heating_final_demand_heat | Heat | EU | Energy demand | 0.85149 | FEC
IE | TYNDP2026 | HEV | 2040 | TWh | 336 | Sub_sector | Households | Space heating | Households (heating) | Energetic | households_heating_final_demand_biomass | Biomass | EU | Energy demand | 0.091088 | FEC
IE | TYNDP2026 | HEV | 2040 | TWh | 337 | Sub_sector | Households | Space heating | Households (heating) | Energetic | households_heating_final_demand_coal | Solids | EU | Energy demand | 0 | FEC
IE | TYNDP2026 | HEV | 2040 | TWh | 338 | Sub_sector | Households | Space heating | Households (heating) | Energetic | households_heating_final_demand_oil | Liquids | EU | Energy demand | 0 | FEC
IE | TYNDP2026 | HEV | 2040 | TWh | 339 | Sub_sector | Households | Space heating | Households (heating) | Energetic | households_heating_final_demand_other | Others | EU | Energy demand | 0 | FEC
IE | TYNDP2026 | HEV | 2040 | TWh | 340 | Sub_sector | Households | Space heating | Households (heating) | Energetic | households_heating_final_demand_ammonia | Ammonia | EU | Energy demand | 0 | FEC
IE | TYNDP2026 | HEV | 2040 | TWh | 343 | Sub_sector | Households | Cooling | Households (cooling) | Energetic | households_cooling_final_demand_electricity | Electricity | EU | Energy demand | 0 | FEC
IE | TYNDP2026 | HEV | 2040 | TWh | 344 | Sub_sector | Households | Cooling | Households (cooling) | Energetic | households_cooling_final_demand_hydrogen | Hydrogen | EU | Energy demand | 0 | FEC
IE | TYNDP2026 | HEV | 2040 | TWh | 345 | Sub_sector | Households | Cooling | Households (cooling) | Energetic | households_cooling_final_demand_methane | Methane | EU | Energy demand | 0 | FEC
IE | TYNDP2026 | HEV | 2040 | TWh | 346 | Sub_sector | Households | Cooling | Households (cooling) | Energetic | households_cooling_final_demand_heat | Heat | EU | Energy demand | 0 | FEC
IE | TYNDP2026 | HEV | 2040 | TWh | 347 | Sub_sector | Households | Cooling | Households (cooling) | Energetic | households_cooling_final_demand_biomass | Biomass | EU | Energy demand | 0 | FEC
IE | TYNDP2026 | HEV | 2040 | TWh | 348 | Sub_sector | Households | Cooling | Households (cooling) | Energetic | households_cooling_final_demand_coal | Solids | EU | Energy demand | 0 | FEC
IE | TYNDP2026 | HEV | 2040 | TWh | 349 | Sub_sector | Households | Cooling | Households (cooling) | Energetic | households_cooling_final_demand_oil | Liquids | EU | Energy demand | 0 | FEC
IE | TYNDP2026 | HEV | 2040 | TWh | 350 | Sub_sector | Households | Cooling | Households (cooling) | Energetic | households_cooling_final_demand_other | Others | EU | Energy demand | 0 | FEC
IE | TYNDP2026 | HEV | 2040 | TWh | 351 | Sub_sector | Households | Cooling | Households (cooling) | Energetic | households_cooling_final_demand_ammonia | Ammonia | EU | Energy demand | 0 | FEC
IE | TYNDP2026 | HEV | 2040 | TWh | 354 | Sub_sector | Households | Hot water | Households (hot water) | Energetic | households_hot_water_final_demand_electricity | Electricity | EU | Energy demand | 2.1012 | FEC
IE | TYNDP2026 | HEV | 2040 | TWh | 355 | Sub_sector | Households | Hot water | Households (hot water) | Energetic | households_hot_water_final_demand_hydrogen | Hydrogen | EU | Energy demand | 0.29732 | FEC
IE | TYNDP2026 | HEV | 2040 | TWh | 356 | Sub_sector | Households | Hot water | Households (hot water) | Energetic | households_hot_water_final_demand_methane | Methane | EU | Energy demand | 0.66963 | FEC
IE | TYNDP2026 | HEV | 2040 | TWh | 357 | Sub_sector | Households | Hot water | Households (hot water) | Energetic | households_hot_water_final_demand_heat | Heat | EU | Energy demand | 0.73575 | FEC
IE | TYNDP2026 | HEV | 2040 | TWh | 358 | Sub_sector | Households | Hot water | Households (hot water) | Energetic | households_hot_water_final_demand_biomass | Biomass | EU | Energy demand | 0.078707 | FEC
IE | TYNDP2026 | HEV | 2040 | TWh | 359 | Sub_sector | Households | Hot water | Households (hot water) | Energetic | households_hot_water_final_demand_coal | Solids | EU | Energy demand | 0 | FEC
IE | TYNDP2026 | HEV | 2040 | TWh | 360 | Sub_sector | Households | Hot water | Households (hot water) | Energetic | households_hot_water_final_demand_oil | Liquids | EU | Energy demand | 0 | FEC
IE | TYNDP2026 | HEV | 2040 | TWh | 361 | Sub_sector | Households | Hot water | Households (hot water) | Energetic | households_hot_water_final_demand_other | Others | EU | Energy demand | 0.32541 | FEC
IE | TYNDP2026 | HEV | 2040 | TWh | 362 | Sub_sector | Households | Hot water | Households (hot water) | Energetic | households_hot_water_final_demand_ammonia | Ammonia | EU | Energy demand | 0 | FEC
IE | TYNDP2026 | HEV | 2040 | TWh | 365 | Sub_sector | Households | Appliances | Households (appliances) | Energetic | households_appliances_final_demand_electricity | Electricity | EU | Energy demand | 5.1348 | FEC
IE | TYNDP2026 | HEV | 2040 | TWh | 366 | Sub_sector | Households | Appliances | Households (appliances) | Energetic | households_appliances_final_demand_hydrogen | Hydrogen | EU | Energy demand | 0 | FEC
IE | TYNDP2026 | HEV | 2040 | TWh | 367 | Sub_sector | Households | Appliances | Households (appliances) | Energetic | households_appliances_final_demand_methane | Methane | EU | Energy demand | 0 | FEC
IE | TYNDP2026 | HEV | 2040 | TWh | 368 | Sub_sector | Households | Appliances | Households (appliances) | Energetic | households_appliances_final_demand_heat | Heat | EU | Energy demand | 0 | FEC
IE | TYNDP2026 | HEV | 2040 | TWh | 369 | Sub_sector | Households | Appliances | Households (appliances) | Energetic | households_appliances_final_demand_biomass | Biomass | EU | Energy demand | 0 | FEC
IE | TYNDP2026 | HEV | 2040 | TWh | 370 | Sub_sector | Households | Appliances | Households (appliances) | Energetic | households_appliances_final_demand_coal | Solids | EU | Energy demand | 0 | FEC
IE | TYNDP2026 | HEV | 2040 | TWh | 371 | Sub_sector | Households | Appliances | Households (appliances) | Energetic | households_appliances_final_demand_oil | Liquids | EU | Energy demand | 0 | FEC
IE | TYNDP2026 | HEV | 2040 | TWh | 372 | Sub_sector | Households | Appliances | Households (appliances) | Energetic | households_appliances_final_demand_other | Others | EU | Energy demand | 0 | FEC
IE | TYNDP2026 | HEV | 2040 | TWh | 373 | Sub_sector | Households | Appliances | Households (appliances) | Energetic | households_appliances_final_demand_ammonia | Ammonia | EU | Energy demand | 0 | FEC
IE | TYNDP2026 | HEV | 2040 | TWh | 375 | Sub_sector | Buildings | Space heating | Buildings (heat) | Energetic | buildings_heat_final_demand_electricity | Electricity | EU | Energy demand | 2.2148 | FEC
IE | TYNDP2026 | HEV | 2040 | TWh | 376 | Sub_sector | Buildings | Space heating | Buildings (heat) | Energetic | buildings_heat_final_demand_hydrogen | Hydrogen | EU | Energy demand | 0 | FEC
IE | TYNDP2026 | HEV | 2040 | TWh | 377 | Sub_sector | Buildings | Space heating | Buildings (heat) | Energetic | buildings_heat_final_demand_methane | Methane | EU | Energy demand | 2.6888 | FEC
IE | TYNDP2026 | HEV | 2040 | TWh | 378 | Sub_sector | Buildings | Space heating | Buildings (heat) | Energetic | buildings_heat_final_demand_heat | Heat | EU | Energy demand | 0 | FEC
IE | TYNDP2026 | HEV | 2040 | TWh | 379 | Sub_sector | Buildings | Space heating | Buildings (heat) | Energetic | buildings_heat_final_demand_biomass | Biomass | EU | Energy demand | 0.16249 | FEC
IE | TYNDP2026 | HEV | 2040 | TWh | 380 | Sub_sector | Buildings | Space heating | Buildings (heat) | Energetic | buildings_heat_final_demand_coal | Solids | EU | Energy demand | 0 | FEC
IE | TYNDP2026 | HEV | 2040 | TWh | 381 | Sub_sector | Buildings | Space heating | Buildings (heat) | Energetic | buildings_heat_final_demand_oil | Liquids | EU | Energy demand | 2.4742 | FEC
IE | TYNDP2026 | HEV | 2040 | TWh | 382 | Sub_sector | Buildings | Space heating | Buildings (heat) | Energetic | buildings_heat_final_demand_other | Others | EU | Energy demand | 0.00025177 | FEC
IE | TYNDP2026 | HEV | 2040 | TWh | 383 | Sub_sector | Buildings | Space heating | Buildings (heat) | Energetic | buildings_heat_final_demand_ammonia | Ammonia | EU | Energy demand | 0 | FEC
IE | TYNDP2026 | HEV | 2040 | TWh | 386 | Sub_sector | Buildings | Cooling | Buildings (cooling) | Energetic | buildings_cooling_final_demand_electricity | Electricity | EU | Energy demand | 0.57674 | FEC
IE | TYNDP2026 | HEV | 2040 | TWh | 387 | Sub_sector | Buildings | Cooling | Buildings (cooling) | Energetic | buildings_cooling_final_demand_hydrogen | Hydrogen | EU | Energy demand | 0 | FEC
IE | TYNDP2026 | HEV | 2040 | TWh | 388 | Sub_sector | Buildings | Cooling | Buildings (cooling) | Energetic | buildings_cooling_final_demand_methane | Methane | EU | Energy demand | 0.0019572 | FEC
IE | TYNDP2026 | HEV | 2040 | TWh | 389 | Sub_sector | Buildings | Cooling | Buildings (cooling) | Energetic | buildings_cooling_final_demand_heat | Heat | EU | Energy demand | 0 | FEC
IE | TYNDP2026 | HEV | 2040 | TWh | 390 | Sub_sector | Buildings | Cooling | Buildings (cooling) | Energetic | buildings_cooling_final_demand_biomass | Biomass | EU | Energy demand | 0 | FEC
IE | TYNDP2026 | HEV | 2040 | TWh | 391 | Sub_sector | Buildings | Cooling | Buildings (cooling) | Energetic | buildings_cooling_final_demand_coal | Solids | EU | Energy demand | 0 | FEC
IE | TYNDP2026 | HEV | 2040 | TWh | 392 | Sub_sector | Buildings | Cooling | Buildings (cooling) | Energetic | buildings_cooling_final_demand_oil | Liquids | EU | Energy demand | 0 | FEC
IE | TYNDP2026 | HEV | 2040 | TWh | 393 | Sub_sector | Buildings | Cooling | Buildings (cooling) | Energetic | buildings_cooling_final_demand_other | Others | EU | Energy demand | 0 | FEC
IE | TYNDP2026 | HEV | 2040 | TWh | 394 | Sub_sector | Buildings | Cooling | Buildings (cooling) | Energetic | buildings_cooling_final_demand_ammonia | Ammonia | EU | Energy demand | 0 | FEC
IE | TYNDP2026 | HEV | 2040 | TWh | 397 | Sub_sector | Buildings | Appliances | Buildings (appliances) | Energetic | buildings_appliances_final_demand_electricity | Electricity | EU | Energy demand | 8.8935 | FEC
IE | TYNDP2026 | HEV | 2040 | TWh | 398 | Sub_sector | Buildings | Appliances | Buildings (appliances) | Energetic | buildings_appliances_final_demand_hydrogen | Hydrogen | EU | Energy demand | 0 | FEC
IE | TYNDP2026 | HEV | 2040 | TWh | 399 | Sub_sector | Buildings | Appliances | Buildings (appliances) | Energetic | buildings_appliances_final_demand_methane | Methane | EU | Energy demand | 1.9899 | FEC
IE | TYNDP2026 | HEV | 2040 | TWh | 400 | Sub_sector | Buildings | Appliances | Buildings (appliances) | Energetic | buildings_appliances_final_demand_heat | Heat | EU | Energy demand | 0 | FEC
IE | TYNDP2026 | HEV | 2040 | TWh | 401 | Sub_sector | Buildings | Appliances | Buildings (appliances) | Energetic | buildings_appliances_final_demand_biomass | Biomass | EU | Energy demand | 0 | FEC
IE | TYNDP2026 | HEV | 2040 | TWh | 402 | Sub_sector | Buildings | Appliances | Buildings (appliances) | Energetic | buildings_appliances_final_demand_coal | Solids | EU | Energy demand | 0 | FEC
IE | TYNDP2026 | HEV | 2040 | TWh | 403 | Sub_sector | Buildings | Appliances | Buildings (appliances) | Energetic | buildings_appliances_final_demand_oil | Liquids | EU | Energy demand | 0 | FEC
IE | TYNDP2026 | HEV | 2040 | TWh | 404 | Sub_sector | Buildings | Appliances | Buildings (appliances) | Energetic | buildings_appliances_final_demand_other | Others | EU | Energy demand | 0 | FEC
IE | TYNDP2026 | HEV | 2040 | TWh | 405 | Sub_sector | Buildings | Appliances | Buildings (appliances) | Energetic | buildings_appliances_final_demand_ammonia | Ammonia | EU | Energy demand | 0 | FEC
IE | TYNDP2026 | HEV | 2040 | TWh | 407 | Sub_sector | Buildings | Datacenters | Datacenters & ICT | Energetic | datacentres_final_demand_electricity_energetic | Electricity | EU | Energy demand | 16.9262 | FEC
IE | TYNDP2026 | HEV | 2040 | TWh | 408 | Sub_sector | Buildings | Datacenters | Datacenters & ICT | Energetic | datacentres_final_demand_hydrogen_energetic | Hydrogen | EU | Energy demand | 0 | FEC
IE | TYNDP2026 | HEV | 2040 | TWh | 409 | Sub_sector | Buildings | Datacenters | Datacenters & ICT | Energetic | datacentres_final_demand_methane_energetic | Methane | EU | Energy demand | 0 | FEC
IE | TYNDP2026 | HEV | 2040 | TWh | 410 | Sub_sector | Buildings | Datacenters | Datacenters & ICT | Energetic | datacentres_final_demand_heat_energetic | Heat | EU | Energy demand | 0 | FEC
IE | TYNDP2026 | HEV | 2040 | TWh | 411 | Sub_sector | Buildings | Datacenters | Datacenters & ICT | Energetic | datacentres_final_demand_biomass_energetic | Biomass | EU | Energy demand | 0 | FEC
IE | TYNDP2026 | HEV | 2040 | TWh | 412 | Sub_sector | Buildings | Datacenters | Datacenters & ICT | Energetic | datacentres_final_demand_coal_energetic | Solids | EU | Energy demand | 0 | FEC
IE | TYNDP2026 | HEV | 2040 | TWh | 413 | Sub_sector | Buildings | Datacenters | Datacenters & ICT | Energetic | datacentres_final_demand_oil_energetic | Liquids | EU | Energy demand | 0 | FEC
IE | TYNDP2026 | HEV | 2040 | TWh | 414 | Sub_sector | Buildings | Datacenters | Datacenters & ICT | Energetic | datacentres_final_demand_other_energetic | Others | EU | Energy demand | 0 | FEC
IE | TYNDP2026 | HEV | 2040 | TWh | 415 | Sub_sector | Buildings | Datacenters | Datacenters & ICT | Energetic | datacentres_final_demand_ammonia_energetic | Ammonia | EU | Energy demand | 0 | FEC
IE | TYNDP2026 | HEV | 2040 | TWh | 417 | Sub_sector | Transport | Others_Sector | Others_Sector | Energetic | other_final_demand_electricity_energetic | Electricity | EU | Energy demand | 0 | FEC
IE | TYNDP2026 | HEV | 2040 | TWh | 418 | Sub_sector | Transport | Others_Sector | Others_Sector | Energetic | other_final_demand_hydrogen_energetic | Hydrogen | EU | Energy demand | 0 | FEC
IE | TYNDP2026 | HEV | 2040 | TWh | 419 | Sub_sector | Transport | Pipeline Transport | Others_Sector | Energetic | other_final_demand_methane_energetic | Methane | EU | Energy demand | 0.19744 | FEC
IE | TYNDP2026 | HEV | 2040 | TWh | 420 | Sub_sector | Transport | Others_Sector | Others_Sector | Energetic | other_final_demand_heat_energetic | Heat | EU | Energy demand | 0 | FEC
IE | TYNDP2026 | HEV | 2040 | TWh | 421 | Sub_sector | Transport | Others_Sector | Others_Sector | Energetic | other_final_demand_biomass_energetic | Biomass | EU | Energy demand | 0 | FEC
IE | TYNDP2026 | HEV | 2040 | TWh | 422 | Sub_sector | Transport | Others_Sector | Others_Sector | Energetic | other_final_demand_coal_energetic | Solids | EU | Energy demand | 0 | FEC
IE | TYNDP2026 | HEV | 2040 | TWh | 423 | Sub_sector | Transport | Others_Sector | Others_Sector | Energetic | other_final_demand_oil_energetic | Liquids | EU | Energy demand | 0 | FEC
IE | TYNDP2026 | HEV | 2040 | TWh | 424 | Sub_sector | Others_Sector | Others_Sector | Others_Sector | Non-energetic | other_final_demand_oil_non_energetic | Liquids | EU | Energy demand | 0.36097 | not_included_in_FEC
IE | TYNDP2026 | HEV | 2040 | TWh | 425 | Sub_sector | Transport | Others_Sector | Others_Sector | Energetic | other_final_demand_other_energetic | Others | EU | Energy demand | 0 | FEC
IE | TYNDP2026 | HEV | 2040 | TWh | 426 | Sub_sector | Transport | Others_Sector | Others_Sector | Energetic | other_final_demand_ammonia_energetic | Ammonia | EU | Energy demand | 0 | FEC
IE | TYNDP2026 | HEV | 2040 | TWh | 427 | Sub_sector | Industry | Surplus_Heat_in_Industry | Surplus_Heat_in_Industry | Energetic | final_demand_of_industry_unused_local_production_steam_hot_water | Heat | EU | Energy demand | 0 | FEC
IE | TYNDP2026 | HEV | 2040 | TWh | 429 | Sub_sector | Agriculture | Total | Agriculture | Energetic | agriculture_final_demand_electricity_energetic | Electricity | EU | Energy demand | 0.55951 | FEC
IE | TYNDP2026 | HEV | 2040 | TWh | 430 | Sub_sector | Agriculture | Total | Agriculture | Energetic | agriculture_final_demand_hydrogen_energetic | Hydrogen | EU | Energy demand | 0.00035764 | FEC
IE | TYNDP2026 | HEV | 2040 | TWh | 431 | Sub_sector | Agriculture | Total | Agriculture | Energetic | agriculture_final_demand_methane_energetic | Methane | EU | Energy demand | 0.055434 | FEC
IE | TYNDP2026 | HEV | 2040 | TWh | 432 | Sub_sector | Agriculture | Total | Agriculture | Energetic | agriculture_final_demand_heat_energetic | Heat | EU | Energy demand | 0 | FEC
IE | TYNDP2026 | HEV | 2040 | TWh | 433 | Sub_sector | Agriculture | Total | Agriculture | Energetic | agriculture_final_demand_biomass_energetic | Biomass | EU | Energy demand | 0.038076 | FEC
IE | TYNDP2026 | HEV | 2040 | TWh | 434 | Sub_sector | Agriculture | Total | Agriculture | Energetic | agriculture_final_demand_coal_energetic | Solids | EU | Energy demand | 0 | FEC
IE | TYNDP2026 | HEV | 2040 | TWh | 435 | Sub_sector | Agriculture | Total | Agriculture | Energetic | agriculture_final_demand_oil_energetic | Liquids | EU | Energy demand | 1.4815 | FEC
IE | TYNDP2026 | HEV | 2040 | TWh | 436 | Sub_sector | Agriculture | Total | Agriculture | Energetic | agriculture_final_demand_other_energetic | Others | EU | Energy demand | 0 | FEC
IE | TYNDP2026 | HEV | 2040 | TWh | 437 | Sub_sector | Agriculture | Total | Agriculture | Energetic | agriculture_final_demand_ammonia_energetic | Ammonia | EU | Energy demand | 0 | FEC
IE | TYNDP2026 | HEV | 2040 | TWh | 447 | Sub_sector | Buildings | Surplus Energy | Buildings | Energetic | GAP | Electricity | EU | Energy demand | 0 | FEC
IE | TYNDP2026 | HEV | 2040 | TWh | 448 | Sub_sector | Buildings | Surplus Energy | Buildings | Energetic | GAP | Hydrogen | EU | Energy demand | 0 | FEC
IE | TYNDP2026 | HEV | 2040 | TWh | 449 | Sub_sector | Buildings | Surplus Energy | Buildings | Energetic | GAP | Methane | EU | Energy demand | 0 | FEC
IE | TYNDP2026 | HEV | 2040 | TWh | 450 | Sub_sector | Buildings | Surplus Energy | Buildings | Energetic | GAP | Heat | EU | Energy demand | 0 | FEC
IE | TYNDP2026 | HEV | 2040 | TWh | 451 | Sub_sector | Buildings | Surplus Energy | Buildings | Energetic | GAP | Biomass | EU | Energy demand | 0.00047605 | FEC
IE | TYNDP2026 | HEV | 2040 | TWh | 452 | Sub_sector | Buildings | Surplus Energy | Buildings | Energetic | GAP | Solids | EU | Energy demand | 0.0058847 | FEC
IE | TYNDP2026 | HEV | 2040 | TWh | 453 | Sub_sector | Buildings | Surplus Energy | Buildings | Energetic | GAP | Liquids | EU | Energy demand | 0.60995 | FEC
IE | TYNDP2026 | HEV | 2040 | TWh | 454 | Sub_sector | Buildings | Surplus Energy | Buildings | Energetic | GAP | Others | EU | Energy demand | 0 | FEC
IE | TYNDP2026 | HEV | 2040 | TWh | 455 | Sub_sector | Buildings | Surplus Energy | Buildings | Energetic | GAP | Ammonia | EU | Energy demand | 0 | FEC
IE | TYNDP2026 | HEV | 2040 | TWh | 456 | Sub_sector | Households | Surplus Energy | Households | Energetic | GAP | Electricity | EU | Energy demand | 0 | FEC
IE | TYNDP2026 | HEV | 2040 | TWh | 457 | Sub_sector | Households | Surplus Energy | Households | Energetic | GAP | Hydrogen | EU | Energy demand | 0 | FEC
IE | TYNDP2026 | HEV | 2040 | TWh | 458 | Sub_sector | Households | Surplus Energy | Households | Energetic | GAP | Methane | EU | Energy demand | 0 | FEC
IE | TYNDP2026 | HEV | 2040 | TWh | 459 | Sub_sector | Households | Surplus Energy | Households | Energetic | GAP | Heat | EU | Energy demand | 0 | FEC
IE | TYNDP2026 | HEV | 2040 | TWh | 460 | Sub_sector | Households | Surplus Energy | Households | Energetic | GAP | Biomass | EU | Energy demand | 0 | FEC
IE | TYNDP2026 | HEV | 2040 | TWh | 461 | Sub_sector | Households | Surplus Energy | Households | Energetic | GAP | Solids | EU | Energy demand | 0 | FEC
IE | TYNDP2026 | HEV | 2040 | TWh | 462 | Sub_sector | Households | Surplus Energy | Households | Energetic | GAP | Liquids | EU | Energy demand | 0 | FEC
IE | TYNDP2026 | HEV | 2040 | TWh | 463 | Sub_sector | Households | Surplus Energy | Households | Energetic | GAP | Others | EU | Energy demand | 0 | FEC
IE | TYNDP2026 | HEV | 2040 | TWh | 464 | Sub_sector | Households | Surplus Energy | Households | Energetic | GAP | Ammonia | EU | Energy demand | 0 | FEC
IE | TYNDP2026 | LEV | 2035 | TWh | 102 | Sub_sector | Industry | Aluminium | Industry (aluminium) | Energetic | industry_aluminium_demand_electricity_energetic | Electricity | EU | Energy demand | 0 | FEC
IE | TYNDP2026 | LEV | 2035 | TWh | 103 | Sub_sector | Industry | Aluminium | Industry (aluminium) | Energetic | industry_aluminium_demand_hydrogen_energetic | Hydrogen | EU | Energy demand | 0 | FEC
IE | TYNDP2026 | LEV | 2035 | TWh | 104 | Sub_sector | Industry | Aluminium | Industry (aluminium) | Energetic | industry_aluminium_demand_methane_energetic | Methane | EU | Energy demand | 0 | FEC
IE | TYNDP2026 | LEV | 2035 | TWh | 105 | Sub_sector | Industry | Aluminium | Industry (aluminium) | Energetic | industry_aluminium_demand_heat_energetic | Heat | EU | Energy demand | 0 | FEC
IE | TYNDP2026 | LEV | 2035 | TWh | 106 | Sub_sector | Industry | Aluminium | Industry (aluminium) | Energetic | industry_aluminium_demand_biomass_energetic | Biomass | EU | Energy demand | 0 | FEC
IE | TYNDP2026 | LEV | 2035 | TWh | 107 | Sub_sector | Industry | Aluminium | Industry (aluminium) | Energetic | industry_aluminium_demand_coal_energetic | Solids | EU | Energy demand | 0 | FEC
IE | TYNDP2026 | LEV | 2035 | TWh | 108 | Sub_sector | Industry | Aluminium | Industry (aluminium) | Energetic | industry_aluminium_demand_oil_energetic | Liquids | EU | Energy demand | 0 | FEC
IE | TYNDP2026 | LEV | 2035 | TWh | 109 | Sub_sector | Industry | Aluminium | Industry (aluminium) | Energetic | industry_aluminium_demand_others_energetic | Others | EU | Energy demand | 0 | FEC
IE | TYNDP2026 | LEV | 2035 | TWh | 110 | Sub_sector | Industry | Aluminium | Industry (aluminium) | Energetic | industry_ammonia_demand_others_energetic | Ammonia | EU | Energy demand | 0 | FEC
IE | TYNDP2026 | LEV | 2035 | TWh | 112 | Sub_sector | Industry | Chemicals | Industry (chemicals, energetic) | Energetic | industry_chemical_demand_electricity_energetic | Electricity | EU | Energy demand | 1.612 | FEC
IE | TYNDP2026 | LEV | 2035 | TWh | 113 | Sub_sector | Industry | Chemicals | Industry (chemicals, energetic) | Energetic | industry_chemical_demand_hydrogen_energetic | Hydrogen | EU | Energy demand | 0.20357 | FEC
IE | TYNDP2026 | LEV | 2035 | TWh | 114 | Sub_sector | Industry | Chemicals | Industry (chemicals, energetic) | Energetic | industry_chemical_demand_methane_energetic | Methane | EU | Energy demand | 0.50025 | FEC
IE | TYNDP2026 | LEV | 2035 | TWh | 115 | Sub_sector | Industry | Chemicals | Industry (chemicals, energetic) | Energetic | industry_chemical_demand_heat_energetic | Heat | EU | Energy demand | 0.12954 | FEC
IE | TYNDP2026 | LEV | 2035 | TWh | 116 | Sub_sector | Industry | Chemicals | Industry (chemicals, energetic) | Energetic | industry_chemical_demand_biomass_energetic | Biomass | EU | Energy demand | 0.20541 | FEC
IE | TYNDP2026 | LEV | 2035 | TWh | 117 | Sub_sector | Industry | Chemicals | Industry (chemicals, energetic) | Energetic | industry_chemical_demand_coal_energetic | Solids | EU | Energy demand | 0.0092848 | FEC
IE | TYNDP2026 | LEV | 2035 | TWh | 118 | Sub_sector | Industry | Chemicals | Industry (chemicals, energetic) | Energetic | industry_chemical_demand_oil_energetic | Liquids | EU | Energy demand | 0.0089492 | FEC
IE | TYNDP2026 | LEV | 2035 | TWh | 119 | Sub_sector | Industry | Chemicals | Industry (chemicals, energetic) | Energetic | industry_chemical_demand_others_energetic | Others | EU | Energy demand | 0 | FEC
IE | TYNDP2026 | LEV | 2035 | TWh | 120 | Sub_sector | Industry | Chemicals | Industry (chemicals, energetic) | Energetic | industry_chemical_demand_ammonia_energetic | Ammonia | EU | Energy demand | 0 | FEC
IE | TYNDP2026 | LEV | 2035 | TWh | 122 | Sub_sector | Industry | Chemicals | Industry (chemicals, non-energetic) | Non-energetic | industry_chemical_demand_electricity_non_energetic | Electricity | EU | Energy demand | 0 | not_included_in_FEC
IE | TYNDP2026 | LEV | 2035 | TWh | 123 | Sub_sector | Industry | Chemicals | Industry (chemicals, non-energetic) | Non-energetic | industry_chemical_demand_hydrogen_non_energetic | Hydrogen | EU | Energy demand | 0 | not_included_in_FEC
IE | TYNDP2026 | LEV | 2035 | TWh | 124 | Sub_sector | Industry | Chemicals | Industry (chemicals, non-energetic) | Non-energetic | industry_chemical_demand_methane_non_energetic | Methane | EU | Energy demand | 0 | not_included_in_FEC
IE | TYNDP2026 | LEV | 2035 | TWh | 125 | Sub_sector | Industry | Chemicals | Industry (chemicals, non-energetic) | Non-energetic | industry_chemical_demand_heat_non_energetic | Heat | EU | Energy demand | 0 | not_included_in_FEC
IE | TYNDP2026 | LEV | 2035 | TWh | 126 | Sub_sector | Industry | Chemicals | Industry (chemicals, non-energetic) | Non-energetic | industry_chemical_demand_biomass_non_energetic | Biomass | EU | Energy demand | 0 | not_included_in_FEC
IE | TYNDP2026 | LEV | 2035 | TWh | 127 | Sub_sector | Industry | Chemicals | Industry (chemicals, non-energetic) | Non-energetic | industry_chemical_demand_coal_non_energetic | Solids | EU | Energy demand | 0 | not_included_in_FEC
IE | TYNDP2026 | LEV | 2035 | TWh | 128 | Sub_sector | Industry | Chemicals | Industry (chemicals, non-energetic) | Non-energetic | industry_chemical_demand_oil_non_energetic | Liquids | EU | Energy demand | 0 | not_included_in_FEC
IE | TYNDP2026 | LEV | 2035 | TWh | 129 | Sub_sector | Industry | Chemicals | Industry (chemicals, non-energetic) | Non-energetic | industry_chemical_demand_others_non_energetic | Others | EU | Energy demand | 0 | not_included_in_FEC
IE | TYNDP2026 | LEV | 2035 | TWh | 130 | Sub_sector | Industry | Chemicals | Industry (chemicals, non-energetic) | Non-energetic | industry_chemical_demand_ammonia_non_energetic | Ammonia | EU | Energy demand | 0 | not_included_in_FEC
IE | TYNDP2026 | LEV | 2035 | TWh | 132 | Sub_sector | Industry | Fertilizers | Industry (fertilizers, energetic) | Energetic | industry_fertilizers_demand_electricity_energetic | Electricity | EU | Energy demand | 0 | FEC
IE | TYNDP2026 | LEV | 2035 | TWh | 133 | Sub_sector | Industry | Fertilizers | Industry (fertilizers, energetic) | Energetic | industry_fertilizers_demand_hydrogen_energetic | Hydrogen | EU | Energy demand | 0 | FEC
IE | TYNDP2026 | LEV | 2035 | TWh | 134 | Sub_sector | Industry | Fertilizers | Industry (fertilizers, energetic) | Energetic | industry_fertilizers_demand_methane_energetic | Methane | EU | Energy demand | 0 | FEC
IE | TYNDP2026 | LEV | 2035 | TWh | 135 | Sub_sector | Industry | Fertilizers | Industry (fertilizers, energetic) | Energetic | industry_fertilizers_demand_heat_energetic | Heat | EU | Energy demand | 0 | FEC
IE | TYNDP2026 | LEV | 2035 | TWh | 136 | Sub_sector | Industry | Fertilizers | Industry (fertilizers, energetic) | Energetic | industry_fertilizers_demand_biomass_energetic | Biomass | EU | Energy demand | 0 | FEC
IE | TYNDP2026 | LEV | 2035 | TWh | 137 | Sub_sector | Industry | Fertilizers | Industry (fertilizers, energetic) | Energetic | industry_fertilizers_demand_coal_energetic | Solids | EU | Energy demand | 0 | FEC
IE | TYNDP2026 | LEV | 2035 | TWh | 138 | Sub_sector | Industry | Fertilizers | Industry (fertilizers, energetic) | Energetic | industry_fertilizers_demand_oil_energetic | Liquids | EU | Energy demand | 0 | FEC
IE | TYNDP2026 | LEV | 2035 | TWh | 139 | Sub_sector | Industry | Fertilizers | Industry (fertilizers, energetic) | Energetic | industry_fertilizers_demand_others_energetic | Others | EU | Energy demand | 0 | FEC
IE | TYNDP2026 | LEV | 2035 | TWh | 140 | Sub_sector | Industry | Fertilizers | Industry (fertilizers, energetic) | Energetic | industry_fertilizers_demand_ammonia_energetic | Ammonia | EU | Energy demand | 0 | FEC
IE | TYNDP2026 | LEV | 2035 | TWh | 142 | Sub_sector | Industry | Fertilizers | Industry (fertilizers, non-energetic) | Non-energetic | industry_fertilizers_demand_electricity_non_energetic | Electricity | EU | Energy demand | 0 | not_included_in_FEC
IE | TYNDP2026 | LEV | 2035 | TWh | 143 | Sub_sector | Industry | Fertilizers | Industry (fertilizers, non-energetic) | Non-energetic | industry_fertilizers_demand_hydrogen_non_energetic | Hydrogen | EU | Energy demand | 0 | not_included_in_FEC
IE | TYNDP2026 | LEV | 2035 | TWh | 144 | Sub_sector | Industry | Fertilizers | Industry (fertilizers, non-energetic) | Non-energetic | industry_fertilizers_demand_methane_non_energetic | Methane | EU | Energy demand | 0 | not_included_in_FEC
IE | TYNDP2026 | LEV | 2035 | TWh | 145 | Sub_sector | Industry | Fertilizers | Industry (fertilizers, non-energetic) | Non-energetic | industry_fertilizers_demand_heat_non_energetic | Heat | EU | Energy demand | 0 | not_included_in_FEC
IE | TYNDP2026 | LEV | 2035 | TWh | 146 | Sub_sector | Industry | Fertilizers | Industry (fertilizers, non-energetic) | Non-energetic | industry_fertilizers_demand_biomass_non_energetic | Biomass | EU | Energy demand | 0 | not_included_in_FEC
IE | TYNDP2026 | LEV | 2035 | TWh | 147 | Sub_sector | Industry | Fertilizers | Industry (fertilizers, non-energetic) | Non-energetic | industry_fertilizers_demand_coal_non_energetic | Solids | EU | Energy demand | 0 | not_included_in_FEC
IE | TYNDP2026 | LEV | 2035 | TWh | 148 | Sub_sector | Industry | Fertilizers | Industry (fertilizers, non-energetic) | Non-energetic | industry_fertilizers_demand_oil_non_energetic | Liquids | EU | Energy demand | 0 | not_included_in_FEC
IE | TYNDP2026 | LEV | 2035 | TWh | 149 | Sub_sector | Industry | Fertilizers | Industry (fertilizers, non-energetic) | Non-energetic | industry_fertilizers_demand_others_non_energetic | Others | EU | Energy demand | 0 | not_included_in_FEC
IE | TYNDP2026 | LEV | 2035 | TWh | 150 | Sub_sector | Industry | Fertilizers | Industry (fertilizers, non-energetic) | Non-energetic | industry_fertilizers_demand_ammonia_non_energetic | Ammonia | EU | Energy demand | 0 | not_included_in_FEC
IE | TYNDP2026 | LEV | 2035 | TWh | 152 | Sub_sector | Industry | Food | Industry (food) | Energetic | industry_food_demand_electricity_energetic | Electricity | EU | Energy demand | 2.3137 | FEC
IE | TYNDP2026 | LEV | 2035 | TWh | 153 | Sub_sector | Industry | Food | Industry (food) | Energetic | industry_food_demand_hydrogen_energetic | Hydrogen | EU | Energy demand | 0.2712 | FEC
IE | TYNDP2026 | LEV | 2035 | TWh | 154 | Sub_sector | Industry | Food | Industry (food) | Energetic | industry_food_demand_methane_energetic | Methane | EU | Energy demand | 1.3546 | FEC
IE | TYNDP2026 | LEV | 2035 | TWh | 155 | Sub_sector | Industry | Food | Industry (food) | Energetic | industry_food_demand_heat_energetic | Heat | EU | Energy demand | 0 | FEC
IE | TYNDP2026 | LEV | 2035 | TWh | 156 | Sub_sector | Industry | Food | Industry (food) | Energetic | industry_food_demand_biomass_energetic | Biomass | EU | Energy demand | 0.25603 | FEC
IE | TYNDP2026 | LEV | 2035 | TWh | 157 | Sub_sector | Industry | Food | Industry (food) | Energetic | industry_food_demand_coal_energetic | Solids | EU | Energy demand | 0 | FEC
IE | TYNDP2026 | LEV | 2035 | TWh | 158 | Sub_sector | Industry | Food | Industry (food) | Energetic | industry_food_demand_oil_energetic | Liquids | EU | Energy demand | 0.051539 | FEC
IE | TYNDP2026 | LEV | 2035 | TWh | 159 | Sub_sector | Industry | Food | Industry (food) | Energetic | industry_food_demand_others_energetic | Others | EU | Energy demand | 0 | FEC
IE | TYNDP2026 | LEV | 2035 | TWh | 160 | Sub_sector | Industry | Food | Industry (food) | Energetic | industry_food_demand_ammonia_energetic | Ammonia | EU | Energy demand | 0 | FEC
IE | TYNDP2026 | LEV | 2035 | TWh | 162 | Sub_sector | Industry | Metals | Industry (metal) | Energetic | industry_metal_demand_electricity_energetic | Electricity | EU | Energy demand | 0.52459 | FEC
IE | TYNDP2026 | LEV | 2035 | TWh | 163 | Sub_sector | Industry | Metals | Industry (metal) | Energetic | industry_metal_demand_hydrogen_energetic | Hydrogen | EU | Energy demand | 0 | FEC
IE | TYNDP2026 | LEV | 2035 | TWh | 164 | Sub_sector | Industry | Metals | Industry (metal) | Energetic | industry_metal_demand_methane_energetic | Methane | EU | Energy demand | 4.6967 | FEC
IE | TYNDP2026 | LEV | 2035 | TWh | 165 | Sub_sector | Industry | Metals | Industry (metal) | Energetic | industry_metal_demand_heat_energetic | Heat | EU | Energy demand | 0 | FEC
IE | TYNDP2026 | LEV | 2035 | TWh | 166 | Sub_sector | Industry | Metals | Industry (metal) | Energetic | industry_metal_demand_biomass_energetic | Biomass | EU | Energy demand | 0 | FEC
IE | TYNDP2026 | LEV | 2035 | TWh | 167 | Sub_sector | Industry | Metals | Industry (metal) | Energetic | industry_metal_demand_coal_energetic | Solids | EU | Energy demand | 0 | FEC
IE | TYNDP2026 | LEV | 2035 | TWh | 168 | Sub_sector | Industry | Metals | Industry (metal) | Energetic | industry_metal_demand_oil_energetic | Liquids | EU | Energy demand | 0.12348 | FEC
IE | TYNDP2026 | LEV | 2035 | TWh | 169 | Sub_sector | Industry | Metals | Industry (metal) | Energetic | industry_metal_demand_others_energetic | Others | EU | Energy demand | 0 | FEC
IE | TYNDP2026 | LEV | 2035 | TWh | 170 | Sub_sector | Industry | Metals | Industry (metal) | Energetic | industry_metal_demand_ammonia_energetic | Ammonia | EU | Energy demand | 0 | FEC
IE | TYNDP2026 | LEV | 2035 | TWh | 172 | Sub_sector | Industry | Others | Industry (other, energetic) | Energetic | industry_other_demand_electricity_energetic | Electricity | EU | Energy demand | 4.2571 | FEC
IE | TYNDP2026 | LEV | 2035 | TWh | 173 | Sub_sector | Industry | Others | Industry (other, energetic) | Energetic | industry_other_demand_hydrogen_energetic | Hydrogen | EU | Energy demand | 1.5368 | FEC
IE | TYNDP2026 | LEV | 2035 | TWh | 174 | Sub_sector | Industry | Others | Industry (other, energetic) | Energetic | industry_other_demand_methane_energetic | Methane | EU | Energy demand | 1.9261 | FEC
IE | TYNDP2026 | LEV | 2035 | TWh | 175 | Sub_sector | Industry | Others | Industry (other, energetic) | Energetic | industry_other_demand_heat_energetic | Heat | EU | Energy demand | 0 | FEC
IE | TYNDP2026 | LEV | 2035 | TWh | 176 | Sub_sector | Industry | Others | Industry (other, energetic) | Energetic | industry_other_demand_biomass_energetic | Biomass | EU | Energy demand | 1.9318 | FEC
IE | TYNDP2026 | LEV | 2035 | TWh | 177 | Sub_sector | Industry | Others | Industry (other, energetic) | Energetic | industry_other_demand_coal_energetic | Solids | EU | Energy demand | 0.18526 | FEC
IE | TYNDP2026 | LEV | 2035 | TWh | 178 | Sub_sector | Industry | Others | Industry (other, energetic) | Energetic | industry_other_demand_oil_energetic | Liquids | EU | Energy demand | 0.45228 | FEC
IE | TYNDP2026 | LEV | 2035 | TWh | 179 | Sub_sector | Industry | Others | Industry (other, energetic) | Energetic | industry_other_demand_others_energetic | Others | EU | Energy demand | 0 | FEC
IE | TYNDP2026 | LEV | 2035 | TWh | 180 | Sub_sector | Industry | Others | Industry (other, energetic) | Energetic | industry_other_demand_ammonia_energetic | Ammonia | EU | Energy demand | 0 | FEC
IE | TYNDP2026 | LEV | 2035 | TWh | 182 | Sub_sector | Industry | Others | Industry (other, non-energetic) | Non-energetic | industry_other_demand_electricity_non_energetic | Electricity | EU | Energy demand | 0 | not_included_in_FEC
IE | TYNDP2026 | LEV | 2035 | TWh | 183 | Sub_sector | Industry | Others | Industry (other, non-energetic) | Non-energetic | industry_other_demand_hydrogen_non_energetic | Hydrogen | EU | Energy demand | 0 | not_included_in_FEC
IE | TYNDP2026 | LEV | 2035 | TWh | 184 | Sub_sector | Industry | Others | Industry (other, non-energetic) | Non-energetic | industry_other_demand_methane_non_energetic | Methane | EU | Energy demand | 0 | not_included_in_FEC
IE | TYNDP2026 | LEV | 2035 | TWh | 185 | Sub_sector | Industry | Others | Industry (other, non-energetic) | Non-energetic | industry_other_demand_heat_non_energetic | Heat | EU | Energy demand | 0 | not_included_in_FEC
IE | TYNDP2026 | LEV | 2035 | TWh | 186 | Sub_sector | Industry | Others | Industry (other, non-energetic) | Non-energetic | industry_other_demand_biomass_non_energetic | Biomass | EU | Energy demand | 0 | not_included_in_FEC
IE | TYNDP2026 | LEV | 2035 | TWh | 187 | Sub_sector | Industry | Others | Industry (other, non-energetic) | Non-energetic | industry_other_demand_coal_non_energetic | Solids | EU | Energy demand | 0 | not_included_in_FEC
IE | TYNDP2026 | LEV | 2035 | TWh | 188 | Sub_sector | Industry | Others | Industry (other, non-energetic) | Non-energetic | industry_other_demand_oil_non_energetic | Liquids | EU | Energy demand | 2.503 | not_included_in_FEC
IE | TYNDP2026 | LEV | 2035 | TWh | 189 | Sub_sector | Industry | Others | Industry (other, non-energetic) | Non-energetic | industry_other_demand_others_non_energetic | Others | EU | Energy demand | 0 | not_included_in_FEC
IE | TYNDP2026 | LEV | 2035 | TWh | 190 | Sub_sector | Industry | Others | Industry (other, non-energetic) | Non-energetic | industry_other_demand_ammonia_non_energetic | Ammonia | EU | Energy demand | 0 | not_included_in_FEC
IE | TYNDP2026 | LEV | 2035 | TWh | 192 | Sub_sector | Industry | Paper | Industry (paper) | Energetic | industry_paper_demand_electricity_energetic | Electricity | EU | Energy demand | 0.10807 | FEC
IE | TYNDP2026 | LEV | 2035 | TWh | 193 | Sub_sector | Industry | Paper | Industry (paper) | Energetic | industry_paper_demand_hydrogen_energetic | Hydrogen | EU | Energy demand | 0.0071916 | FEC
IE | TYNDP2026 | LEV | 2035 | TWh | 194 | Sub_sector | Industry | Paper | Industry (paper) | Energetic | industry_paper_demand_methane_energetic | Methane | EU | Energy demand | 0.016689 | FEC
IE | TYNDP2026 | LEV | 2035 | TWh | 195 | Sub_sector | Industry | Paper | Industry (paper) | Energetic | industry_paper_demand_heat_energetic | Heat | EU | Energy demand | 0 | FEC
IE | TYNDP2026 | LEV | 2035 | TWh | 196 | Sub_sector | Industry | Paper | Industry (paper) | Energetic | industry_paper_demand_biomass_energetic | Biomass | EU | Energy demand | 0.013762 | FEC
IE | TYNDP2026 | LEV | 2035 | TWh | 197 | Sub_sector | Industry | Paper | Industry (paper) | Energetic | industry_paper_demand_coal_energetic | Solids | EU | Energy demand | 0.0021539 | FEC
IE | TYNDP2026 | LEV | 2035 | TWh | 198 | Sub_sector | Industry | Paper | Industry (paper) | Energetic | industry_paper_demand_oil_energetic | Liquids | EU | Energy demand | 0 | FEC
IE | TYNDP2026 | LEV | 2035 | TWh | 199 | Sub_sector | Industry | Paper | Industry (paper) | Energetic | industry_paper_demand_others_energetic | Others | EU | Energy demand | 0 | FEC
IE | TYNDP2026 | LEV | 2035 | TWh | 200 | Sub_sector | Industry | Paper | Industry (paper) | Energetic | industry_paper_demand_ammonia_energetic | Ammonia | EU | Energy demand | 0 | FEC
IE | TYNDP2026 | LEV | 2035 | TWh | 202 | Sub_sector | Industry | Refineries | Industry (refineries, energetic) | Energetic | industry_refinery_demand_electricity_energetic | Electricity | EU | Energy demand | 0.053146 | not_included_in_FEC
IE | TYNDP2026 | LEV | 2035 | TWh | 203 | Sub_sector | Industry | Refineries | Industry (refineries, energetic) | Energetic | industry_refinery_demand_hydrogen_energetic | Hydrogen | EU | Energy demand | 0.17277 | not_included_in_FEC
IE | TYNDP2026 | LEV | 2035 | TWh | 204 | Sub_sector | Industry | Refineries | Industry (refineries, energetic) | Energetic | industry_refinery_demand_methane_energetic | Methane | EU | Energy demand | 0.25085 | not_included_in_FEC
IE | TYNDP2026 | LEV | 2035 | TWh | 205 | Sub_sector | Industry | Refineries | Industry (refineries, energetic) | Energetic | industry_refinery_demand_heat_energetic | Heat | EU | Energy demand | 0 | not_included_in_FEC
IE | TYNDP2026 | LEV | 2035 | TWh | 206 | Sub_sector | Industry | Refineries | Industry (refineries, energetic) | Energetic | industry_refinery_demand_biomass_energetic | Biomass | EU | Energy demand | 0.19608 | not_included_in_FEC
IE | TYNDP2026 | LEV | 2035 | TWh | 207 | Sub_sector | Industry | Refineries | Industry (refineries, energetic) | Energetic | industry_refinery_demand_coal_energetic | Solids | EU | Energy demand | 0 | not_included_in_FEC
IE | TYNDP2026 | LEV | 2035 | TWh | 208 | Sub_sector | Industry | Refineries | Industry (refineries, energetic) | Energetic | industry_refinery_demand_oil_energetic | Liquids | EU | Energy demand | 0.67329 | not_included_in_FEC
IE | TYNDP2026 | LEV | 2035 | TWh | 209 | Sub_sector | Industry | Refineries | Industry (refineries, energetic) | Energetic | industry_refinery_demand_others_energetic | Others | EU | Energy demand | 0 | not_included_in_FEC
IE | TYNDP2026 | LEV | 2035 | TWh | 210 | Sub_sector | Industry | Refineries | Industry (refineries, energetic) | Energetic | industry_refinery_demand_ammonia_energetic | Ammonia | EU | Energy demand | 0 | not_included_in_FEC
IE | TYNDP2026 | LEV | 2035 | TWh | 212 | Sub_sector | Industry | Refineries | Industry (refineries, non-energetic) | Non-energetic | industry_refinery_demand_electricity_non_energetic | Electricity | EU | Energy demand | 0 | not_included_in_FEC
IE | TYNDP2026 | LEV | 2035 | TWh | 213 | Sub_sector | Industry | Refineries | Industry (refineries, non-energetic) | Non-energetic | industry_refinery_demand_hydrogen_non_energetic | Hydrogen | EU | Energy demand | 0 | not_included_in_FEC
IE | TYNDP2026 | LEV | 2035 | TWh | 214 | Sub_sector | Industry | Refineries | Industry (refineries, non-energetic) | Non-energetic | industry_refinery_demand_methane_non_energetic | Methane | EU | Energy demand | 0 | not_included_in_FEC
IE | TYNDP2026 | LEV | 2035 | TWh | 215 | Sub_sector | Industry | Refineries | Industry (refineries, non-energetic) | Non-energetic | industry_refinery_demand_heat_non_energetic | Heat | EU | Energy demand | 0 | not_included_in_FEC
IE | TYNDP2026 | LEV | 2035 | TWh | 216 | Sub_sector | Industry | Refineries | Industry (refineries, non-energetic) | Non-energetic | industry_refinery_demand_biomass_non_energetic | Biomass | EU | Energy demand | 0 | not_included_in_FEC
IE | TYNDP2026 | LEV | 2035 | TWh | 217 | Sub_sector | Industry | Refineries | Industry (refineries, non-energetic) | Non-energetic | industry_refinery_demand_coal_non_energetic | Solids | EU | Energy demand | 0 | not_included_in_FEC
IE | TYNDP2026 | LEV | 2035 | TWh | 218 | Sub_sector | Industry | Refineries | Industry (refineries, non-energetic) | Non-energetic | industry_refinery_demand_oil_non_energetic | Liquids | EU | Energy demand | 0 | not_included_in_FEC
IE | TYNDP2026 | LEV | 2035 | TWh | 219 | Sub_sector | Industry | Refineries | Industry (refineries, non-energetic) | Non-energetic | industry_refinery_demand_others_non_energetic | Others | EU | Energy demand | 0 | not_included_in_FEC
IE | TYNDP2026 | LEV | 2035 | TWh | 220 | Sub_sector | Industry | Refineries | Industry (refineries, non-energetic) | Non-energetic | industry_refinery_demand_ammonia_non_energetic | Ammonia | EU | Energy demand | 0 | not_included_in_FEC
IE | TYNDP2026 | LEV | 2035 | TWh | 222 | Sub_sector | Industry | Steel | Industry (steel) | Energetic | industry_steel_demand_electricity_energetic | Electricity | EU | Energy demand | 0 | FEC
IE | TYNDP2026 | LEV | 2035 | TWh | 223 | Sub_sector | Industry | Steel | Industry (steel) | Energetic | industry_steel_demand_hydrogen_energetic | Hydrogen | EU | Energy demand | 0 | FEC
IE | TYNDP2026 | LEV | 2035 | TWh | 224 | Sub_sector | Industry | Steel | Industry (steel) | Energetic | industry_steel_demand_methane_energetic | Methane | EU | Energy demand | 0 | FEC
IE | TYNDP2026 | LEV | 2035 | TWh | 225 | Sub_sector | Industry | Steel | Industry (steel) | Energetic | industry_steel_demand_heat_energetic | Heat | EU | Energy demand | 0 | FEC
IE | TYNDP2026 | LEV | 2035 | TWh | 226 | Sub_sector | Industry | Steel | Industry (steel) | Energetic | industry_steel_demand_biomass_energetic | Biomass | EU | Energy demand | 0 | FEC
IE | TYNDP2026 | LEV | 2035 | TWh | 227 | Sub_sector | Industry | Steel | Industry (steel) | Energetic | industry_steel_demand_coal_energetic | Solids | EU | Energy demand | 0 | FEC
IE | TYNDP2026 | LEV | 2035 | TWh | 228 | Sub_sector | Industry | Steel | Industry (steel) | Energetic | industry_steel_demand_oil_energetic | Liquids | EU | Energy demand | 0 | FEC
IE | TYNDP2026 | LEV | 2035 | TWh | 229 | Sub_sector | Industry | Steel | Industry (steel) | Energetic | industry_steel_demand_others_energetic | Others | EU | Energy demand | 0 | FEC
IE | TYNDP2026 | LEV | 2035 | TWh | 230 | Sub_sector | Industry | Steel | Industry (steel) | Energetic | industry_steel_demand_ammonia_energetic | Ammonia | EU | Energy demand | 0 | FEC
IE | TYNDP2026 | LEV | 2035 | TWh | 232 | Sub_sector | Transport | Cars | Transport (cars) | Energetic | transport_cars_final_demand_electricity | Electricity | EU | Energy demand | 3.3902 | FEC
IE | TYNDP2026 | LEV | 2035 | TWh | 233 | Sub_sector | Transport | Cars | Transport (cars) | Energetic | transport_cars_final_demand_hydrogen | Hydrogen | EU | Energy demand | 0.41379 | FEC
IE | TYNDP2026 | LEV | 2035 | TWh | 234 | Sub_sector | Transport | Cars | Transport (cars) | Energetic | transport_cars_final_demand_methane | Methane | EU | Energy demand | 0.81304 | FEC
IE | TYNDP2026 | LEV | 2035 | TWh | 235 | Sub_sector | Transport | Cars | Transport (cars) | Energetic | transport_cars_final_demand_heat | Heat | EU | Energy demand | 0 | FEC
IE | TYNDP2026 | LEV | 2035 | TWh | 236 | Sub_sector | Transport | Cars | Transport (cars) | Energetic | transport_cars_final_demand_biomass | Biomass | EU | Energy demand | 0 | FEC
IE | TYNDP2026 | LEV | 2035 | TWh | 237 | Sub_sector | Transport | Cars | Transport (cars) | Energetic | transport_cars_final_demand_coal | Solids | EU | Energy demand | 0 | FEC
IE | TYNDP2026 | LEV | 2035 | TWh | 238 | Sub_sector | Transport | Cars | Transport (cars) | Energetic | transport_cars_final_demand_oil | Liquids | EU | Energy demand | 16.3129 | FEC
IE | TYNDP2026 | LEV | 2035 | TWh | 239 | Sub_sector | Transport | Cars | Transport (cars) | Energetic | transport_cars_final_demand_other | Others | EU | Energy demand | 0 | FEC
IE | TYNDP2026 | LEV | 2035 | TWh | 240 | Sub_sector | Transport | Cars | Transport (cars) | Energetic | transport_cars_final_demand_ammonia | Ammonia | EU | Energy demand | 0 | FEC
IE | TYNDP2026 | LEV | 2035 | TWh | 242 | Sub_sector | Transport | Busses | Transport (busses) | Energetic | transport_busses_final_demand_electricity | Electricity | EU | Energy demand | 0.36165 | FEC
IE | TYNDP2026 | LEV | 2035 | TWh | 243 | Sub_sector | Transport | Busses | Transport (busses) | Energetic | transport_busses_final_demand_hydrogen | Hydrogen | EU | Energy demand | 0.033172 | FEC
IE | TYNDP2026 | LEV | 2035 | TWh | 244 | Sub_sector | Transport | Busses | Transport (busses) | Energetic | transport_busses_final_demand_methane | Methane | EU | Energy demand | 0.21607 | FEC
IE | TYNDP2026 | LEV | 2035 | TWh | 245 | Sub_sector | Transport | Busses | Transport (busses) | Energetic | transport_busses_final_demand_heat | Heat | EU | Energy demand | 0 | FEC
IE | TYNDP2026 | LEV | 2035 | TWh | 246 | Sub_sector | Transport | Busses | Transport (busses) | Energetic | transport_busses_final_demand_biomass | Biomass | EU | Energy demand | 0 | FEC
IE | TYNDP2026 | LEV | 2035 | TWh | 247 | Sub_sector | Transport | Busses | Transport (busses) | Energetic | transport_busses_final_demand_coal | Solids | EU | Energy demand | 0 | FEC
IE | TYNDP2026 | LEV | 2035 | TWh | 248 | Sub_sector | Transport | Busses | Transport (busses) | Energetic | transport_busses_final_demand_oil | Liquids | EU | Energy demand | 1.3931 | FEC
IE | TYNDP2026 | LEV | 2035 | TWh | 249 | Sub_sector | Transport | Busses | Transport (busses) | Energetic | transport_busses_final_demand_other | Others | EU | Energy demand | 0 | FEC
IE | TYNDP2026 | LEV | 2035 | TWh | 250 | Sub_sector | Transport | Busses | Transport (busses) | Energetic | transport_busses_final_demand_ammonia | Ammonia | EU | Energy demand | 0 | FEC
IE | TYNDP2026 | LEV | 2035 | TWh | 252 | Sub_sector | Transport | Trucks | Transport (trucks) | Energetic | transport_trucks_final_demand_electricity | Electricity | EU | Energy demand | 1.0032 | FEC
IE | TYNDP2026 | LEV | 2035 | TWh | 253 | Sub_sector | Transport | Trucks | Transport (trucks) | Energetic | transport_trucks_final_demand_hydrogen | Hydrogen | EU | Energy demand | 0.94897 | FEC
IE | TYNDP2026 | LEV | 2035 | TWh | 254 | Sub_sector | Transport | Trucks | Transport (trucks) | Energetic | transport_trucks_final_demand_methane | Methane | EU | Energy demand | 0.99047 | FEC
IE | TYNDP2026 | LEV | 2035 | TWh | 255 | Sub_sector | Transport | Trucks | Transport (trucks) | Energetic | transport_trucks_final_demand_heat | Heat | EU | Energy demand | 0 | FEC
IE | TYNDP2026 | LEV | 2035 | TWh | 256 | Sub_sector | Transport | Trucks | Transport (trucks) | Energetic | transport_trucks_final_demand_biomass | Biomass | EU | Energy demand | 0 | FEC
IE | TYNDP2026 | LEV | 2035 | TWh | 257 | Sub_sector | Transport | Trucks | Transport (trucks) | Energetic | transport_trucks_final_demand_coal | Solids | EU | Energy demand | 0 | FEC
IE | TYNDP2026 | LEV | 2035 | TWh | 258 | Sub_sector | Transport | Trucks | Transport (trucks) | Energetic | transport_trucks_final_demand_oil | Liquids | EU | Energy demand | 5.3758 | FEC
IE | TYNDP2026 | LEV | 2035 | TWh | 259 | Sub_sector | Transport | Trucks | Transport (trucks) | Energetic | transport_trucks_final_demand_other | Others | EU | Energy demand | 0 | FEC
IE | TYNDP2026 | LEV | 2035 | TWh | 260 | Sub_sector | Transport | Trucks | Transport (trucks) | Energetic | transport_trucks_final_demand_ammonia | Ammonia | EU | Energy demand | 0 | FEC
IE | TYNDP2026 | LEV | 2035 | TWh | 262 | Sub_sector | Transport | Vans | Transport (vans) | Energetic | transport_vans_final_demand_electricity | Electricity | EU | Energy demand | 0.2492 | FEC
IE | TYNDP2026 | LEV | 2035 | TWh | 263 | Sub_sector | Transport | Vans | Transport (vans) | Energetic | transport_vans_final_demand_hydrogen | Hydrogen | EU | Energy demand | 0.072603 | FEC
IE | TYNDP2026 | LEV | 2035 | TWh | 264 | Sub_sector | Transport | Vans | Transport (vans) | Energetic | transport_vans_final_demand_methane | Methane | EU | Energy demand | 0.073215 | FEC
IE | TYNDP2026 | LEV | 2035 | TWh | 265 | Sub_sector | Transport | Vans | Transport (vans) | Energetic | transport_vans_final_demand_heat | Heat | EU | Energy demand | 0 | FEC
IE | TYNDP2026 | LEV | 2035 | TWh | 266 | Sub_sector | Transport | Vans | Transport (vans) | Energetic | transport_vans_final_demand_biomass | Biomass | EU | Energy demand | 0 | FEC
IE | TYNDP2026 | LEV | 2035 | TWh | 267 | Sub_sector | Transport | Vans | Transport (vans) | Energetic | transport_vans_final_demand_coal | Solids | EU | Energy demand | 0 | FEC
IE | TYNDP2026 | LEV | 2035 | TWh | 268 | Sub_sector | Transport | Vans | Transport (vans) | Energetic | transport_vans_final_demand_oil | Liquids | EU | Energy demand | 1.5693 | FEC
IE | TYNDP2026 | LEV | 2035 | TWh | 269 | Sub_sector | Transport | Vans | Transport (vans) | Energetic | transport_vans_final_demand_other | Others | EU | Energy demand | 0 | FEC
IE | TYNDP2026 | LEV | 2035 | TWh | 270 | Sub_sector | Transport | Vans | Transport (vans) | Energetic | transport_vans_final_demand_ammonia | Ammonia | EU | Energy demand | 0 | FEC
IE | TYNDP2026 | LEV | 2035 | TWh | 272 | Sub_sector | Transport | Freight trains | Transport (trains) | Energetic | transport_trains_final_demand_electricity | Electricity | EU | Energy demand | 0.16475 | FEC
IE | TYNDP2026 | LEV | 2035 | TWh | 273 | Sub_sector | Transport | Freight trains | Transport (trains) | Energetic | transport_trains_final_demand_hydrogen | Hydrogen | EU | Energy demand | 0.016633 | FEC
IE | TYNDP2026 | LEV | 2035 | TWh | 274 | Sub_sector | Transport | Freight trains | Transport (trains) | Energetic | transport_trains_final_demand_methane | Methane | EU | Energy demand | 0 | FEC
IE | TYNDP2026 | LEV | 2035 | TWh | 275 | Sub_sector | Transport | Freight trains | Transport (trains) | Energetic | transport_trains_final_demand_heat | Heat | EU | Energy demand | 0 | FEC
IE | TYNDP2026 | LEV | 2035 | TWh | 276 | Sub_sector | Transport | Freight trains | Transport (trains) | Energetic | transport_trains_final_demand_biomass | Biomass | EU | Energy demand | 0 | FEC
IE | TYNDP2026 | LEV | 2035 | TWh | 277 | Sub_sector | Transport | Freight trains | Transport (trains) | Energetic | transport_trains_final_demand_coal | Solids | EU | Energy demand | 0 | FEC
IE | TYNDP2026 | LEV | 2035 | TWh | 278 | Sub_sector | Transport | Freight trains | Transport (trains) | Energetic | transport_trains_final_demand_oil | Liquids | EU | Energy demand | 0.038145 | FEC
IE | TYNDP2026 | LEV | 2035 | TWh | 279 | Sub_sector | Transport | Freight trains | Transport (trains) | Energetic | transport_trains_final_demand_other | Others | EU | Energy demand | 0 | FEC
IE | TYNDP2026 | LEV | 2035 | TWh | 280 | Sub_sector | Transport | Freight trains | Transport (trains) | Energetic | transport_trains_final_demand_ammonia | Ammonia | EU | Energy demand | 0 | FEC
IE | TYNDP2026 | LEV | 2035 | TWh | 282 | Sub_sector | Transport | Ships | Transport (ships) | Energetic | transport_ships_final_demand_electricity | Electricity | EU | Energy demand | 0 | FEC
IE | TYNDP2026 | LEV | 2035 | TWh | 283 | Sub_sector | Transport | Ships | Transport (ships) | Energetic | transport_ships_final_demand_hydrogen | Hydrogen | EU | Energy demand | 0.057042 | FEC
IE | TYNDP2026 | LEV | 2035 | TWh | 284 | Sub_sector | Transport | Ships | Transport (ships) | Energetic | transport_ships_final_demand_methane | Methane | EU | Energy demand | 0.34123 | FEC
IE | TYNDP2026 | LEV | 2035 | TWh | 285 | Sub_sector | Transport | Ships | Transport (ships) | Energetic | transport_ships_final_demand_heat | Heat | EU | Energy demand | 0 | FEC
IE | TYNDP2026 | LEV | 2035 | TWh | 286 | Sub_sector | Transport | Ships | Transport (ships) | Energetic | transport_ships_final_demand_biomass | Biomass | EU | Energy demand | 0 | FEC
IE | TYNDP2026 | LEV | 2035 | TWh | 287 | Sub_sector | Transport | Ships | Transport (ships) | Energetic | transport_ships_final_demand_coal | Solids | EU | Energy demand | 0 | FEC
IE | TYNDP2026 | LEV | 2035 | TWh | 288 | Sub_sector | Transport | Ships | Transport (ships) | Energetic | transport_ships_final_demand_oil | Liquids | EU | Energy demand | 0.69711 | FEC
IE | TYNDP2026 | LEV | 2035 | TWh | 289 | Sub_sector | Transport | Ships | Transport (ships) | Energetic | transport_ships_final_demand_other | Others | EU | Energy demand | 0 | FEC
IE | TYNDP2026 | LEV | 2035 | TWh | 290 | Sub_sector | Transport | Ships | Transport (ships) | Energetic | transport_ships_final_demand_ammonia | Ammonia | EU | Energy demand | 0 | FEC
IE | TYNDP2026 | LEV | 2035 | TWh | 292 | Sub_sector | Transport | Planes | Transport (planes) | Energetic | transport_planes_final_demand_electricity | Electricity | EU | Energy demand | 0.001551 | FEC
IE | TYNDP2026 | LEV | 2035 | TWh | 293 | Sub_sector | Transport | Planes | Transport (planes) | Energetic | transport_planes_final_demand_hydrogen | Hydrogen | EU | Energy demand | 0.0018975 | FEC
IE | TYNDP2026 | LEV | 2035 | TWh | 294 | Sub_sector | Transport | Planes | Transport (planes) | Energetic | transport_planes_final_demand_methane | Methane | EU | Energy demand | 0 | FEC
IE | TYNDP2026 | LEV | 2035 | TWh | 295 | Sub_sector | Transport | Planes | Transport (planes) | Energetic | transport_planes_final_demand_heat | Heat | EU | Energy demand | 0 | FEC
IE | TYNDP2026 | LEV | 2035 | TWh | 296 | Sub_sector | Transport | Planes | Transport (planes) | Energetic | transport_planes_final_demand_biomass | Biomass | EU | Energy demand | 0 | FEC
IE | TYNDP2026 | LEV | 2035 | TWh | 297 | Sub_sector | Transport | Planes | Transport (planes) | Energetic | transport_planes_final_demand_coal | Solids | EU | Energy demand | 0 | FEC
IE | TYNDP2026 | LEV | 2035 | TWh | 298 | Sub_sector | Transport | Planes | Transport (planes) | Energetic | transport_planes_final_demand_oil | Liquids | EU | Energy demand | 0.023393 | FEC
IE | TYNDP2026 | LEV | 2035 | TWh | 299 | Sub_sector | Transport | Planes | Transport (planes) | Energetic | transport_planes_final_demand_other | Others | EU | Energy demand | 0 | FEC
IE | TYNDP2026 | LEV | 2035 | TWh | 300 | Sub_sector | Transport | Planes | Transport (planes) | Energetic | transport_planes_final_demand_ammonia | Ammonia | EU | Energy demand | 0 | FEC
IE | TYNDP2026 | LEV | 2035 | TWh | 302 | Sub_sector | Transport | Others | Transport (others) | Energetic | transport_other_final_demand_electricity | Electricity | EU | Energy demand | 0.00073625 | FEC
IE | TYNDP2026 | LEV | 2035 | TWh | 303 | Sub_sector | Transport | Others | Transport (others) | Energetic | transport_other_final_demand_hydrogen | Hydrogen | EU | Energy demand | 0 | FEC
IE | TYNDP2026 | LEV | 2035 | TWh | 304 | Sub_sector | Transport | Others | Transport (others) | Energetic | transport_other_final_demand_methane | Methane | EU | Energy demand | 0 | FEC
IE | TYNDP2026 | LEV | 2035 | TWh | 305 | Sub_sector | Transport | Others | Transport (others) | Energetic | transport_other_final_demand_heat | Heat | EU | Energy demand | 0 | FEC
IE | TYNDP2026 | LEV | 2035 | TWh | 306 | Sub_sector | Transport | Others | Transport (others) | Energetic | transport_other_final_demand_biomass | Biomass | EU | Energy demand | 0 | FEC
IE | TYNDP2026 | LEV | 2035 | TWh | 307 | Sub_sector | Transport | Others | Transport (others) | Energetic | transport_other_final_demand_coal | Solids | EU | Energy demand | 0 | FEC
IE | TYNDP2026 | LEV | 2035 | TWh | 308 | Sub_sector | Transport | Others | Transport (others) | Energetic | transport_other_final_demand_oil | Liquids | EU | Energy demand | 0.04746 | FEC
IE | TYNDP2026 | LEV | 2035 | TWh | 309 | Sub_sector | Transport | Others | Transport (others) | Energetic | transport_other_final_demand_other | Others | EU | Energy demand | 0 | FEC
IE | TYNDP2026 | LEV | 2035 | TWh | 310 | Sub_sector | Transport | Others | Transport (others) | Energetic | transport_other_final_demand_ammonia | Ammonia | EU | Energy demand | 0 | FEC
IE | TYNDP2026 | LEV | 2035 | TWh | 312 | Sub_sector | International transport | International aviation | Transport (int. aviation) | Energetic | transport_int_aviation_final_demand_electricity | Electricity | EU | Energy demand | 0 | FEC
IE | TYNDP2026 | LEV | 2035 | TWh | 313 | Sub_sector | International transport | International aviation | Transport (int. aviation) | Energetic | transport_int_aviation_final_demand_hydrogen | Hydrogen | EU | Energy demand | 0 | FEC
IE | TYNDP2026 | LEV | 2035 | TWh | 314 | Sub_sector | International transport | International aviation | Transport (int. aviation) | Energetic | transport_int_aviation_final_demand_methane | Methane | EU | Energy demand | 0 | FEC
IE | TYNDP2026 | LEV | 2035 | TWh | 315 | Sub_sector | International transport | International aviation | Transport (int. aviation) | Energetic | transport_int_aviation_final_demand_heat | Heat | EU | Energy demand | 0 | FEC
IE | TYNDP2026 | LEV | 2035 | TWh | 316 | Sub_sector | International transport | International aviation | Transport (int. aviation) | Energetic | transport_int_aviation_final_demand_biofuels | Biomass | EU | Energy demand | 0 | FEC
IE | TYNDP2026 | LEV | 2035 | TWh | 317 | Sub_sector | International transport | International aviation | Transport (int. aviation) | Energetic | transport_int_aviation_final_demand_coal | Solids | EU | Energy demand | 0 | FEC
IE | TYNDP2026 | LEV | 2035 | TWh | 318 | Sub_sector | International transport | International aviation | Transport (int. aviation) | Energetic | transport_int_aviation_final_demand_oil | Liquids | EU | Energy demand | 11.6981 | FEC
IE | TYNDP2026 | LEV | 2035 | TWh | 319 | Sub_sector | International transport | International aviation | Transport (int. aviation) | Energetic | transport_int_aviation_final_demand_other | Others | EU | Energy demand | 0 | FEC
IE | TYNDP2026 | LEV | 2035 | TWh | 320 | Sub_sector | International transport | International aviation | Transport (int. aviation) | Energetic | transport_int_aviation_final_demand_ammonia | Ammonia | EU | Energy demand | 0 | FEC
IE | TYNDP2026 | LEV | 2035 | TWh | 322 | Sub_sector | International transport | International shipping | Transport (int. shipping) | Energetic | transport_int_shipping_final_demand_electricity | Electricity | EU | Energy demand | 0 | not_included_in_FEC
IE | TYNDP2026 | LEV | 2035 | TWh | 323 | Sub_sector | International transport | International shipping | Transport (int. shipping) | Energetic | transport_int_shipping_final_demand_hydrogen | Hydrogen | EU | Energy demand | 0.10628 | not_included_in_FEC
IE | TYNDP2026 | LEV | 2035 | TWh | 324 | Sub_sector | International transport | International shipping | Transport (int. shipping) | Energetic | transport_int_shipping_final_demand_methane | Methane | EU | Energy demand | 0.39461 | not_included_in_FEC
IE | TYNDP2026 | LEV | 2035 | TWh | 325 | Sub_sector | International transport | International shipping | Transport (int. shipping) | Energetic | transport_int_shipping_final_demand_heat | Heat | EU | Energy demand | 0 | not_included_in_FEC
IE | TYNDP2026 | LEV | 2035 | TWh | 326 | Sub_sector | International transport | International shipping | Transport (int. shipping) | Energetic | transport_int_shipping_final_demand_biofuels | Biomass | EU | Energy demand | 0 | not_included_in_FEC
IE | TYNDP2026 | LEV | 2035 | TWh | 327 | Sub_sector | International transport | International shipping | Transport (int. shipping) | Energetic | transport_int_shipping_final_demand_coal | Solids | EU | Energy demand | 0 | not_included_in_FEC
IE | TYNDP2026 | LEV | 2035 | TWh | 328 | Sub_sector | International transport | International shipping | Transport (int. shipping) | Energetic | transport_int_shipping_final_demand_oil | Liquids | EU | Energy demand | 0.93117 | not_included_in_FEC
IE | TYNDP2026 | LEV | 2035 | TWh | 329 | Sub_sector | International transport | International shipping | Transport (int. shipping) | Energetic | transport_int_shipping_final_demand_other | Others | EU | Energy demand | 0 | not_included_in_FEC
IE | TYNDP2026 | LEV | 2035 | TWh | 330 | Sub_sector | International transport | International shipping | Transport (int. shipping) | Energetic | transport_int_shipping_final_demand_ammonia | Ammonia | EU | Energy demand | 0 | not_included_in_FEC
IE | TYNDP2026 | LEV | 2035 | TWh | 332 | Sub_sector | Households | Space heating | Households (heating) | Energetic | households_heating_final_demand_electricity | Electricity | EU | Energy demand | 3.2566 | FEC
IE | TYNDP2026 | LEV | 2035 | TWh | 333 | Sub_sector | Households | Space heating | Households (heating) | Energetic | households_heating_final_demand_hydrogen | Hydrogen | EU | Energy demand | 1.2891 | FEC
IE | TYNDP2026 | LEV | 2035 | TWh | 334 | Sub_sector | Households | Space heating | Households (heating) | Energetic | households_heating_final_demand_methane | Methane | EU | Energy demand | 3.3301 | FEC
IE | TYNDP2026 | LEV | 2035 | TWh | 335 | Sub_sector | Households | Space heating | Households (heating) | Energetic | households_heating_final_demand_heat | Heat | EU | Energy demand | 0.71021 | FEC
IE | TYNDP2026 | LEV | 2035 | TWh | 336 | Sub_sector | Households | Space heating | Households (heating) | Energetic | households_heating_final_demand_biomass | Biomass | EU | Energy demand | 0.19156 | FEC
IE | TYNDP2026 | LEV | 2035 | TWh | 337 | Sub_sector | Households | Space heating | Households (heating) | Energetic | households_heating_final_demand_coal | Solids | EU | Energy demand | 1.1303 | FEC
IE | TYNDP2026 | LEV | 2035 | TWh | 338 | Sub_sector | Households | Space heating | Households (heating) | Energetic | households_heating_final_demand_oil | Liquids | EU | Energy demand | 2.5608 | FEC
IE | TYNDP2026 | LEV | 2035 | TWh | 339 | Sub_sector | Households | Space heating | Households (heating) | Energetic | households_heating_final_demand_other | Others | EU | Energy demand | 0.017367 | FEC
IE | TYNDP2026 | LEV | 2035 | TWh | 340 | Sub_sector | Households | Space heating | Households (heating) | Energetic | households_heating_final_demand_ammonia | Ammonia | EU | Energy demand | 0 | FEC
IE | TYNDP2026 | LEV | 2035 | TWh | 343 | Sub_sector | Households | Cooling | Households (cooling) | Energetic | households_cooling_final_demand_electricity | Electricity | EU | Energy demand | 0 | FEC
IE | TYNDP2026 | LEV | 2035 | TWh | 344 | Sub_sector | Households | Cooling | Households (cooling) | Energetic | households_cooling_final_demand_hydrogen | Hydrogen | EU | Energy demand | 0 | FEC
IE | TYNDP2026 | LEV | 2035 | TWh | 345 | Sub_sector | Households | Cooling | Households (cooling) | Energetic | households_cooling_final_demand_methane | Methane | EU | Energy demand | 0 | FEC
IE | TYNDP2026 | LEV | 2035 | TWh | 346 | Sub_sector | Households | Cooling | Households (cooling) | Energetic | households_cooling_final_demand_heat | Heat | EU | Energy demand | 0 | FEC
IE | TYNDP2026 | LEV | 2035 | TWh | 347 | Sub_sector | Households | Cooling | Households (cooling) | Energetic | households_cooling_final_demand_biomass | Biomass | EU | Energy demand | 0 | FEC
IE | TYNDP2026 | LEV | 2035 | TWh | 348 | Sub_sector | Households | Cooling | Households (cooling) | Energetic | households_cooling_final_demand_coal | Solids | EU | Energy demand | 0 | FEC
IE | TYNDP2026 | LEV | 2035 | TWh | 349 | Sub_sector | Households | Cooling | Households (cooling) | Energetic | households_cooling_final_demand_oil | Liquids | EU | Energy demand | 0 | FEC
IE | TYNDP2026 | LEV | 2035 | TWh | 350 | Sub_sector | Households | Cooling | Households (cooling) | Energetic | households_cooling_final_demand_other | Others | EU | Energy demand | 0 | FEC
IE | TYNDP2026 | LEV | 2035 | TWh | 351 | Sub_sector | Households | Cooling | Households (cooling) | Energetic | households_cooling_final_demand_ammonia | Ammonia | EU | Energy demand | 0 | FEC
IE | TYNDP2026 | LEV | 2035 | TWh | 354 | Sub_sector | Households | Hot water | Households (hot water) | Energetic | households_hot_water_final_demand_electricity | Electricity | EU | Energy demand | 1.6602 | FEC
IE | TYNDP2026 | LEV | 2035 | TWh | 355 | Sub_sector | Households | Hot water | Households (hot water) | Energetic | households_hot_water_final_demand_hydrogen | Hydrogen | EU | Energy demand | 0.77179 | FEC
IE | TYNDP2026 | LEV | 2035 | TWh | 356 | Sub_sector | Households | Hot water | Households (hot water) | Energetic | households_hot_water_final_demand_methane | Methane | EU | Energy demand | 2.0011 | FEC
IE | TYNDP2026 | LEV | 2035 | TWh | 357 | Sub_sector | Households | Hot water | Households (hot water) | Energetic | households_hot_water_final_demand_heat | Heat | EU | Energy demand | 0.37494 | FEC
IE | TYNDP2026 | LEV | 2035 | TWh | 358 | Sub_sector | Households | Hot water | Households (hot water) | Energetic | households_hot_water_final_demand_biomass | Biomass | EU | Energy demand | 0.080025 | FEC
IE | TYNDP2026 | LEV | 2035 | TWh | 359 | Sub_sector | Households | Hot water | Households (hot water) | Energetic | households_hot_water_final_demand_coal | Solids | EU | Energy demand | 0.47981 | FEC
IE | TYNDP2026 | LEV | 2035 | TWh | 360 | Sub_sector | Households | Hot water | Households (hot water) | Energetic | households_hot_water_final_demand_oil | Liquids | EU | Energy demand | 0.80405 | FEC
IE | TYNDP2026 | LEV | 2035 | TWh | 361 | Sub_sector | Households | Hot water | Households (hot water) | Energetic | households_hot_water_final_demand_other | Others | EU | Energy demand | 0.3742 | FEC
IE | TYNDP2026 | LEV | 2035 | TWh | 362 | Sub_sector | Households | Hot water | Households (hot water) | Energetic | households_hot_water_final_demand_ammonia | Ammonia | EU | Energy demand | 0 | FEC
IE | TYNDP2026 | LEV | 2035 | TWh | 365 | Sub_sector | Households | Appliances | Households (appliances) | Energetic | households_appliances_final_demand_electricity | Electricity | EU | Energy demand | 6.4055 | FEC
IE | TYNDP2026 | LEV | 2035 | TWh | 366 | Sub_sector | Households | Appliances | Households (appliances) | Energetic | households_appliances_final_demand_hydrogen | Hydrogen | EU | Energy demand | 0 | FEC
IE | TYNDP2026 | LEV | 2035 | TWh | 367 | Sub_sector | Households | Appliances | Households (appliances) | Energetic | households_appliances_final_demand_methane | Methane | EU | Energy demand | 0.40721 | FEC
IE | TYNDP2026 | LEV | 2035 | TWh | 368 | Sub_sector | Households | Appliances | Households (appliances) | Energetic | households_appliances_final_demand_heat | Heat | EU | Energy demand | 0 | FEC
IE | TYNDP2026 | LEV | 2035 | TWh | 369 | Sub_sector | Households | Appliances | Households (appliances) | Energetic | households_appliances_final_demand_biomass | Biomass | EU | Energy demand | 0.00090301 | FEC
IE | TYNDP2026 | LEV | 2035 | TWh | 370 | Sub_sector | Households | Appliances | Households (appliances) | Energetic | households_appliances_final_demand_coal | Solids | EU | Energy demand | 0 | FEC
IE | TYNDP2026 | LEV | 2035 | TWh | 371 | Sub_sector | Households | Appliances | Households (appliances) | Energetic | households_appliances_final_demand_oil | Liquids | EU | Energy demand | 0 | FEC
IE | TYNDP2026 | LEV | 2035 | TWh | 372 | Sub_sector | Households | Appliances | Households (appliances) | Energetic | households_appliances_final_demand_other | Others | EU | Energy demand | 0 | FEC
IE | TYNDP2026 | LEV | 2035 | TWh | 373 | Sub_sector | Households | Appliances | Households (appliances) | Energetic | households_appliances_final_demand_ammonia | Ammonia | EU | Energy demand | 0 | FEC
IE | TYNDP2026 | LEV | 2035 | TWh | 375 | Sub_sector | Buildings | Space heating | Buildings (heat) | Energetic | buildings_heat_final_demand_electricity | Electricity | EU | Energy demand | 2.2677 | FEC
IE | TYNDP2026 | LEV | 2035 | TWh | 376 | Sub_sector | Buildings | Space heating | Buildings (heat) | Energetic | buildings_heat_final_demand_hydrogen | Hydrogen | EU | Energy demand | 0.47986 | FEC
IE | TYNDP2026 | LEV | 2035 | TWh | 377 | Sub_sector | Buildings | Space heating | Buildings (heat) | Energetic | buildings_heat_final_demand_methane | Methane | EU | Energy demand | 2.1293 | FEC
IE | TYNDP2026 | LEV | 2035 | TWh | 378 | Sub_sector | Buildings | Space heating | Buildings (heat) | Energetic | buildings_heat_final_demand_heat | Heat | EU | Energy demand | 0.26542 | FEC
IE | TYNDP2026 | LEV | 2035 | TWh | 379 | Sub_sector | Buildings | Space heating | Buildings (heat) | Energetic | buildings_heat_final_demand_biomass | Biomass | EU | Energy demand | 0.18421 | FEC
IE | TYNDP2026 | LEV | 2035 | TWh | 380 | Sub_sector | Buildings | Space heating | Buildings (heat) | Energetic | buildings_heat_final_demand_coal | Solids | EU | Energy demand | 0 | FEC
IE | TYNDP2026 | LEV | 2035 | TWh | 381 | Sub_sector | Buildings | Space heating | Buildings (heat) | Energetic | buildings_heat_final_demand_oil | Liquids | EU | Energy demand | 0.56042 | FEC
IE | TYNDP2026 | LEV | 2035 | TWh | 382 | Sub_sector | Buildings | Space heating | Buildings (heat) | Energetic | buildings_heat_final_demand_other | Others | EU | Energy demand | 0.00025177 | FEC
IE | TYNDP2026 | LEV | 2035 | TWh | 383 | Sub_sector | Buildings | Space heating | Buildings (heat) | Energetic | buildings_heat_final_demand_ammonia | Ammonia | EU | Energy demand | 0 | FEC
IE | TYNDP2026 | LEV | 2035 | TWh | 386 | Sub_sector | Buildings | Cooling | Buildings (cooling) | Energetic | buildings_cooling_final_demand_electricity | Electricity | EU | Energy demand | 0.67298 | FEC
IE | TYNDP2026 | LEV | 2035 | TWh | 387 | Sub_sector | Buildings | Cooling | Buildings (cooling) | Energetic | buildings_cooling_final_demand_hydrogen | Hydrogen | EU | Energy demand | 0 | FEC
IE | TYNDP2026 | LEV | 2035 | TWh | 388 | Sub_sector | Buildings | Cooling | Buildings (cooling) | Energetic | buildings_cooling_final_demand_methane | Methane | EU | Energy demand | 0 | FEC
IE | TYNDP2026 | LEV | 2035 | TWh | 389 | Sub_sector | Buildings | Cooling | Buildings (cooling) | Energetic | buildings_cooling_final_demand_heat | Heat | EU | Energy demand | 0 | FEC
IE | TYNDP2026 | LEV | 2035 | TWh | 390 | Sub_sector | Buildings | Cooling | Buildings (cooling) | Energetic | buildings_cooling_final_demand_biomass | Biomass | EU | Energy demand | 0 | FEC
IE | TYNDP2026 | LEV | 2035 | TWh | 391 | Sub_sector | Buildings | Cooling | Buildings (cooling) | Energetic | buildings_cooling_final_demand_coal | Solids | EU | Energy demand | 0 | FEC
IE | TYNDP2026 | LEV | 2035 | TWh | 392 | Sub_sector | Buildings | Cooling | Buildings (cooling) | Energetic | buildings_cooling_final_demand_oil | Liquids | EU | Energy demand | 0 | FEC
IE | TYNDP2026 | LEV | 2035 | TWh | 393 | Sub_sector | Buildings | Cooling | Buildings (cooling) | Energetic | buildings_cooling_final_demand_other | Others | EU | Energy demand | 0 | FEC
IE | TYNDP2026 | LEV | 2035 | TWh | 394 | Sub_sector | Buildings | Cooling | Buildings (cooling) | Energetic | buildings_cooling_final_demand_ammonia | Ammonia | EU | Energy demand | 0 | FEC
IE | TYNDP2026 | LEV | 2035 | TWh | 397 | Sub_sector | Buildings | Appliances | Buildings (appliances) | Energetic | buildings_appliances_final_demand_electricity | Electricity | EU | Energy demand | 9.8312 | FEC
IE | TYNDP2026 | LEV | 2035 | TWh | 398 | Sub_sector | Buildings | Appliances | Buildings (appliances) | Energetic | buildings_appliances_final_demand_hydrogen | Hydrogen | EU | Energy demand | 0 | FEC
IE | TYNDP2026 | LEV | 2035 | TWh | 399 | Sub_sector | Buildings | Appliances | Buildings (appliances) | Energetic | buildings_appliances_final_demand_methane | Methane | EU | Energy demand | 2.081 | FEC
IE | TYNDP2026 | LEV | 2035 | TWh | 400 | Sub_sector | Buildings | Appliances | Buildings (appliances) | Energetic | buildings_appliances_final_demand_heat | Heat | EU | Energy demand | 0 | FEC
IE | TYNDP2026 | LEV | 2035 | TWh | 401 | Sub_sector | Buildings | Appliances | Buildings (appliances) | Energetic | buildings_appliances_final_demand_biomass | Biomass | EU | Energy demand | 0 | FEC
IE | TYNDP2026 | LEV | 2035 | TWh | 402 | Sub_sector | Buildings | Appliances | Buildings (appliances) | Energetic | buildings_appliances_final_demand_coal | Solids | EU | Energy demand | 0 | FEC
IE | TYNDP2026 | LEV | 2035 | TWh | 403 | Sub_sector | Buildings | Appliances | Buildings (appliances) | Energetic | buildings_appliances_final_demand_oil | Liquids | EU | Energy demand | 0 | FEC
IE | TYNDP2026 | LEV | 2035 | TWh | 404 | Sub_sector | Buildings | Appliances | Buildings (appliances) | Energetic | buildings_appliances_final_demand_other | Others | EU | Energy demand | 0 | FEC
IE | TYNDP2026 | LEV | 2035 | TWh | 405 | Sub_sector | Buildings | Appliances | Buildings (appliances) | Energetic | buildings_appliances_final_demand_ammonia | Ammonia | EU | Energy demand | 0 | FEC
IE | TYNDP2026 | LEV | 2035 | TWh | 407 | Sub_sector | Buildings | Datacenters | Datacenters & ICT | Energetic | datacentres_final_demand_electricity_energetic | Electricity | EU | Energy demand | 9.1752 | FEC
IE | TYNDP2026 | LEV | 2035 | TWh | 408 | Sub_sector | Buildings | Datacenters | Datacenters & ICT | Energetic | datacentres_final_demand_hydrogen_energetic | Hydrogen | EU | Energy demand | 0 | FEC
IE | TYNDP2026 | LEV | 2035 | TWh | 409 | Sub_sector | Buildings | Datacenters | Datacenters & ICT | Energetic | datacentres_final_demand_methane_energetic | Methane | EU | Energy demand | 0 | FEC
IE | TYNDP2026 | LEV | 2035 | TWh | 410 | Sub_sector | Buildings | Datacenters | Datacenters & ICT | Energetic | datacentres_final_demand_heat_energetic | Heat | EU | Energy demand | 0 | FEC
IE | TYNDP2026 | LEV | 2035 | TWh | 411 | Sub_sector | Buildings | Datacenters | Datacenters & ICT | Energetic | datacentres_final_demand_biomass_energetic | Biomass | EU | Energy demand | 0 | FEC
IE | TYNDP2026 | LEV | 2035 | TWh | 412 | Sub_sector | Buildings | Datacenters | Datacenters & ICT | Energetic | datacentres_final_demand_coal_energetic | Solids | EU | Energy demand | 0 | FEC
IE | TYNDP2026 | LEV | 2035 | TWh | 413 | Sub_sector | Buildings | Datacenters | Datacenters & ICT | Energetic | datacentres_final_demand_oil_energetic | Liquids | EU | Energy demand | 0 | FEC
IE | TYNDP2026 | LEV | 2035 | TWh | 414 | Sub_sector | Buildings | Datacenters | Datacenters & ICT | Energetic | datacentres_final_demand_other_energetic | Others | EU | Energy demand | 0 | FEC
IE | TYNDP2026 | LEV | 2035 | TWh | 415 | Sub_sector | Buildings | Datacenters | Datacenters & ICT | Energetic | datacentres_final_demand_ammonia_energetic | Ammonia | EU | Energy demand | 0 | FEC
IE | TYNDP2026 | LEV | 2035 | TWh | 417 | Sub_sector | Transport | Others_Sector | Others_Sector | Energetic | other_final_demand_electricity_energetic | Electricity | EU | Energy demand | 0 | FEC
IE | TYNDP2026 | LEV | 2035 | TWh | 418 | Sub_sector | Transport | Others_Sector | Others_Sector | Energetic | other_final_demand_hydrogen_energetic | Hydrogen | EU | Energy demand | 0 | FEC
IE | TYNDP2026 | LEV | 2035 | TWh | 419 | Sub_sector | Transport | Pipeline Transport | Others_Sector | Energetic | other_final_demand_methane_energetic | Methane | EU | Energy demand | 0.19744 | FEC
IE | TYNDP2026 | LEV | 2035 | TWh | 420 | Sub_sector | Transport | Others_Sector | Others_Sector | Energetic | other_final_demand_heat_energetic | Heat | EU | Energy demand | 0 | FEC
IE | TYNDP2026 | LEV | 2035 | TWh | 421 | Sub_sector | Transport | Others_Sector | Others_Sector | Energetic | other_final_demand_biomass_energetic | Biomass | EU | Energy demand | 0 | FEC
IE | TYNDP2026 | LEV | 2035 | TWh | 422 | Sub_sector | Transport | Others_Sector | Others_Sector | Energetic | other_final_demand_coal_energetic | Solids | EU | Energy demand | 0 | FEC
IE | TYNDP2026 | LEV | 2035 | TWh | 423 | Sub_sector | Transport | Others_Sector | Others_Sector | Energetic | other_final_demand_oil_energetic | Liquids | EU | Energy demand | 0 | FEC
IE | TYNDP2026 | LEV | 2035 | TWh | 424 | Sub_sector | Others_Sector | Others_Sector | Others_Sector | Non-energetic | other_final_demand_oil_non_energetic | Liquids | EU | Energy demand | 0.36097 | not_included_in_FEC
IE | TYNDP2026 | LEV | 2035 | TWh | 425 | Sub_sector | Transport | Others_Sector | Others_Sector | Energetic | other_final_demand_other_energetic | Others | EU | Energy demand | 0 | FEC
IE | TYNDP2026 | LEV | 2035 | TWh | 426 | Sub_sector | Transport | Others_Sector | Others_Sector | Energetic | other_final_demand_ammonia_energetic | Ammonia | EU | Energy demand | 0 | FEC
IE | TYNDP2026 | LEV | 2035 | TWh | 427 | Sub_sector | Industry | Surplus_Heat_in_Industry | Surplus_Heat_in_Industry | Energetic | final_demand_of_industry_unused_local_production_steam_hot_water | Heat | EU | Energy demand | 0 | FEC
IE | TYNDP2026 | LEV | 2035 | TWh | 429 | Sub_sector | Agriculture | Total | Agriculture | Energetic | agriculture_final_demand_electricity_energetic | Electricity | EU | Energy demand | 0.59093 | FEC
IE | TYNDP2026 | LEV | 2035 | TWh | 430 | Sub_sector | Agriculture | Total | Agriculture | Energetic | agriculture_final_demand_hydrogen_energetic | Hydrogen | EU | Energy demand | 0 | FEC
IE | TYNDP2026 | LEV | 2035 | TWh | 431 | Sub_sector | Agriculture | Total | Agriculture | Energetic | agriculture_final_demand_methane_energetic | Methane | EU | Energy demand | 0.039976 | FEC
IE | TYNDP2026 | LEV | 2035 | TWh | 432 | Sub_sector | Agriculture | Total | Agriculture | Energetic | agriculture_final_demand_heat_energetic | Heat | EU | Energy demand | 0 | FEC
IE | TYNDP2026 | LEV | 2035 | TWh | 433 | Sub_sector | Agriculture | Total | Agriculture | Energetic | agriculture_final_demand_biomass_energetic | Biomass | EU | Energy demand | 0.02455 | FEC
IE | TYNDP2026 | LEV | 2035 | TWh | 434 | Sub_sector | Agriculture | Total | Agriculture | Energetic | agriculture_final_demand_coal_energetic | Solids | EU | Energy demand | 0 | FEC
IE | TYNDP2026 | LEV | 2035 | TWh | 435 | Sub_sector | Agriculture | Total | Agriculture | Energetic | agriculture_final_demand_oil_energetic | Liquids | EU | Energy demand | 1.5491 | FEC
IE | TYNDP2026 | LEV | 2035 | TWh | 436 | Sub_sector | Agriculture | Total | Agriculture | Energetic | agriculture_final_demand_other_energetic | Others | EU | Energy demand | 0 | FEC
IE | TYNDP2026 | LEV | 2035 | TWh | 437 | Sub_sector | Agriculture | Total | Agriculture | Energetic | agriculture_final_demand_ammonia_energetic | Ammonia | EU | Energy demand | 0 | FEC
IE | TYNDP2026 | LEV | 2035 | TWh | 447 | Sub_sector | Buildings | Surplus Energy | Buildings | Energetic | GAP | Electricity | EU | Energy demand | 0 | FEC
IE | TYNDP2026 | LEV | 2035 | TWh | 448 | Sub_sector | Buildings | Surplus Energy | Buildings | Energetic | GAP | Hydrogen | EU | Energy demand | 0 | FEC
IE | TYNDP2026 | LEV | 2035 | TWh | 449 | Sub_sector | Buildings | Surplus Energy | Buildings | Energetic | GAP | Methane | EU | Energy demand | 0 | FEC
IE | TYNDP2026 | LEV | 2035 | TWh | 450 | Sub_sector | Buildings | Surplus Energy | Buildings | Energetic | GAP | Heat | EU | Energy demand | 0 | FEC
IE | TYNDP2026 | LEV | 2035 | TWh | 451 | Sub_sector | Buildings | Surplus Energy | Buildings | Energetic | GAP | Biomass | EU | Energy demand | 0.00049783 | FEC
IE | TYNDP2026 | LEV | 2035 | TWh | 452 | Sub_sector | Buildings | Surplus Energy | Buildings | Energetic | GAP | Solids | EU | Energy demand | 0.0061541 | FEC
IE | TYNDP2026 | LEV | 2035 | TWh | 453 | Sub_sector | Buildings | Surplus Energy | Buildings | Energetic | GAP | Liquids | EU | Energy demand | 0.63787 | FEC
IE | TYNDP2026 | LEV | 2035 | TWh | 454 | Sub_sector | Buildings | Surplus Energy | Buildings | Energetic | GAP | Others | EU | Energy demand | 0 | FEC
IE | TYNDP2026 | LEV | 2035 | TWh | 455 | Sub_sector | Buildings | Surplus Energy | Buildings | Energetic | GAP | Ammonia | EU | Energy demand | 0 | FEC
IE | TYNDP2026 | LEV | 2035 | TWh | 456 | Sub_sector | Households | Surplus Energy | Households | Energetic | GAP | Electricity | EU | Energy demand | 0 | FEC
IE | TYNDP2026 | LEV | 2035 | TWh | 457 | Sub_sector | Households | Surplus Energy | Households | Energetic | GAP | Hydrogen | EU | Energy demand | 0 | FEC
IE | TYNDP2026 | LEV | 2035 | TWh | 458 | Sub_sector | Households | Surplus Energy | Households | Energetic | GAP | Methane | EU | Energy demand | 0 | FEC
IE | TYNDP2026 | LEV | 2035 | TWh | 459 | Sub_sector | Households | Surplus Energy | Households | Energetic | GAP | Heat | EU | Energy demand | 0 | FEC
IE | TYNDP2026 | LEV | 2035 | TWh | 460 | Sub_sector | Households | Surplus Energy | Households | Energetic | GAP | Biomass | EU | Energy demand | 0 | FEC
IE | TYNDP2026 | LEV | 2035 | TWh | 461 | Sub_sector | Households | Surplus Energy | Households | Energetic | GAP | Solids | EU | Energy demand | 0 | FEC
IE | TYNDP2026 | LEV | 2035 | TWh | 462 | Sub_sector | Households | Surplus Energy | Households | Energetic | GAP | Liquids | EU | Energy demand | 0 | FEC
IE | TYNDP2026 | LEV | 2035 | TWh | 463 | Sub_sector | Households | Surplus Energy | Households | Energetic | GAP | Others | EU | Energy demand | 0 | FEC
IE | TYNDP2026 | LEV | 2035 | TWh | 464 | Sub_sector | Households | Surplus Energy | Households | Energetic | GAP | Ammonia | EU | Energy demand | 0 | FEC
IE | TYNDP2026 | LEV | 2040 | TWh | 102 | Sub_sector | Industry | Aluminium | Industry (aluminium) | Energetic | industry_aluminium_demand_electricity_energetic | Electricity | EU | Energy demand | 0 | FEC
IE | TYNDP2026 | LEV | 2040 | TWh | 103 | Sub_sector | Industry | Aluminium | Industry (aluminium) | Energetic | industry_aluminium_demand_hydrogen_energetic | Hydrogen | EU | Energy demand | 0 | FEC
IE | TYNDP2026 | LEV | 2040 | TWh | 104 | Sub_sector | Industry | Aluminium | Industry (aluminium) | Energetic | industry_aluminium_demand_methane_energetic | Methane | EU | Energy demand | 0 | FEC
IE | TYNDP2026 | LEV | 2040 | TWh | 105 | Sub_sector | Industry | Aluminium | Industry (aluminium) | Energetic | industry_aluminium_demand_heat_energetic | Heat | EU | Energy demand | 0 | FEC
IE | TYNDP2026 | LEV | 2040 | TWh | 106 | Sub_sector | Industry | Aluminium | Industry (aluminium) | Energetic | industry_aluminium_demand_biomass_energetic | Biomass | EU | Energy demand | 0 | FEC
IE | TYNDP2026 | LEV | 2040 | TWh | 107 | Sub_sector | Industry | Aluminium | Industry (aluminium) | Energetic | industry_aluminium_demand_coal_energetic | Solids | EU | Energy demand | 0 | FEC
IE | TYNDP2026 | LEV | 2040 | TWh | 108 | Sub_sector | Industry | Aluminium | Industry (aluminium) | Energetic | industry_aluminium_demand_oil_energetic | Liquids | EU | Energy demand | 0 | FEC
IE | TYNDP2026 | LEV | 2040 | TWh | 109 | Sub_sector | Industry | Aluminium | Industry (aluminium) | Energetic | industry_aluminium_demand_others_energetic | Others | EU | Energy demand | 0 | FEC
IE | TYNDP2026 | LEV | 2040 | TWh | 110 | Sub_sector | Industry | Aluminium | Industry (aluminium) | Energetic | industry_ammonia_demand_others_energetic | Ammonia | EU | Energy demand | 0 | FEC
IE | TYNDP2026 | LEV | 2040 | TWh | 112 | Sub_sector | Industry | Chemicals | Industry (chemicals, energetic) | Energetic | industry_chemical_demand_electricity_energetic | Electricity | EU | Energy demand | 1.6482 | FEC
IE | TYNDP2026 | LEV | 2040 | TWh | 113 | Sub_sector | Industry | Chemicals | Industry (chemicals, energetic) | Energetic | industry_chemical_demand_hydrogen_energetic | Hydrogen | EU | Energy demand | 0.30684 | FEC
IE | TYNDP2026 | LEV | 2040 | TWh | 114 | Sub_sector | Industry | Chemicals | Industry (chemicals, energetic) | Energetic | industry_chemical_demand_methane_energetic | Methane | EU | Energy demand | 0.5461 | FEC
IE | TYNDP2026 | LEV | 2040 | TWh | 115 | Sub_sector | Industry | Chemicals | Industry (chemicals, energetic) | Energetic | industry_chemical_demand_heat_energetic | Heat | EU | Energy demand | 0 | FEC
IE | TYNDP2026 | LEV | 2040 | TWh | 116 | Sub_sector | Industry | Chemicals | Industry (chemicals, energetic) | Energetic | industry_chemical_demand_biomass_energetic | Biomass | EU | Energy demand | 0.071955 | FEC
IE | TYNDP2026 | LEV | 2040 | TWh | 117 | Sub_sector | Industry | Chemicals | Industry (chemicals, energetic) | Energetic | industry_chemical_demand_coal_energetic | Solids | EU | Energy demand | 0 | FEC
IE | TYNDP2026 | LEV | 2040 | TWh | 118 | Sub_sector | Industry | Chemicals | Industry (chemicals, energetic) | Energetic | industry_chemical_demand_oil_energetic | Liquids | EU | Energy demand | 0.01747 | FEC
IE | TYNDP2026 | LEV | 2040 | TWh | 119 | Sub_sector | Industry | Chemicals | Industry (chemicals, energetic) | Energetic | industry_chemical_demand_others_energetic | Others | EU | Energy demand | 0 | FEC
IE | TYNDP2026 | LEV | 2040 | TWh | 120 | Sub_sector | Industry | Chemicals | Industry (chemicals, energetic) | Energetic | industry_chemical_demand_ammonia_energetic | Ammonia | EU | Energy demand | 0 | FEC
IE | TYNDP2026 | LEV | 2040 | TWh | 122 | Sub_sector | Industry | Chemicals | Industry (chemicals, non-energetic) | Non-energetic | industry_chemical_demand_electricity_non_energetic | Electricity | EU | Energy demand | 0 | not_included_in_FEC
IE | TYNDP2026 | LEV | 2040 | TWh | 123 | Sub_sector | Industry | Chemicals | Industry (chemicals, non-energetic) | Non-energetic | industry_chemical_demand_hydrogen_non_energetic | Hydrogen | EU | Energy demand | 0 | not_included_in_FEC
IE | TYNDP2026 | LEV | 2040 | TWh | 124 | Sub_sector | Industry | Chemicals | Industry (chemicals, non-energetic) | Non-energetic | industry_chemical_demand_methane_non_energetic | Methane | EU | Energy demand | 0 | not_included_in_FEC
IE | TYNDP2026 | LEV | 2040 | TWh | 125 | Sub_sector | Industry | Chemicals | Industry (chemicals, non-energetic) | Non-energetic | industry_chemical_demand_heat_non_energetic | Heat | EU | Energy demand | 0 | not_included_in_FEC
IE | TYNDP2026 | LEV | 2040 | TWh | 126 | Sub_sector | Industry | Chemicals | Industry (chemicals, non-energetic) | Non-energetic | industry_chemical_demand_biomass_non_energetic | Biomass | EU | Energy demand | 0 | not_included_in_FEC
IE | TYNDP2026 | LEV | 2040 | TWh | 127 | Sub_sector | Industry | Chemicals | Industry (chemicals, non-energetic) | Non-energetic | industry_chemical_demand_coal_non_energetic | Solids | EU | Energy demand | 0 | not_included_in_FEC
IE | TYNDP2026 | LEV | 2040 | TWh | 128 | Sub_sector | Industry | Chemicals | Industry (chemicals, non-energetic) | Non-energetic | industry_chemical_demand_oil_non_energetic | Liquids | EU | Energy demand | 0 | not_included_in_FEC
IE | TYNDP2026 | LEV | 2040 | TWh | 129 | Sub_sector | Industry | Chemicals | Industry (chemicals, non-energetic) | Non-energetic | industry_chemical_demand_others_non_energetic | Others | EU | Energy demand | 0 | not_included_in_FEC
IE | TYNDP2026 | LEV | 2040 | TWh | 130 | Sub_sector | Industry | Chemicals | Industry (chemicals, non-energetic) | Non-energetic | industry_chemical_demand_ammonia_non_energetic | Ammonia | EU | Energy demand | 0 | not_included_in_FEC
IE | TYNDP2026 | LEV | 2040 | TWh | 132 | Sub_sector | Industry | Fertilizers | Industry (fertilizers, energetic) | Energetic | industry_fertilizers_demand_electricity_energetic | Electricity | EU | Energy demand | 0 | FEC
IE | TYNDP2026 | LEV | 2040 | TWh | 133 | Sub_sector | Industry | Fertilizers | Industry (fertilizers, energetic) | Energetic | industry_fertilizers_demand_hydrogen_energetic | Hydrogen | EU | Energy demand | 0 | FEC
IE | TYNDP2026 | LEV | 2040 | TWh | 134 | Sub_sector | Industry | Fertilizers | Industry (fertilizers, energetic) | Energetic | industry_fertilizers_demand_methane_energetic | Methane | EU | Energy demand | 0 | FEC
IE | TYNDP2026 | LEV | 2040 | TWh | 135 | Sub_sector | Industry | Fertilizers | Industry (fertilizers, energetic) | Energetic | industry_fertilizers_demand_heat_energetic | Heat | EU | Energy demand | 0 | FEC
IE | TYNDP2026 | LEV | 2040 | TWh | 136 | Sub_sector | Industry | Fertilizers | Industry (fertilizers, energetic) | Energetic | industry_fertilizers_demand_biomass_energetic | Biomass | EU | Energy demand | 0 | FEC
IE | TYNDP2026 | LEV | 2040 | TWh | 137 | Sub_sector | Industry | Fertilizers | Industry (fertilizers, energetic) | Energetic | industry_fertilizers_demand_coal_energetic | Solids | EU | Energy demand | 0 | FEC
IE | TYNDP2026 | LEV | 2040 | TWh | 138 | Sub_sector | Industry | Fertilizers | Industry (fertilizers, energetic) | Energetic | industry_fertilizers_demand_oil_energetic | Liquids | EU | Energy demand | 0 | FEC
IE | TYNDP2026 | LEV | 2040 | TWh | 139 | Sub_sector | Industry | Fertilizers | Industry (fertilizers, energetic) | Energetic | industry_fertilizers_demand_others_energetic | Others | EU | Energy demand | 0 | FEC
IE | TYNDP2026 | LEV | 2040 | TWh | 140 | Sub_sector | Industry | Fertilizers | Industry (fertilizers, energetic) | Energetic | industry_fertilizers_demand_ammonia_energetic | Ammonia | EU | Energy demand | 0 | FEC
IE | TYNDP2026 | LEV | 2040 | TWh | 142 | Sub_sector | Industry | Fertilizers | Industry (fertilizers, non-energetic) | Non-energetic | industry_fertilizers_demand_electricity_non_energetic | Electricity | EU | Energy demand | 0 | not_included_in_FEC
IE | TYNDP2026 | LEV | 2040 | TWh | 143 | Sub_sector | Industry | Fertilizers | Industry (fertilizers, non-energetic) | Non-energetic | industry_fertilizers_demand_hydrogen_non_energetic | Hydrogen | EU | Energy demand | 0 | not_included_in_FEC
IE | TYNDP2026 | LEV | 2040 | TWh | 144 | Sub_sector | Industry | Fertilizers | Industry (fertilizers, non-energetic) | Non-energetic | industry_fertilizers_demand_methane_non_energetic | Methane | EU | Energy demand | 0 | not_included_in_FEC
IE | TYNDP2026 | LEV | 2040 | TWh | 145 | Sub_sector | Industry | Fertilizers | Industry (fertilizers, non-energetic) | Non-energetic | industry_fertilizers_demand_heat_non_energetic | Heat | EU | Energy demand | 0 | not_included_in_FEC
IE | TYNDP2026 | LEV | 2040 | TWh | 146 | Sub_sector | Industry | Fertilizers | Industry (fertilizers, non-energetic) | Non-energetic | industry_fertilizers_demand_biomass_non_energetic | Biomass | EU | Energy demand | 0 | not_included_in_FEC
IE | TYNDP2026 | LEV | 2040 | TWh | 147 | Sub_sector | Industry | Fertilizers | Industry (fertilizers, non-energetic) | Non-energetic | industry_fertilizers_demand_coal_non_energetic | Solids | EU | Energy demand | 0 | not_included_in_FEC
IE | TYNDP2026 | LEV | 2040 | TWh | 148 | Sub_sector | Industry | Fertilizers | Industry (fertilizers, non-energetic) | Non-energetic | industry_fertilizers_demand_oil_non_energetic | Liquids | EU | Energy demand | 0 | not_included_in_FEC
IE | TYNDP2026 | LEV | 2040 | TWh | 149 | Sub_sector | Industry | Fertilizers | Industry (fertilizers, non-energetic) | Non-energetic | industry_fertilizers_demand_others_non_energetic | Others | EU | Energy demand | 0 | not_included_in_FEC
IE | TYNDP2026 | LEV | 2040 | TWh | 150 | Sub_sector | Industry | Fertilizers | Industry (fertilizers, non-energetic) | Non-energetic | industry_fertilizers_demand_ammonia_non_energetic | Ammonia | EU | Energy demand | 0 | not_included_in_FEC
IE | TYNDP2026 | LEV | 2040 | TWh | 152 | Sub_sector | Industry | Food | Industry (food) | Energetic | industry_food_demand_electricity_energetic | Electricity | EU | Energy demand | 0 | FEC
IE | TYNDP2026 | LEV | 2040 | TWh | 153 | Sub_sector | Industry | Food | Industry (food) | Energetic | industry_food_demand_hydrogen_energetic | Hydrogen | EU | Energy demand | 0 | FEC
IE | TYNDP2026 | LEV | 2040 | TWh | 154 | Sub_sector | Industry | Food | Industry (food) | Energetic | industry_food_demand_methane_energetic | Methane | EU | Energy demand | 0 | FEC
IE | TYNDP2026 | LEV | 2040 | TWh | 155 | Sub_sector | Industry | Food | Industry (food) | Energetic | industry_food_demand_heat_energetic | Heat | EU | Energy demand | 0 | FEC
IE | TYNDP2026 | LEV | 2040 | TWh | 156 | Sub_sector | Industry | Food | Industry (food) | Energetic | industry_food_demand_biomass_energetic | Biomass | EU | Energy demand | 0 | FEC
IE | TYNDP2026 | LEV | 2040 | TWh | 157 | Sub_sector | Industry | Food | Industry (food) | Energetic | industry_food_demand_coal_energetic | Solids | EU | Energy demand | 0 | FEC
IE | TYNDP2026 | LEV | 2040 | TWh | 158 | Sub_sector | Industry | Food | Industry (food) | Energetic | industry_food_demand_oil_energetic | Liquids | EU | Energy demand | 0 | FEC
IE | TYNDP2026 | LEV | 2040 | TWh | 159 | Sub_sector | Industry | Food | Industry (food) | Energetic | industry_food_demand_others_energetic | Others | EU | Energy demand | 0 | FEC
IE | TYNDP2026 | LEV | 2040 | TWh | 160 | Sub_sector | Industry | Food | Industry (food) | Energetic | industry_food_demand_ammonia_energetic | Ammonia | EU | Energy demand | 0 | FEC
IE | TYNDP2026 | LEV | 2040 | TWh | 162 | Sub_sector | Industry | Metals | Industry (metal) | Energetic | industry_metal_demand_electricity_energetic | Electricity | EU | Energy demand | 0.52819 | FEC
IE | TYNDP2026 | LEV | 2040 | TWh | 163 | Sub_sector | Industry | Metals | Industry (metal) | Energetic | industry_metal_demand_hydrogen_energetic | Hydrogen | EU | Energy demand | 0 | FEC
IE | TYNDP2026 | LEV | 2040 | TWh | 164 | Sub_sector | Industry | Metals | Industry (metal) | Energetic | industry_metal_demand_methane_energetic | Methane | EU | Energy demand | 4.7083 | FEC
IE | TYNDP2026 | LEV | 2040 | TWh | 165 | Sub_sector | Industry | Metals | Industry (metal) | Energetic | industry_metal_demand_heat_energetic | Heat | EU | Energy demand | 0 | FEC
IE | TYNDP2026 | LEV | 2040 | TWh | 166 | Sub_sector | Industry | Metals | Industry (metal) | Energetic | industry_metal_demand_biomass_energetic | Biomass | EU | Energy demand | 0 | FEC
IE | TYNDP2026 | LEV | 2040 | TWh | 167 | Sub_sector | Industry | Metals | Industry (metal) | Energetic | industry_metal_demand_coal_energetic | Solids | EU | Energy demand | 0 | FEC
IE | TYNDP2026 | LEV | 2040 | TWh | 168 | Sub_sector | Industry | Metals | Industry (metal) | Energetic | industry_metal_demand_oil_energetic | Liquids | EU | Energy demand | 0.12379 | FEC
IE | TYNDP2026 | LEV | 2040 | TWh | 169 | Sub_sector | Industry | Metals | Industry (metal) | Energetic | industry_metal_demand_others_energetic | Others | EU | Energy demand | 0 | FEC
IE | TYNDP2026 | LEV | 2040 | TWh | 170 | Sub_sector | Industry | Metals | Industry (metal) | Energetic | industry_metal_demand_ammonia_energetic | Ammonia | EU | Energy demand | 0 | FEC
IE | TYNDP2026 | LEV | 2040 | TWh | 172 | Sub_sector | Industry | Others | Industry (other, energetic) | Energetic | industry_other_demand_electricity_energetic | Electricity | EU | Energy demand | 2.8752 | FEC
IE | TYNDP2026 | LEV | 2040 | TWh | 173 | Sub_sector | Industry | Others | Industry (other, energetic) | Energetic | industry_other_demand_hydrogen_energetic | Hydrogen | EU | Energy demand | 2.0865 | FEC
IE | TYNDP2026 | LEV | 2040 | TWh | 174 | Sub_sector | Industry | Others | Industry (other, energetic) | Energetic | industry_other_demand_methane_energetic | Methane | EU | Energy demand | 1.7842 | FEC
IE | TYNDP2026 | LEV | 2040 | TWh | 175 | Sub_sector | Industry | Others | Industry (other, energetic) | Energetic | industry_other_demand_heat_energetic | Heat | EU | Energy demand | 0 | FEC
IE | TYNDP2026 | LEV | 2040 | TWh | 176 | Sub_sector | Industry | Others | Industry (other, energetic) | Energetic | industry_other_demand_biomass_energetic | Biomass | EU | Energy demand | 1.3034 | FEC
IE | TYNDP2026 | LEV | 2040 | TWh | 177 | Sub_sector | Industry | Others | Industry (other, energetic) | Energetic | industry_other_demand_coal_energetic | Solids | EU | Energy demand | 0.061489 | FEC
IE | TYNDP2026 | LEV | 2040 | TWh | 178 | Sub_sector | Industry | Others | Industry (other, energetic) | Energetic | industry_other_demand_oil_energetic | Liquids | EU | Energy demand | 1.9154 | FEC
IE | TYNDP2026 | LEV | 2040 | TWh | 179 | Sub_sector | Industry | Others | Industry (other, energetic) | Energetic | industry_other_demand_others_energetic | Others | EU | Energy demand | 0 | FEC
IE | TYNDP2026 | LEV | 2040 | TWh | 180 | Sub_sector | Industry | Others | Industry (other, energetic) | Energetic | industry_other_demand_ammonia_energetic | Ammonia | EU | Energy demand | 0 | FEC
IE | TYNDP2026 | LEV | 2040 | TWh | 182 | Sub_sector | Industry | Others | Industry (other, non-energetic) | Non-energetic | industry_other_demand_electricity_non_energetic | Electricity | EU | Energy demand | 0 | not_included_in_FEC
IE | TYNDP2026 | LEV | 2040 | TWh | 183 | Sub_sector | Industry | Others | Industry (other, non-energetic) | Non-energetic | industry_other_demand_hydrogen_non_energetic | Hydrogen | EU | Energy demand | 0.24389 | not_included_in_FEC
IE | TYNDP2026 | LEV | 2040 | TWh | 184 | Sub_sector | Industry | Others | Industry (other, non-energetic) | Non-energetic | industry_other_demand_methane_non_energetic | Methane | EU | Energy demand | 0 | not_included_in_FEC
IE | TYNDP2026 | LEV | 2040 | TWh | 185 | Sub_sector | Industry | Others | Industry (other, non-energetic) | Non-energetic | industry_other_demand_heat_non_energetic | Heat | EU | Energy demand | 0 | not_included_in_FEC
IE | TYNDP2026 | LEV | 2040 | TWh | 186 | Sub_sector | Industry | Others | Industry (other, non-energetic) | Non-energetic | industry_other_demand_biomass_non_energetic | Biomass | EU | Energy demand | 0.60973 | not_included_in_FEC
IE | TYNDP2026 | LEV | 2040 | TWh | 187 | Sub_sector | Industry | Others | Industry (other, non-energetic) | Non-energetic | industry_other_demand_coal_non_energetic | Solids | EU | Energy demand | 0 | not_included_in_FEC
IE | TYNDP2026 | LEV | 2040 | TWh | 188 | Sub_sector | Industry | Others | Industry (other, non-energetic) | Non-energetic | industry_other_demand_oil_non_energetic | Liquids | EU | Energy demand | 1.5853 | not_included_in_FEC
IE | TYNDP2026 | LEV | 2040 | TWh | 189 | Sub_sector | Industry | Others | Industry (other, non-energetic) | Non-energetic | industry_other_demand_others_non_energetic | Others | EU | Energy demand | 0 | not_included_in_FEC
IE | TYNDP2026 | LEV | 2040 | TWh | 190 | Sub_sector | Industry | Others | Industry (other, non-energetic) | Non-energetic | industry_other_demand_ammonia_non_energetic | Ammonia | EU | Energy demand | 0 | not_included_in_FEC
IE | TYNDP2026 | LEV | 2040 | TWh | 192 | Sub_sector | Industry | Paper | Industry (paper) | Energetic | industry_paper_demand_electricity_energetic | Electricity | EU | Energy demand | 0.11476 | FEC
IE | TYNDP2026 | LEV | 2040 | TWh | 193 | Sub_sector | Industry | Paper | Industry (paper) | Energetic | industry_paper_demand_hydrogen_energetic | Hydrogen | EU | Energy demand | 0 | FEC
IE | TYNDP2026 | LEV | 2040 | TWh | 194 | Sub_sector | Industry | Paper | Industry (paper) | Energetic | industry_paper_demand_methane_energetic | Methane | EU | Energy demand | 0.071038 | FEC
IE | TYNDP2026 | LEV | 2040 | TWh | 195 | Sub_sector | Industry | Paper | Industry (paper) | Energetic | industry_paper_demand_heat_energetic | Heat | EU | Energy demand | 0 | FEC
IE | TYNDP2026 | LEV | 2040 | TWh | 196 | Sub_sector | Industry | Paper | Industry (paper) | Energetic | industry_paper_demand_biomass_energetic | Biomass | EU | Energy demand | 0 | FEC
IE | TYNDP2026 | LEV | 2040 | TWh | 197 | Sub_sector | Industry | Paper | Industry (paper) | Energetic | industry_paper_demand_coal_energetic | Solids | EU | Energy demand | 0 | FEC
IE | TYNDP2026 | LEV | 2040 | TWh | 198 | Sub_sector | Industry | Paper | Industry (paper) | Energetic | industry_paper_demand_oil_energetic | Liquids | EU | Energy demand | 0.010312 | FEC
IE | TYNDP2026 | LEV | 2040 | TWh | 199 | Sub_sector | Industry | Paper | Industry (paper) | Energetic | industry_paper_demand_others_energetic | Others | EU | Energy demand | 0 | FEC
IE | TYNDP2026 | LEV | 2040 | TWh | 200 | Sub_sector | Industry | Paper | Industry (paper) | Energetic | industry_paper_demand_ammonia_energetic | Ammonia | EU | Energy demand | 0 | FEC
IE | TYNDP2026 | LEV | 2040 | TWh | 202 | Sub_sector | Industry | Refineries | Industry (refineries, energetic) | Energetic | industry_refinery_demand_electricity_energetic | Electricity | EU | Energy demand | 0.17123 | not_included_in_FEC
IE | TYNDP2026 | LEV | 2040 | TWh | 203 | Sub_sector | Industry | Refineries | Industry (refineries, energetic) | Energetic | industry_refinery_demand_hydrogen_energetic | Hydrogen | EU | Energy demand | 3.9096 | not_included_in_FEC
IE | TYNDP2026 | LEV | 2040 | TWh | 204 | Sub_sector | Industry | Refineries | Industry (refineries, energetic) | Energetic | industry_refinery_demand_methane_energetic | Methane | EU | Energy demand | 0 | not_included_in_FEC
IE | TYNDP2026 | LEV | 2040 | TWh | 205 | Sub_sector | Industry | Refineries | Industry (refineries, energetic) | Energetic | industry_refinery_demand_heat_energetic | Heat | EU | Energy demand | 0 | not_included_in_FEC
IE | TYNDP2026 | LEV | 2040 | TWh | 206 | Sub_sector | Industry | Refineries | Industry (refineries, energetic) | Energetic | industry_refinery_demand_biomass_energetic | Biomass | EU | Energy demand | 0 | not_included_in_FEC
IE | TYNDP2026 | LEV | 2040 | TWh | 207 | Sub_sector | Industry | Refineries | Industry (refineries, energetic) | Energetic | industry_refinery_demand_coal_energetic | Solids | EU | Energy demand | 0 | not_included_in_FEC
IE | TYNDP2026 | LEV | 2040 | TWh | 208 | Sub_sector | Industry | Refineries | Industry (refineries, energetic) | Energetic | industry_refinery_demand_oil_energetic | Liquids | EU | Energy demand | 0 | not_included_in_FEC
IE | TYNDP2026 | LEV | 2040 | TWh | 209 | Sub_sector | Industry | Refineries | Industry (refineries, energetic) | Energetic | industry_refinery_demand_others_energetic | Others | EU | Energy demand | 0 | not_included_in_FEC
IE | TYNDP2026 | LEV | 2040 | TWh | 210 | Sub_sector | Industry | Refineries | Industry (refineries, energetic) | Energetic | industry_refinery_demand_ammonia_energetic | Ammonia | EU | Energy demand | 0 | not_included_in_FEC
IE | TYNDP2026 | LEV | 2040 | TWh | 212 | Sub_sector | Industry | Refineries | Industry (refineries, non-energetic) | Non-energetic | industry_refinery_demand_electricity_non_energetic | Electricity | EU | Energy demand | 0 | not_included_in_FEC
IE | TYNDP2026 | LEV | 2040 | TWh | 213 | Sub_sector | Industry | Refineries | Industry (refineries, non-energetic) | Non-energetic | industry_refinery_demand_hydrogen_non_energetic | Hydrogen | EU | Energy demand | 0 | not_included_in_FEC
IE | TYNDP2026 | LEV | 2040 | TWh | 214 | Sub_sector | Industry | Refineries | Industry (refineries, non-energetic) | Non-energetic | industry_refinery_demand_methane_non_energetic | Methane | EU | Energy demand | 0 | not_included_in_FEC
IE | TYNDP2026 | LEV | 2040 | TWh | 215 | Sub_sector | Industry | Refineries | Industry (refineries, non-energetic) | Non-energetic | industry_refinery_demand_heat_non_energetic | Heat | EU | Energy demand | 0 | not_included_in_FEC
IE | TYNDP2026 | LEV | 2040 | TWh | 216 | Sub_sector | Industry | Refineries | Industry (refineries, non-energetic) | Non-energetic | industry_refinery_demand_biomass_non_energetic | Biomass | EU | Energy demand | 0 | not_included_in_FEC
IE | TYNDP2026 | LEV | 2040 | TWh | 217 | Sub_sector | Industry | Refineries | Industry (refineries, non-energetic) | Non-energetic | industry_refinery_demand_coal_non_energetic | Solids | EU | Energy demand | 0 | not_included_in_FEC
IE | TYNDP2026 | LEV | 2040 | TWh | 218 | Sub_sector | Industry | Refineries | Industry (refineries, non-energetic) | Non-energetic | industry_refinery_demand_oil_non_energetic | Liquids | EU | Energy demand | 0 | not_included_in_FEC
IE | TYNDP2026 | LEV | 2040 | TWh | 219 | Sub_sector | Industry | Refineries | Industry (refineries, non-energetic) | Non-energetic | industry_refinery_demand_others_non_energetic | Others | EU | Energy demand | 0 | not_included_in_FEC
IE | TYNDP2026 | LEV | 2040 | TWh | 220 | Sub_sector | Industry | Refineries | Industry (refineries, non-energetic) | Non-energetic | industry_refinery_demand_ammonia_non_energetic | Ammonia | EU | Energy demand | 0 | not_included_in_FEC
IE | TYNDP2026 | LEV | 2040 | TWh | 222 | Sub_sector | Industry | Steel | Industry (steel) | Energetic | industry_steel_demand_electricity_energetic | Electricity | EU | Energy demand | 0 | FEC
IE | TYNDP2026 | LEV | 2040 | TWh | 223 | Sub_sector | Industry | Steel | Industry (steel) | Energetic | industry_steel_demand_hydrogen_energetic | Hydrogen | EU | Energy demand | 0 | FEC
IE | TYNDP2026 | LEV | 2040 | TWh | 224 | Sub_sector | Industry | Steel | Industry (steel) | Energetic | industry_steel_demand_methane_energetic | Methane | EU | Energy demand | 0 | FEC
IE | TYNDP2026 | LEV | 2040 | TWh | 225 | Sub_sector | Industry | Steel | Industry (steel) | Energetic | industry_steel_demand_heat_energetic | Heat | EU | Energy demand | 0 | FEC
IE | TYNDP2026 | LEV | 2040 | TWh | 226 | Sub_sector | Industry | Steel | Industry (steel) | Energetic | industry_steel_demand_biomass_energetic | Biomass | EU | Energy demand | 0 | FEC
IE | TYNDP2026 | LEV | 2040 | TWh | 227 | Sub_sector | Industry | Steel | Industry (steel) | Energetic | industry_steel_demand_coal_energetic | Solids | EU | Energy demand | 0 | FEC
IE | TYNDP2026 | LEV | 2040 | TWh | 228 | Sub_sector | Industry | Steel | Industry (steel) | Energetic | industry_steel_demand_oil_energetic | Liquids | EU | Energy demand | 0 | FEC
IE | TYNDP2026 | LEV | 2040 | TWh | 229 | Sub_sector | Industry | Steel | Industry (steel) | Energetic | industry_steel_demand_others_energetic | Others | EU | Energy demand | 0 | FEC
IE | TYNDP2026 | LEV | 2040 | TWh | 230 | Sub_sector | Industry | Steel | Industry (steel) | Energetic | industry_steel_demand_ammonia_energetic | Ammonia | EU | Energy demand | 0 | FEC
IE | TYNDP2026 | LEV | 2040 | TWh | 232 | Sub_sector | Transport | Cars | Transport (cars) | Energetic | transport_cars_final_demand_electricity | Electricity | EU | Energy demand | 8.2938 | FEC
IE | TYNDP2026 | LEV | 2040 | TWh | 233 | Sub_sector | Transport | Cars | Transport (cars) | Energetic | transport_cars_final_demand_hydrogen | Hydrogen | EU | Energy demand | 0 | FEC
IE | TYNDP2026 | LEV | 2040 | TWh | 234 | Sub_sector | Transport | Cars | Transport (cars) | Energetic | transport_cars_final_demand_methane | Methane | EU | Energy demand | 0 | FEC
IE | TYNDP2026 | LEV | 2040 | TWh | 235 | Sub_sector | Transport | Cars | Transport (cars) | Energetic | transport_cars_final_demand_heat | Heat | EU | Energy demand | 0 | FEC
IE | TYNDP2026 | LEV | 2040 | TWh | 236 | Sub_sector | Transport | Cars | Transport (cars) | Energetic | transport_cars_final_demand_biomass | Biomass | EU | Energy demand | 0 | FEC
IE | TYNDP2026 | LEV | 2040 | TWh | 237 | Sub_sector | Transport | Cars | Transport (cars) | Energetic | transport_cars_final_demand_coal | Solids | EU | Energy demand | 0 | FEC
IE | TYNDP2026 | LEV | 2040 | TWh | 238 | Sub_sector | Transport | Cars | Transport (cars) | Energetic | transport_cars_final_demand_oil | Liquids | EU | Energy demand | 0 | FEC
IE | TYNDP2026 | LEV | 2040 | TWh | 239 | Sub_sector | Transport | Cars | Transport (cars) | Energetic | transport_cars_final_demand_other | Others | EU | Energy demand | 0 | FEC
IE | TYNDP2026 | LEV | 2040 | TWh | 240 | Sub_sector | Transport | Cars | Transport (cars) | Energetic | transport_cars_final_demand_ammonia | Ammonia | EU | Energy demand | 0 | FEC
IE | TYNDP2026 | LEV | 2040 | TWh | 242 | Sub_sector | Transport | Busses | Transport (busses) | Energetic | transport_busses_final_demand_electricity | Electricity | EU | Energy demand | 0.09282 | FEC
IE | TYNDP2026 | LEV | 2040 | TWh | 243 | Sub_sector | Transport | Busses | Transport (busses) | Energetic | transport_busses_final_demand_hydrogen | Hydrogen | EU | Energy demand | 0 | FEC
IE | TYNDP2026 | LEV | 2040 | TWh | 244 | Sub_sector | Transport | Busses | Transport (busses) | Energetic | transport_busses_final_demand_methane | Methane | EU | Energy demand | 0.028977 | FEC
IE | TYNDP2026 | LEV | 2040 | TWh | 245 | Sub_sector | Transport | Busses | Transport (busses) | Energetic | transport_busses_final_demand_heat | Heat | EU | Energy demand | 0 | FEC
IE | TYNDP2026 | LEV | 2040 | TWh | 246 | Sub_sector | Transport | Busses | Transport (busses) | Energetic | transport_busses_final_demand_biomass | Biomass | EU | Energy demand | 0 | FEC
IE | TYNDP2026 | LEV | 2040 | TWh | 247 | Sub_sector | Transport | Busses | Transport (busses) | Energetic | transport_busses_final_demand_coal | Solids | EU | Energy demand | 0 | FEC
IE | TYNDP2026 | LEV | 2040 | TWh | 248 | Sub_sector | Transport | Busses | Transport (busses) | Energetic | transport_busses_final_demand_oil | Liquids | EU | Energy demand | 0 | FEC
IE | TYNDP2026 | LEV | 2040 | TWh | 249 | Sub_sector | Transport | Busses | Transport (busses) | Energetic | transport_busses_final_demand_other | Others | EU | Energy demand | 0 | FEC
IE | TYNDP2026 | LEV | 2040 | TWh | 250 | Sub_sector | Transport | Busses | Transport (busses) | Energetic | transport_busses_final_demand_ammonia | Ammonia | EU | Energy demand | 0 | FEC
IE | TYNDP2026 | LEV | 2040 | TWh | 252 | Sub_sector | Transport | Trucks | Transport (trucks) | Energetic | transport_trucks_final_demand_electricity | Electricity | EU | Energy demand | 0.5427 | FEC
IE | TYNDP2026 | LEV | 2040 | TWh | 253 | Sub_sector | Transport | Trucks | Transport (trucks) | Energetic | transport_trucks_final_demand_hydrogen | Hydrogen | EU | Energy demand | 2.5207 | FEC
IE | TYNDP2026 | LEV | 2040 | TWh | 254 | Sub_sector | Transport | Trucks | Transport (trucks) | Energetic | transport_trucks_final_demand_methane | Methane | EU | Energy demand | 1.5848 | FEC
IE | TYNDP2026 | LEV | 2040 | TWh | 255 | Sub_sector | Transport | Trucks | Transport (trucks) | Energetic | transport_trucks_final_demand_heat | Heat | EU | Energy demand | 0 | FEC
IE | TYNDP2026 | LEV | 2040 | TWh | 256 | Sub_sector | Transport | Trucks | Transport (trucks) | Energetic | transport_trucks_final_demand_biomass | Biomass | EU | Energy demand | 0 | FEC
IE | TYNDP2026 | LEV | 2040 | TWh | 257 | Sub_sector | Transport | Trucks | Transport (trucks) | Energetic | transport_trucks_final_demand_coal | Solids | EU | Energy demand | 0 | FEC
IE | TYNDP2026 | LEV | 2040 | TWh | 258 | Sub_sector | Transport | Trucks | Transport (trucks) | Energetic | transport_trucks_final_demand_oil | Liquids | EU | Energy demand | 3.1696 | FEC
IE | TYNDP2026 | LEV | 2040 | TWh | 259 | Sub_sector | Transport | Trucks | Transport (trucks) | Energetic | transport_trucks_final_demand_other | Others | EU | Energy demand | 0 | FEC
IE | TYNDP2026 | LEV | 2040 | TWh | 260 | Sub_sector | Transport | Trucks | Transport (trucks) | Energetic | transport_trucks_final_demand_ammonia | Ammonia | EU | Energy demand | 0 | FEC
IE | TYNDP2026 | LEV | 2040 | TWh | 262 | Sub_sector | Transport | Vans | Transport (vans) | Energetic | transport_vans_final_demand_electricity | Electricity | EU | Energy demand | 0.37751 | FEC
IE | TYNDP2026 | LEV | 2040 | TWh | 263 | Sub_sector | Transport | Vans | Transport (vans) | Energetic | transport_vans_final_demand_hydrogen | Hydrogen | EU | Energy demand | 0.332 | FEC
IE | TYNDP2026 | LEV | 2040 | TWh | 264 | Sub_sector | Transport | Vans | Transport (vans) | Energetic | transport_vans_final_demand_methane | Methane | EU | Energy demand | 0.17084 | FEC
IE | TYNDP2026 | LEV | 2040 | TWh | 265 | Sub_sector | Transport | Vans | Transport (vans) | Energetic | transport_vans_final_demand_heat | Heat | EU | Energy demand | 0 | FEC
IE | TYNDP2026 | LEV | 2040 | TWh | 266 | Sub_sector | Transport | Vans | Transport (vans) | Energetic | transport_vans_final_demand_biomass | Biomass | EU | Energy demand | 0 | FEC
IE | TYNDP2026 | LEV | 2040 | TWh | 267 | Sub_sector | Transport | Vans | Transport (vans) | Energetic | transport_vans_final_demand_coal | Solids | EU | Energy demand | 0 | FEC
IE | TYNDP2026 | LEV | 2040 | TWh | 268 | Sub_sector | Transport | Vans | Transport (vans) | Energetic | transport_vans_final_demand_oil | Liquids | EU | Energy demand | 2.1439 | FEC
IE | TYNDP2026 | LEV | 2040 | TWh | 269 | Sub_sector | Transport | Vans | Transport (vans) | Energetic | transport_vans_final_demand_other | Others | EU | Energy demand | 0 | FEC
IE | TYNDP2026 | LEV | 2040 | TWh | 270 | Sub_sector | Transport | Vans | Transport (vans) | Energetic | transport_vans_final_demand_ammonia | Ammonia | EU | Energy demand | 0 | FEC
IE | TYNDP2026 | LEV | 2040 | TWh | 272 | Sub_sector | Transport | Freight trains | Transport (trains) | Energetic | transport_trains_final_demand_electricity | Electricity | EU | Energy demand | 0.81325 | FEC
IE | TYNDP2026 | LEV | 2040 | TWh | 273 | Sub_sector | Transport | Freight trains | Transport (trains) | Energetic | transport_trains_final_demand_hydrogen | Hydrogen | EU | Energy demand | 0.15678 | FEC
IE | TYNDP2026 | LEV | 2040 | TWh | 274 | Sub_sector | Transport | Freight trains | Transport (trains) | Energetic | transport_trains_final_demand_methane | Methane | EU | Energy demand | 0 | FEC
IE | TYNDP2026 | LEV | 2040 | TWh | 275 | Sub_sector | Transport | Freight trains | Transport (trains) | Energetic | transport_trains_final_demand_heat | Heat | EU | Energy demand | 0 | FEC
IE | TYNDP2026 | LEV | 2040 | TWh | 276 | Sub_sector | Transport | Freight trains | Transport (trains) | Energetic | transport_trains_final_demand_biomass | Biomass | EU | Energy demand | 0 | FEC
IE | TYNDP2026 | LEV | 2040 | TWh | 277 | Sub_sector | Transport | Freight trains | Transport (trains) | Energetic | transport_trains_final_demand_coal | Solids | EU | Energy demand | 0 | FEC
IE | TYNDP2026 | LEV | 2040 | TWh | 278 | Sub_sector | Transport | Freight trains | Transport (trains) | Energetic | transport_trains_final_demand_oil | Liquids | EU | Energy demand | 2.3248 | FEC
IE | TYNDP2026 | LEV | 2040 | TWh | 279 | Sub_sector | Transport | Freight trains | Transport (trains) | Energetic | transport_trains_final_demand_other | Others | EU | Energy demand | 0 | FEC
IE | TYNDP2026 | LEV | 2040 | TWh | 280 | Sub_sector | Transport | Freight trains | Transport (trains) | Energetic | transport_trains_final_demand_ammonia | Ammonia | EU | Energy demand | 0 | FEC
IE | TYNDP2026 | LEV | 2040 | TWh | 282 | Sub_sector | Transport | Ships | Transport (ships) | Energetic | transport_ships_final_demand_electricity | Electricity | EU | Energy demand | 0 | FEC
IE | TYNDP2026 | LEV | 2040 | TWh | 283 | Sub_sector | Transport | Ships | Transport (ships) | Energetic | transport_ships_final_demand_hydrogen | Hydrogen | EU | Energy demand | 0 | FEC
IE | TYNDP2026 | LEV | 2040 | TWh | 284 | Sub_sector | Transport | Ships | Transport (ships) | Energetic | transport_ships_final_demand_methane | Methane | EU | Energy demand | 0 | FEC
IE | TYNDP2026 | LEV | 2040 | TWh | 285 | Sub_sector | Transport | Ships | Transport (ships) | Energetic | transport_ships_final_demand_heat | Heat | EU | Energy demand | 0 | FEC
IE | TYNDP2026 | LEV | 2040 | TWh | 286 | Sub_sector | Transport | Ships | Transport (ships) | Energetic | transport_ships_final_demand_biomass | Biomass | EU | Energy demand | 0 | FEC
IE | TYNDP2026 | LEV | 2040 | TWh | 287 | Sub_sector | Transport | Ships | Transport (ships) | Energetic | transport_ships_final_demand_coal | Solids | EU | Energy demand | 0 | FEC
IE | TYNDP2026 | LEV | 2040 | TWh | 288 | Sub_sector | Transport | Ships | Transport (ships) | Energetic | transport_ships_final_demand_oil | Liquids | EU | Energy demand | 1.2457 | FEC
IE | TYNDP2026 | LEV | 2040 | TWh | 289 | Sub_sector | Transport | Ships | Transport (ships) | Energetic | transport_ships_final_demand_other | Others | EU | Energy demand | 0 | FEC
IE | TYNDP2026 | LEV | 2040 | TWh | 290 | Sub_sector | Transport | Ships | Transport (ships) | Energetic | transport_ships_final_demand_ammonia | Ammonia | EU | Energy demand | 0 | FEC
IE | TYNDP2026 | LEV | 2040 | TWh | 292 | Sub_sector | Transport | Planes | Transport (planes) | Energetic | transport_planes_final_demand_electricity | Electricity | EU | Energy demand | 0 | FEC
IE | TYNDP2026 | LEV | 2040 | TWh | 293 | Sub_sector | Transport | Planes | Transport (planes) | Energetic | transport_planes_final_demand_hydrogen | Hydrogen | EU | Energy demand | 0 | FEC
IE | TYNDP2026 | LEV | 2040 | TWh | 294 | Sub_sector | Transport | Planes | Transport (planes) | Energetic | transport_planes_final_demand_methane | Methane | EU | Energy demand | 0 | FEC
IE | TYNDP2026 | LEV | 2040 | TWh | 295 | Sub_sector | Transport | Planes | Transport (planes) | Energetic | transport_planes_final_demand_heat | Heat | EU | Energy demand | 0 | FEC
IE | TYNDP2026 | LEV | 2040 | TWh | 296 | Sub_sector | Transport | Planes | Transport (planes) | Energetic | transport_planes_final_demand_biomass | Biomass | EU | Energy demand | 0 | FEC
IE | TYNDP2026 | LEV | 2040 | TWh | 297 | Sub_sector | Transport | Planes | Transport (planes) | Energetic | transport_planes_final_demand_coal | Solids | EU | Energy demand | 0 | FEC
IE | TYNDP2026 | LEV | 2040 | TWh | 298 | Sub_sector | Transport | Planes | Transport (planes) | Energetic | transport_planes_final_demand_oil | Liquids | EU | Energy demand | 0 | FEC
IE | TYNDP2026 | LEV | 2040 | TWh | 299 | Sub_sector | Transport | Planes | Transport (planes) | Energetic | transport_planes_final_demand_other | Others | EU | Energy demand | 0 | FEC
IE | TYNDP2026 | LEV | 2040 | TWh | 300 | Sub_sector | Transport | Planes | Transport (planes) | Energetic | transport_planes_final_demand_ammonia | Ammonia | EU | Energy demand | 0 | FEC
IE | TYNDP2026 | LEV | 2040 | TWh | 302 | Sub_sector | Transport | Others | Transport (others) | Energetic | transport_other_final_demand_electricity | Electricity | EU | Energy demand | 0.0011394 | FEC
IE | TYNDP2026 | LEV | 2040 | TWh | 303 | Sub_sector | Transport | Others | Transport (others) | Energetic | transport_other_final_demand_hydrogen | Hydrogen | EU | Energy demand | 0 | FEC
IE | TYNDP2026 | LEV | 2040 | TWh | 304 | Sub_sector | Transport | Others | Transport (others) | Energetic | transport_other_final_demand_methane | Methane | EU | Energy demand | 0 | FEC
IE | TYNDP2026 | LEV | 2040 | TWh | 305 | Sub_sector | Transport | Others | Transport (others) | Energetic | transport_other_final_demand_heat | Heat | EU | Energy demand | 0 | FEC
IE | TYNDP2026 | LEV | 2040 | TWh | 306 | Sub_sector | Transport | Others | Transport (others) | Energetic | transport_other_final_demand_biomass | Biomass | EU | Energy demand | 0 | FEC
IE | TYNDP2026 | LEV | 2040 | TWh | 307 | Sub_sector | Transport | Others | Transport (others) | Energetic | transport_other_final_demand_coal | Solids | EU | Energy demand | 0 | FEC
IE | TYNDP2026 | LEV | 2040 | TWh | 308 | Sub_sector | Transport | Others | Transport (others) | Energetic | transport_other_final_demand_oil | Liquids | EU | Energy demand | 0.045624 | FEC
IE | TYNDP2026 | LEV | 2040 | TWh | 309 | Sub_sector | Transport | Others | Transport (others) | Energetic | transport_other_final_demand_other | Others | EU | Energy demand | 0 | FEC
IE | TYNDP2026 | LEV | 2040 | TWh | 310 | Sub_sector | Transport | Others | Transport (others) | Energetic | transport_other_final_demand_ammonia | Ammonia | EU | Energy demand | 0 | FEC
IE | TYNDP2026 | LEV | 2040 | TWh | 312 | Sub_sector | International transport | International aviation | Transport (int. aviation) | Energetic | transport_int_aviation_final_demand_electricity | Electricity | EU | Energy demand | 0 | FEC
IE | TYNDP2026 | LEV | 2040 | TWh | 313 | Sub_sector | International transport | International aviation | Transport (int. aviation) | Energetic | transport_int_aviation_final_demand_hydrogen | Hydrogen | EU | Energy demand | 0 | FEC
IE | TYNDP2026 | LEV | 2040 | TWh | 314 | Sub_sector | International transport | International aviation | Transport (int. aviation) | Energetic | transport_int_aviation_final_demand_methane | Methane | EU | Energy demand | 0 | FEC
IE | TYNDP2026 | LEV | 2040 | TWh | 315 | Sub_sector | International transport | International aviation | Transport (int. aviation) | Energetic | transport_int_aviation_final_demand_heat | Heat | EU | Energy demand | 0 | FEC
IE | TYNDP2026 | LEV | 2040 | TWh | 316 | Sub_sector | International transport | International aviation | Transport (int. aviation) | Energetic | transport_int_aviation_final_demand_biofuels | Biomass | EU | Energy demand | 0 | FEC
IE | TYNDP2026 | LEV | 2040 | TWh | 317 | Sub_sector | International transport | International aviation | Transport (int. aviation) | Energetic | transport_int_aviation_final_demand_coal | Solids | EU | Energy demand | 0 | FEC
IE | TYNDP2026 | LEV | 2040 | TWh | 318 | Sub_sector | International transport | International aviation | Transport (int. aviation) | Energetic | transport_int_aviation_final_demand_oil | Liquids | EU | Energy demand | 18.3314 | FEC
IE | TYNDP2026 | LEV | 2040 | TWh | 319 | Sub_sector | International transport | International aviation | Transport (int. aviation) | Energetic | transport_int_aviation_final_demand_other | Others | EU | Energy demand | 0 | FEC
IE | TYNDP2026 | LEV | 2040 | TWh | 320 | Sub_sector | International transport | International aviation | Transport (int. aviation) | Energetic | transport_int_aviation_final_demand_ammonia | Ammonia | EU | Energy demand | 0 | FEC
IE | TYNDP2026 | LEV | 2040 | TWh | 322 | Sub_sector | International transport | International shipping | Transport (int. shipping) | Energetic | transport_int_shipping_final_demand_electricity | Electricity | EU | Energy demand | 0 | not_included_in_FEC
IE | TYNDP2026 | LEV | 2040 | TWh | 323 | Sub_sector | International transport | International shipping | Transport (int. shipping) | Energetic | transport_int_shipping_final_demand_hydrogen | Hydrogen | EU | Energy demand | 0 | not_included_in_FEC
IE | TYNDP2026 | LEV | 2040 | TWh | 324 | Sub_sector | International transport | International shipping | Transport (int. shipping) | Energetic | transport_int_shipping_final_demand_methane | Methane | EU | Energy demand | 0 | not_included_in_FEC
IE | TYNDP2026 | LEV | 2040 | TWh | 325 | Sub_sector | International transport | International shipping | Transport (int. shipping) | Energetic | transport_int_shipping_final_demand_heat | Heat | EU | Energy demand | 0 | not_included_in_FEC
IE | TYNDP2026 | LEV | 2040 | TWh | 326 | Sub_sector | International transport | International shipping | Transport (int. shipping) | Energetic | transport_int_shipping_final_demand_biofuels | Biomass | EU | Energy demand | 0 | not_included_in_FEC
IE | TYNDP2026 | LEV | 2040 | TWh | 327 | Sub_sector | International transport | International shipping | Transport (int. shipping) | Energetic | transport_int_shipping_final_demand_coal | Solids | EU | Energy demand | 0 | not_included_in_FEC
IE | TYNDP2026 | LEV | 2040 | TWh | 328 | Sub_sector | International transport | International shipping | Transport (int. shipping) | Energetic | transport_int_shipping_final_demand_oil | Liquids | EU | Energy demand | 0 | not_included_in_FEC
IE | TYNDP2026 | LEV | 2040 | TWh | 329 | Sub_sector | International transport | International shipping | Transport (int. shipping) | Energetic | transport_int_shipping_final_demand_other | Others | EU | Energy demand | 0 | not_included_in_FEC
IE | TYNDP2026 | LEV | 2040 | TWh | 330 | Sub_sector | International transport | International shipping | Transport (int. shipping) | Energetic | transport_int_shipping_final_demand_ammonia | Ammonia | EU | Energy demand | 1.3693 | not_included_in_FEC
IE | TYNDP2026 | LEV | 2040 | TWh | 332 | Sub_sector | Households | Space heating | Households (heating) | Energetic | households_heating_final_demand_electricity | Electricity | EU | Energy demand | 1.1899 | FEC
IE | TYNDP2026 | LEV | 2040 | TWh | 333 | Sub_sector | Households | Space heating | Households (heating) | Energetic | households_heating_final_demand_hydrogen | Hydrogen | EU | Energy demand | 0.18908 | FEC
IE | TYNDP2026 | LEV | 2040 | TWh | 334 | Sub_sector | Households | Space heating | Households (heating) | Energetic | households_heating_final_demand_methane | Methane | EU | Energy demand | 1.2182 | FEC
IE | TYNDP2026 | LEV | 2040 | TWh | 335 | Sub_sector | Households | Space heating | Households (heating) | Energetic | households_heating_final_demand_heat | Heat | EU | Energy demand | 0.85149 | FEC
IE | TYNDP2026 | LEV | 2040 | TWh | 336 | Sub_sector | Households | Space heating | Households (heating) | Energetic | households_heating_final_demand_biomass | Biomass | EU | Energy demand | 0.091088 | FEC
IE | TYNDP2026 | LEV | 2040 | TWh | 337 | Sub_sector | Households | Space heating | Households (heating) | Energetic | households_heating_final_demand_coal | Solids | EU | Energy demand | 0 | FEC
IE | TYNDP2026 | LEV | 2040 | TWh | 338 | Sub_sector | Households | Space heating | Households (heating) | Energetic | households_heating_final_demand_oil | Liquids | EU | Energy demand | 0 | FEC
IE | TYNDP2026 | LEV | 2040 | TWh | 339 | Sub_sector | Households | Space heating | Households (heating) | Energetic | households_heating_final_demand_other | Others | EU | Energy demand | 0 | FEC
IE | TYNDP2026 | LEV | 2040 | TWh | 340 | Sub_sector | Households | Space heating | Households (heating) | Energetic | households_heating_final_demand_ammonia | Ammonia | EU | Energy demand | 0 | FEC
IE | TYNDP2026 | LEV | 2040 | TWh | 343 | Sub_sector | Households | Cooling | Households (cooling) | Energetic | households_cooling_final_demand_electricity | Electricity | EU | Energy demand | 0 | FEC
IE | TYNDP2026 | LEV | 2040 | TWh | 344 | Sub_sector | Households | Cooling | Households (cooling) | Energetic | households_cooling_final_demand_hydrogen | Hydrogen | EU | Energy demand | 0 | FEC
IE | TYNDP2026 | LEV | 2040 | TWh | 345 | Sub_sector | Households | Cooling | Households (cooling) | Energetic | households_cooling_final_demand_methane | Methane | EU | Energy demand | 0 | FEC
IE | TYNDP2026 | LEV | 2040 | TWh | 346 | Sub_sector | Households | Cooling | Households (cooling) | Energetic | households_cooling_final_demand_heat | Heat | EU | Energy demand | 0 | FEC
IE | TYNDP2026 | LEV | 2040 | TWh | 347 | Sub_sector | Households | Cooling | Households (cooling) | Energetic | households_cooling_final_demand_biomass | Biomass | EU | Energy demand | 0 | FEC
IE | TYNDP2026 | LEV | 2040 | TWh | 348 | Sub_sector | Households | Cooling | Households (cooling) | Energetic | households_cooling_final_demand_coal | Solids | EU | Energy demand | 0 | FEC
IE | TYNDP2026 | LEV | 2040 | TWh | 349 | Sub_sector | Households | Cooling | Households (cooling) | Energetic | households_cooling_final_demand_oil | Liquids | EU | Energy demand | 0 | FEC
IE | TYNDP2026 | LEV | 2040 | TWh | 350 | Sub_sector | Households | Cooling | Households (cooling) | Energetic | households_cooling_final_demand_other | Others | EU | Energy demand | 0 | FEC
IE | TYNDP2026 | LEV | 2040 | TWh | 351 | Sub_sector | Households | Cooling | Households (cooling) | Energetic | households_cooling_final_demand_ammonia | Ammonia | EU | Energy demand | 0 | FEC
IE | TYNDP2026 | LEV | 2040 | TWh | 354 | Sub_sector | Households | Hot water | Households (hot water) | Energetic | households_hot_water_final_demand_electricity | Electricity | EU | Energy demand | 1.7644 | FEC
IE | TYNDP2026 | LEV | 2040 | TWh | 355 | Sub_sector | Households | Hot water | Households (hot water) | Energetic | households_hot_water_final_demand_hydrogen | Hydrogen | EU | Energy demand | 0.29571 | FEC
IE | TYNDP2026 | LEV | 2040 | TWh | 356 | Sub_sector | Households | Hot water | Households (hot water) | Energetic | households_hot_water_final_demand_methane | Methane | EU | Energy demand | 1.5247 | FEC
IE | TYNDP2026 | LEV | 2040 | TWh | 357 | Sub_sector | Households | Hot water | Households (hot water) | Energetic | households_hot_water_final_demand_heat | Heat | EU | Energy demand | 0.73575 | FEC
IE | TYNDP2026 | LEV | 2040 | TWh | 358 | Sub_sector | Households | Hot water | Households (hot water) | Energetic | households_hot_water_final_demand_biomass | Biomass | EU | Energy demand | 0.078707 | FEC
IE | TYNDP2026 | LEV | 2040 | TWh | 359 | Sub_sector | Households | Hot water | Households (hot water) | Energetic | households_hot_water_final_demand_coal | Solids | EU | Energy demand | 0 | FEC
IE | TYNDP2026 | LEV | 2040 | TWh | 360 | Sub_sector | Households | Hot water | Households (hot water) | Energetic | households_hot_water_final_demand_oil | Liquids | EU | Energy demand | 0 | FEC
IE | TYNDP2026 | LEV | 2040 | TWh | 361 | Sub_sector | Households | Hot water | Households (hot water) | Energetic | households_hot_water_final_demand_other | Others | EU | Energy demand | 0.32541 | FEC
IE | TYNDP2026 | LEV | 2040 | TWh | 362 | Sub_sector | Households | Hot water | Households (hot water) | Energetic | households_hot_water_final_demand_ammonia | Ammonia | EU | Energy demand | 0 | FEC
IE | TYNDP2026 | LEV | 2040 | TWh | 365 | Sub_sector | Households | Appliances | Households (appliances) | Energetic | households_appliances_final_demand_electricity | Electricity | EU | Energy demand | 5.1348 | FEC
IE | TYNDP2026 | LEV | 2040 | TWh | 366 | Sub_sector | Households | Appliances | Households (appliances) | Energetic | households_appliances_final_demand_hydrogen | Hydrogen | EU | Energy demand | 0 | FEC
IE | TYNDP2026 | LEV | 2040 | TWh | 367 | Sub_sector | Households | Appliances | Households (appliances) | Energetic | households_appliances_final_demand_methane | Methane | EU | Energy demand | 0 | FEC
IE | TYNDP2026 | LEV | 2040 | TWh | 368 | Sub_sector | Households | Appliances | Households (appliances) | Energetic | households_appliances_final_demand_heat | Heat | EU | Energy demand | 0 | FEC
IE | TYNDP2026 | LEV | 2040 | TWh | 369 | Sub_sector | Households | Appliances | Households (appliances) | Energetic | households_appliances_final_demand_biomass | Biomass | EU | Energy demand | 0 | FEC
IE | TYNDP2026 | LEV | 2040 | TWh | 370 | Sub_sector | Households | Appliances | Households (appliances) | Energetic | households_appliances_final_demand_coal | Solids | EU | Energy demand | 0 | FEC
IE | TYNDP2026 | LEV | 2040 | TWh | 371 | Sub_sector | Households | Appliances | Households (appliances) | Energetic | households_appliances_final_demand_oil | Liquids | EU | Energy demand | 0 | FEC
IE | TYNDP2026 | LEV | 2040 | TWh | 372 | Sub_sector | Households | Appliances | Households (appliances) | Energetic | households_appliances_final_demand_other | Others | EU | Energy demand | 0 | FEC
IE | TYNDP2026 | LEV | 2040 | TWh | 373 | Sub_sector | Households | Appliances | Households (appliances) | Energetic | households_appliances_final_demand_ammonia | Ammonia | EU | Energy demand | 0 | FEC
IE | TYNDP2026 | LEV | 2040 | TWh | 375 | Sub_sector | Buildings | Space heating | Buildings (heat) | Energetic | buildings_heat_final_demand_electricity | Electricity | EU | Energy demand | 1.7998 | FEC
IE | TYNDP2026 | LEV | 2040 | TWh | 376 | Sub_sector | Buildings | Space heating | Buildings (heat) | Energetic | buildings_heat_final_demand_hydrogen | Hydrogen | EU | Energy demand | 0 | FEC
IE | TYNDP2026 | LEV | 2040 | TWh | 377 | Sub_sector | Buildings | Space heating | Buildings (heat) | Energetic | buildings_heat_final_demand_methane | Methane | EU | Energy demand | 2.9963 | FEC
IE | TYNDP2026 | LEV | 2040 | TWh | 378 | Sub_sector | Buildings | Space heating | Buildings (heat) | Energetic | buildings_heat_final_demand_heat | Heat | EU | Energy demand | 0 | FEC
IE | TYNDP2026 | LEV | 2040 | TWh | 379 | Sub_sector | Buildings | Space heating | Buildings (heat) | Energetic | buildings_heat_final_demand_biomass | Biomass | EU | Energy demand | 0.16249 | FEC
IE | TYNDP2026 | LEV | 2040 | TWh | 380 | Sub_sector | Buildings | Space heating | Buildings (heat) | Energetic | buildings_heat_final_demand_coal | Solids | EU | Energy demand | 0 | FEC
IE | TYNDP2026 | LEV | 2040 | TWh | 381 | Sub_sector | Buildings | Space heating | Buildings (heat) | Energetic | buildings_heat_final_demand_oil | Liquids | EU | Energy demand | 2.7636 | FEC
IE | TYNDP2026 | LEV | 2040 | TWh | 382 | Sub_sector | Buildings | Space heating | Buildings (heat) | Energetic | buildings_heat_final_demand_other | Others | EU | Energy demand | 0.00025177 | FEC
IE | TYNDP2026 | LEV | 2040 | TWh | 383 | Sub_sector | Buildings | Space heating | Buildings (heat) | Energetic | buildings_heat_final_demand_ammonia | Ammonia | EU | Energy demand | 0 | FEC
IE | TYNDP2026 | LEV | 2040 | TWh | 386 | Sub_sector | Buildings | Cooling | Buildings (cooling) | Energetic | buildings_cooling_final_demand_electricity | Electricity | EU | Energy demand | 0.57674 | FEC
IE | TYNDP2026 | LEV | 2040 | TWh | 387 | Sub_sector | Buildings | Cooling | Buildings (cooling) | Energetic | buildings_cooling_final_demand_hydrogen | Hydrogen | EU | Energy demand | 0 | FEC
IE | TYNDP2026 | LEV | 2040 | TWh | 388 | Sub_sector | Buildings | Cooling | Buildings (cooling) | Energetic | buildings_cooling_final_demand_methane | Methane | EU | Energy demand | 0.0019572 | FEC
IE | TYNDP2026 | LEV | 2040 | TWh | 389 | Sub_sector | Buildings | Cooling | Buildings (cooling) | Energetic | buildings_cooling_final_demand_heat | Heat | EU | Energy demand | 0 | FEC
IE | TYNDP2026 | LEV | 2040 | TWh | 390 | Sub_sector | Buildings | Cooling | Buildings (cooling) | Energetic | buildings_cooling_final_demand_biomass | Biomass | EU | Energy demand | 0 | FEC
IE | TYNDP2026 | LEV | 2040 | TWh | 391 | Sub_sector | Buildings | Cooling | Buildings (cooling) | Energetic | buildings_cooling_final_demand_coal | Solids | EU | Energy demand | 0 | FEC
IE | TYNDP2026 | LEV | 2040 | TWh | 392 | Sub_sector | Buildings | Cooling | Buildings (cooling) | Energetic | buildings_cooling_final_demand_oil | Liquids | EU | Energy demand | 0 | FEC
IE | TYNDP2026 | LEV | 2040 | TWh | 393 | Sub_sector | Buildings | Cooling | Buildings (cooling) | Energetic | buildings_cooling_final_demand_other | Others | EU | Energy demand | 0 | FEC
IE | TYNDP2026 | LEV | 2040 | TWh | 394 | Sub_sector | Buildings | Cooling | Buildings (cooling) | Energetic | buildings_cooling_final_demand_ammonia | Ammonia | EU | Energy demand | 0 | FEC
IE | TYNDP2026 | LEV | 2040 | TWh | 397 | Sub_sector | Buildings | Appliances | Buildings (appliances) | Energetic | buildings_appliances_final_demand_electricity | Electricity | EU | Energy demand | 8.8935 | FEC
IE | TYNDP2026 | LEV | 2040 | TWh | 398 | Sub_sector | Buildings | Appliances | Buildings (appliances) | Energetic | buildings_appliances_final_demand_hydrogen | Hydrogen | EU | Energy demand | 0 | FEC
IE | TYNDP2026 | LEV | 2040 | TWh | 399 | Sub_sector | Buildings | Appliances | Buildings (appliances) | Energetic | buildings_appliances_final_demand_methane | Methane | EU | Energy demand | 1.9899 | FEC
IE | TYNDP2026 | LEV | 2040 | TWh | 400 | Sub_sector | Buildings | Appliances | Buildings (appliances) | Energetic | buildings_appliances_final_demand_heat | Heat | EU | Energy demand | 0 | FEC
IE | TYNDP2026 | LEV | 2040 | TWh | 401 | Sub_sector | Buildings | Appliances | Buildings (appliances) | Energetic | buildings_appliances_final_demand_biomass | Biomass | EU | Energy demand | 0 | FEC
IE | TYNDP2026 | LEV | 2040 | TWh | 402 | Sub_sector | Buildings | Appliances | Buildings (appliances) | Energetic | buildings_appliances_final_demand_coal | Solids | EU | Energy demand | 0 | FEC
IE | TYNDP2026 | LEV | 2040 | TWh | 403 | Sub_sector | Buildings | Appliances | Buildings (appliances) | Energetic | buildings_appliances_final_demand_oil | Liquids | EU | Energy demand | 0 | FEC
IE | TYNDP2026 | LEV | 2040 | TWh | 404 | Sub_sector | Buildings | Appliances | Buildings (appliances) | Energetic | buildings_appliances_final_demand_other | Others | EU | Energy demand | 0 | FEC
IE | TYNDP2026 | LEV | 2040 | TWh | 405 | Sub_sector | Buildings | Appliances | Buildings (appliances) | Energetic | buildings_appliances_final_demand_ammonia | Ammonia | EU | Energy demand | 0 | FEC
IE | TYNDP2026 | LEV | 2040 | TWh | 407 | Sub_sector | Buildings | Datacenters | Datacenters & ICT | Energetic | datacentres_final_demand_electricity_energetic | Electricity | EU | Energy demand | 14.5644 | FEC
IE | TYNDP2026 | LEV | 2040 | TWh | 408 | Sub_sector | Buildings | Datacenters | Datacenters & ICT | Energetic | datacentres_final_demand_hydrogen_energetic | Hydrogen | EU | Energy demand | 0 | FEC
IE | TYNDP2026 | LEV | 2040 | TWh | 409 | Sub_sector | Buildings | Datacenters | Datacenters & ICT | Energetic | datacentres_final_demand_methane_energetic | Methane | EU | Energy demand | 0 | FEC
IE | TYNDP2026 | LEV | 2040 | TWh | 410 | Sub_sector | Buildings | Datacenters | Datacenters & ICT | Energetic | datacentres_final_demand_heat_energetic | Heat | EU | Energy demand | 0 | FEC
IE | TYNDP2026 | LEV | 2040 | TWh | 411 | Sub_sector | Buildings | Datacenters | Datacenters & ICT | Energetic | datacentres_final_demand_biomass_energetic | Biomass | EU | Energy demand | 0 | FEC
IE | TYNDP2026 | LEV | 2040 | TWh | 412 | Sub_sector | Buildings | Datacenters | Datacenters & ICT | Energetic | datacentres_final_demand_coal_energetic | Solids | EU | Energy demand | 0 | FEC
IE | TYNDP2026 | LEV | 2040 | TWh | 413 | Sub_sector | Buildings | Datacenters | Datacenters & ICT | Energetic | datacentres_final_demand_oil_energetic | Liquids | EU | Energy demand | 0 | FEC
IE | TYNDP2026 | LEV | 2040 | TWh | 414 | Sub_sector | Buildings | Datacenters | Datacenters & ICT | Energetic | datacentres_final_demand_other_energetic | Others | EU | Energy demand | 0 | FEC
IE | TYNDP2026 | LEV | 2040 | TWh | 415 | Sub_sector | Buildings | Datacenters | Datacenters & ICT | Energetic | datacentres_final_demand_ammonia_energetic | Ammonia | EU | Energy demand | 0 | FEC
IE | TYNDP2026 | LEV | 2040 | TWh | 417 | Sub_sector | Transport | Others_Sector | Others_Sector | Energetic | other_final_demand_electricity_energetic | Electricity | EU | Energy demand | 0 | FEC
IE | TYNDP2026 | LEV | 2040 | TWh | 418 | Sub_sector | Transport | Others_Sector | Others_Sector | Energetic | other_final_demand_hydrogen_energetic | Hydrogen | EU | Energy demand | 0 | FEC
IE | TYNDP2026 | LEV | 2040 | TWh | 419 | Sub_sector | Transport | Pipeline Transport | Others_Sector | Energetic | other_final_demand_methane_energetic | Methane | EU | Energy demand | 0.19744 | FEC
IE | TYNDP2026 | LEV | 2040 | TWh | 420 | Sub_sector | Transport | Others_Sector | Others_Sector | Energetic | other_final_demand_heat_energetic | Heat | EU | Energy demand | 0 | FEC
IE | TYNDP2026 | LEV | 2040 | TWh | 421 | Sub_sector | Transport | Others_Sector | Others_Sector | Energetic | other_final_demand_biomass_energetic | Biomass | EU | Energy demand | 0 | FEC
IE | TYNDP2026 | LEV | 2040 | TWh | 422 | Sub_sector | Transport | Others_Sector | Others_Sector | Energetic | other_final_demand_coal_energetic | Solids | EU | Energy demand | 0 | FEC
IE | TYNDP2026 | LEV | 2040 | TWh | 423 | Sub_sector | Transport | Others_Sector | Others_Sector | Energetic | other_final_demand_oil_energetic | Liquids | EU | Energy demand | 0 | FEC
IE | TYNDP2026 | LEV | 2040 | TWh | 424 | Sub_sector | Others_Sector | Others_Sector | Others_Sector | Non-energetic | other_final_demand_oil_non_energetic | Liquids | EU | Energy demand | 0.36097 | not_included_in_FEC
IE | TYNDP2026 | LEV | 2040 | TWh | 425 | Sub_sector | Transport | Others_Sector | Others_Sector | Energetic | other_final_demand_other_energetic | Others | EU | Energy demand | 0 | FEC
IE | TYNDP2026 | LEV | 2040 | TWh | 426 | Sub_sector | Transport | Others_Sector | Others_Sector | Energetic | other_final_demand_ammonia_energetic | Ammonia | EU | Energy demand | 0 | FEC
IE | TYNDP2026 | LEV | 2040 | TWh | 427 | Sub_sector | Industry | Surplus_Heat_in_Industry | Surplus_Heat_in_Industry | Energetic | final_demand_of_industry_unused_local_production_steam_hot_water | Heat | EU | Energy demand | 0 | FEC
IE | TYNDP2026 | LEV | 2040 | TWh | 429 | Sub_sector | Agriculture | Total | Agriculture | Energetic | agriculture_final_demand_electricity_energetic | Electricity | EU | Energy demand | 0.55951 | FEC
IE | TYNDP2026 | LEV | 2040 | TWh | 430 | Sub_sector | Agriculture | Total | Agriculture | Energetic | agriculture_final_demand_hydrogen_energetic | Hydrogen | EU | Energy demand | 0.00035764 | FEC
IE | TYNDP2026 | LEV | 2040 | TWh | 431 | Sub_sector | Agriculture | Total | Agriculture | Energetic | agriculture_final_demand_methane_energetic | Methane | EU | Energy demand | 0.055434 | FEC
IE | TYNDP2026 | LEV | 2040 | TWh | 432 | Sub_sector | Agriculture | Total | Agriculture | Energetic | agriculture_final_demand_heat_energetic | Heat | EU | Energy demand | 0 | FEC
IE | TYNDP2026 | LEV | 2040 | TWh | 433 | Sub_sector | Agriculture | Total | Agriculture | Energetic | agriculture_final_demand_biomass_energetic | Biomass | EU | Energy demand | 0.038076 | FEC
IE | TYNDP2026 | LEV | 2040 | TWh | 434 | Sub_sector | Agriculture | Total | Agriculture | Energetic | agriculture_final_demand_coal_energetic | Solids | EU | Energy demand | 0 | FEC
IE | TYNDP2026 | LEV | 2040 | TWh | 435 | Sub_sector | Agriculture | Total | Agriculture | Energetic | agriculture_final_demand_oil_energetic | Liquids | EU | Energy demand | 1.4815 | FEC
IE | TYNDP2026 | LEV | 2040 | TWh | 436 | Sub_sector | Agriculture | Total | Agriculture | Energetic | agriculture_final_demand_other_energetic | Others | EU | Energy demand | 0 | FEC
IE | TYNDP2026 | LEV | 2040 | TWh | 437 | Sub_sector | Agriculture | Total | Agriculture | Energetic | agriculture_final_demand_ammonia_energetic | Ammonia | EU | Energy demand | 0 | FEC
IE | TYNDP2026 | LEV | 2040 | TWh | 447 | Sub_sector | Buildings | Surplus Energy | Buildings | Energetic | GAP | Electricity | EU | Energy demand | 0 | FEC
IE | TYNDP2026 | LEV | 2040 | TWh | 448 | Sub_sector | Buildings | Surplus Energy | Buildings | Energetic | GAP | Hydrogen | EU | Energy demand | 0 | FEC
IE | TYNDP2026 | LEV | 2040 | TWh | 449 | Sub_sector | Buildings | Surplus Energy | Buildings | Energetic | GAP | Methane | EU | Energy demand | 0 | FEC
IE | TYNDP2026 | LEV | 2040 | TWh | 450 | Sub_sector | Buildings | Surplus Energy | Buildings | Energetic | GAP | Heat | EU | Energy demand | 0 | FEC
IE | TYNDP2026 | LEV | 2040 | TWh | 451 | Sub_sector | Buildings | Surplus Energy | Buildings | Energetic | GAP | Biomass | EU | Energy demand | 0.00047605 | FEC
IE | TYNDP2026 | LEV | 2040 | TWh | 452 | Sub_sector | Buildings | Surplus Energy | Buildings | Energetic | GAP | Solids | EU | Energy demand | 0.0058847 | FEC
IE | TYNDP2026 | LEV | 2040 | TWh | 453 | Sub_sector | Buildings | Surplus Energy | Buildings | Energetic | GAP | Liquids | EU | Energy demand | 0.60995 | FEC
IE | TYNDP2026 | LEV | 2040 | TWh | 454 | Sub_sector | Buildings | Surplus Energy | Buildings | Energetic | GAP | Others | EU | Energy demand | 0 | FEC
IE | TYNDP2026 | LEV | 2040 | TWh | 455 | Sub_sector | Buildings | Surplus Energy | Buildings | Energetic | GAP | Ammonia | EU | Energy demand | 0 | FEC
IE | TYNDP2026 | LEV | 2040 | TWh | 456 | Sub_sector | Households | Surplus Energy | Households | Energetic | GAP | Electricity | EU | Energy demand | 0 | FEC
IE | TYNDP2026 | LEV | 2040 | TWh | 457 | Sub_sector | Households | Surplus Energy | Households | Energetic | GAP | Hydrogen | EU | Energy demand | 0 | FEC
IE | TYNDP2026 | LEV | 2040 | TWh | 458 | Sub_sector | Households | Surplus Energy | Households | Energetic | GAP | Methane | EU | Energy demand | 0 | FEC
IE | TYNDP2026 | LEV | 2040 | TWh | 459 | Sub_sector | Households | Surplus Energy | Households | Energetic | GAP | Heat | EU | Energy demand | 0 | FEC
IE | TYNDP2026 | LEV | 2040 | TWh | 460 | Sub_sector | Households | Surplus Energy | Households | Energetic | GAP | Biomass | EU | Energy demand | 0 | FEC
IE | TYNDP2026 | LEV | 2040 | TWh | 461 | Sub_sector | Households | Surplus Energy | Households | Energetic | GAP | Solids | EU | Energy demand | 0 | FEC
IE | TYNDP2026 | LEV | 2040 | TWh | 462 | Sub_sector | Households | Surplus Energy | Households | Energetic | GAP | Liquids | EU | Energy demand | 0 | FEC
IE | TYNDP2026 | LEV | 2040 | TWh | 463 | Sub_sector | Households | Surplus Energy | Households | Energetic | GAP | Others | EU | Energy demand | 0 | FEC
IE | TYNDP2026 | LEV | 2040 | TWh | 464 | Sub_sector | Households | Surplus Energy | Households | Energetic | GAP | Ammonia | EU | Energy demand | 0 | FEC
IT | TYNDP2026 | NT | 2030 | TWh | 102 | Sub_sector | Industry | Aluminium | Industry (aluminium) | Energetic | industry_aluminium_demand_electricity_energetic | Electricity | EU | Energy demand | 0 | FEC
IT | TYNDP2026 | NT | 2030 | TWh | 103 | Sub_sector | Industry | Aluminium | Industry (aluminium) | Energetic | industry_aluminium_demand_hydrogen_energetic | Hydrogen | EU | Energy demand | 0 | FEC
IT | TYNDP2026 | NT | 2030 | TWh | 104 | Sub_sector | Industry | Aluminium | Industry (aluminium) | Energetic | industry_aluminium_demand_methane_energetic | Methane | EU | Energy demand | 0 | FEC
IT | TYNDP2026 | NT | 2030 | TWh | 105 | Sub_sector | Industry | Aluminium | Industry (aluminium) | Energetic | industry_aluminium_demand_heat_energetic | Heat | EU | Energy demand | 0 | FEC
IT | TYNDP2026 | NT | 2030 | TWh | 106 | Sub_sector | Industry | Aluminium | Industry (aluminium) | Energetic | industry_aluminium_demand_biomass_energetic | Biomass | EU | Energy demand | 0 | FEC
IT | TYNDP2026 | NT | 2030 | TWh | 107 | Sub_sector | Industry | Aluminium | Industry (aluminium) | Energetic | industry_aluminium_demand_coal_energetic | Solids | EU | Energy demand | 0 | FEC
IT | TYNDP2026 | NT | 2030 | TWh | 108 | Sub_sector | Industry | Aluminium | Industry (aluminium) | Energetic | industry_aluminium_demand_oil_energetic | Liquids | EU | Energy demand | 0 | FEC
IT | TYNDP2026 | NT | 2030 | TWh | 109 | Sub_sector | Industry | Aluminium | Industry (aluminium) | Energetic | industry_aluminium_demand_others_energetic | Others | EU | Energy demand | 0 | FEC
IT | TYNDP2026 | NT | 2030 | TWh | 110 | Sub_sector | Industry | Aluminium | Industry (aluminium) | Energetic | industry_ammonia_demand_others_energetic | Ammonia | EU | Energy demand | 0 | FEC
IT | TYNDP2026 | NT | 2030 | TWh | 112 | Sub_sector | Industry | Chemicals | Industry (chemicals, energetic) | Energetic | industry_chemical_demand_electricity_energetic | Electricity | EU | Energy demand | 11.2491 | FEC
IT | TYNDP2026 | NT | 2030 | TWh | 113 | Sub_sector | Industry | Chemicals | Industry (chemicals, energetic) | Energetic | industry_chemical_demand_hydrogen_energetic | Hydrogen | EU | Energy demand | 1.2333 | FEC
IT | TYNDP2026 | NT | 2030 | TWh | 114 | Sub_sector | Industry | Chemicals | Industry (chemicals, energetic) | Energetic | industry_chemical_demand_methane_energetic | Methane | EU | Energy demand | 21.7309 | FEC
IT | TYNDP2026 | NT | 2030 | TWh | 115 | Sub_sector | Industry | Chemicals | Industry (chemicals, energetic) | Energetic | industry_chemical_demand_heat_energetic | Heat | EU | Energy demand | 1.3098 | FEC
IT | TYNDP2026 | NT | 2030 | TWh | 116 | Sub_sector | Industry | Chemicals | Industry (chemicals, energetic) | Energetic | industry_chemical_demand_biomass_energetic | Biomass | EU | Energy demand | 0.013592 | FEC
IT | TYNDP2026 | NT | 2030 | TWh | 117 | Sub_sector | Industry | Chemicals | Industry (chemicals, energetic) | Energetic | industry_chemical_demand_coal_energetic | Solids | EU | Energy demand | 8.28e-09 | FEC
IT | TYNDP2026 | NT | 2030 | TWh | 118 | Sub_sector | Industry | Chemicals | Industry (chemicals, energetic) | Energetic | industry_chemical_demand_oil_energetic | Liquids | EU | Energy demand | 0.25436 | FEC
IT | TYNDP2026 | NT | 2030 | TWh | 119 | Sub_sector | Industry | Chemicals | Industry (chemicals, energetic) | Energetic | industry_chemical_demand_others_energetic | Others | EU | Energy demand | 0 | FEC
IT | TYNDP2026 | NT | 2030 | TWh | 120 | Sub_sector | Industry | Chemicals | Industry (chemicals, energetic) | Energetic | industry_chemical_demand_ammonia_energetic | Ammonia | EU | Energy demand | 0 | FEC
IT | TYNDP2026 | NT | 2030 | TWh | 122 | Sub_sector | Industry | Chemicals | Industry (chemicals, non-energetic) | Non-energetic | industry_chemical_demand_electricity_non_energetic | Electricity | EU | Energy demand | 0 | not_included_in_FEC
IT | TYNDP2026 | NT | 2030 | TWh | 123 | Sub_sector | Industry | Chemicals | Industry (chemicals, non-energetic) | Non-energetic | industry_chemical_demand_hydrogen_non_energetic | Hydrogen | EU | Energy demand | 0.16632 | not_included_in_FEC
IT | TYNDP2026 | NT | 2030 | TWh | 124 | Sub_sector | Industry | Chemicals | Industry (chemicals, non-energetic) | Non-energetic | industry_chemical_demand_methane_non_energetic | Methane | EU | Energy demand | 5.1559 | not_included_in_FEC
IT | TYNDP2026 | NT | 2030 | TWh | 125 | Sub_sector | Industry | Chemicals | Industry (chemicals, non-energetic) | Non-energetic | industry_chemical_demand_heat_non_energetic | Heat | EU | Energy demand | 0 | not_included_in_FEC
IT | TYNDP2026 | NT | 2030 | TWh | 126 | Sub_sector | Industry | Chemicals | Industry (chemicals, non-energetic) | Non-energetic | industry_chemical_demand_biomass_non_energetic | Biomass | EU | Energy demand | 0 | not_included_in_FEC
IT | TYNDP2026 | NT | 2030 | TWh | 127 | Sub_sector | Industry | Chemicals | Industry (chemicals, non-energetic) | Non-energetic | industry_chemical_demand_coal_non_energetic | Solids | EU | Energy demand | 0 | not_included_in_FEC
IT | TYNDP2026 | NT | 2030 | TWh | 128 | Sub_sector | Industry | Chemicals | Industry (chemicals, non-energetic) | Non-energetic | industry_chemical_demand_oil_non_energetic | Liquids | EU | Energy demand | 50.1175 | not_included_in_FEC
IT | TYNDP2026 | NT | 2030 | TWh | 129 | Sub_sector | Industry | Chemicals | Industry (chemicals, non-energetic) | Non-energetic | industry_chemical_demand_others_non_energetic | Others | EU | Energy demand | 0 | not_included_in_FEC
IT | TYNDP2026 | NT | 2030 | TWh | 130 | Sub_sector | Industry | Chemicals | Industry (chemicals, non-energetic) | Non-energetic | industry_chemical_demand_ammonia_non_energetic | Ammonia | EU | Energy demand | 0 | not_included_in_FEC
IT | TYNDP2026 | NT | 2030 | TWh | 132 | Sub_sector | Industry | Fertilizers | Industry (fertilizers, energetic) | Energetic | industry_fertilizers_demand_electricity_energetic | Electricity | EU | Energy demand | 0.090087 | FEC
IT | TYNDP2026 | NT | 2030 | TWh | 133 | Sub_sector | Industry | Fertilizers | Industry (fertilizers, energetic) | Energetic | industry_fertilizers_demand_hydrogen_energetic | Hydrogen | EU | Energy demand | 0 | FEC
IT | TYNDP2026 | NT | 2030 | TWh | 134 | Sub_sector | Industry | Fertilizers | Industry (fertilizers, energetic) | Energetic | industry_fertilizers_demand_methane_energetic | Methane | EU | Energy demand | 0.96093 | FEC
IT | TYNDP2026 | NT | 2030 | TWh | 135 | Sub_sector | Industry | Fertilizers | Industry (fertilizers, energetic) | Energetic | industry_fertilizers_demand_heat_energetic | Heat | EU | Energy demand | 0 | FEC
IT | TYNDP2026 | NT | 2030 | TWh | 136 | Sub_sector | Industry | Fertilizers | Industry (fertilizers, energetic) | Energetic | industry_fertilizers_demand_biomass_energetic | Biomass | EU | Energy demand | 0 | FEC
IT | TYNDP2026 | NT | 2030 | TWh | 137 | Sub_sector | Industry | Fertilizers | Industry (fertilizers, energetic) | Energetic | industry_fertilizers_demand_coal_energetic | Solids | EU | Energy demand | 0 | FEC
IT | TYNDP2026 | NT | 2030 | TWh | 138 | Sub_sector | Industry | Fertilizers | Industry (fertilizers, energetic) | Energetic | industry_fertilizers_demand_oil_energetic | Liquids | EU | Energy demand | 0 | FEC
IT | TYNDP2026 | NT | 2030 | TWh | 139 | Sub_sector | Industry | Fertilizers | Industry (fertilizers, energetic) | Energetic | industry_fertilizers_demand_others_energetic | Others | EU | Energy demand | 0 | FEC
IT | TYNDP2026 | NT | 2030 | TWh | 140 | Sub_sector | Industry | Fertilizers | Industry (fertilizers, energetic) | Energetic | industry_fertilizers_demand_ammonia_energetic | Ammonia | EU | Energy demand | 0 | FEC
IT | TYNDP2026 | NT | 2030 | TWh | 142 | Sub_sector | Industry | Fertilizers | Industry (fertilizers, non-energetic) | Non-energetic | industry_fertilizers_demand_electricity_non_energetic | Electricity | EU | Energy demand | 0 | not_included_in_FEC
IT | TYNDP2026 | NT | 2030 | TWh | 143 | Sub_sector | Industry | Fertilizers | Industry (fertilizers, non-energetic) | Non-energetic | industry_fertilizers_demand_hydrogen_non_energetic | Hydrogen | EU | Energy demand | 0.125 | not_included_in_FEC
IT | TYNDP2026 | NT | 2030 | TWh | 144 | Sub_sector | Industry | Fertilizers | Industry (fertilizers, non-energetic) | Non-energetic | industry_fertilizers_demand_methane_non_energetic | Methane | EU | Energy demand | 2.1963 | not_included_in_FEC
IT | TYNDP2026 | NT | 2030 | TWh | 145 | Sub_sector | Industry | Fertilizers | Industry (fertilizers, non-energetic) | Non-energetic | industry_fertilizers_demand_heat_non_energetic | Heat | EU | Energy demand | 0 | not_included_in_FEC
IT | TYNDP2026 | NT | 2030 | TWh | 146 | Sub_sector | Industry | Fertilizers | Industry (fertilizers, non-energetic) | Non-energetic | industry_fertilizers_demand_biomass_non_energetic | Biomass | EU | Energy demand | 0 | not_included_in_FEC
IT | TYNDP2026 | NT | 2030 | TWh | 147 | Sub_sector | Industry | Fertilizers | Industry (fertilizers, non-energetic) | Non-energetic | industry_fertilizers_demand_coal_non_energetic | Solids | EU | Energy demand | 0 | not_included_in_FEC
IT | TYNDP2026 | NT | 2030 | TWh | 148 | Sub_sector | Industry | Fertilizers | Industry (fertilizers, non-energetic) | Non-energetic | industry_fertilizers_demand_oil_non_energetic | Liquids | EU | Energy demand | 0 | not_included_in_FEC
IT | TYNDP2026 | NT | 2030 | TWh | 149 | Sub_sector | Industry | Fertilizers | Industry (fertilizers, non-energetic) | Non-energetic | industry_fertilizers_demand_others_non_energetic | Others | EU | Energy demand | 0 | not_included_in_FEC
IT | TYNDP2026 | NT | 2030 | TWh | 150 | Sub_sector | Industry | Fertilizers | Industry (fertilizers, non-energetic) | Non-energetic | industry_fertilizers_demand_ammonia_non_energetic | Ammonia | EU | Energy demand | 0 | not_included_in_FEC
IT | TYNDP2026 | NT | 2030 | TWh | 152 | Sub_sector | Industry | Food | Industry (food) | Energetic | industry_food_demand_electricity_energetic | Electricity | EU | Energy demand | 11.1688 | FEC
IT | TYNDP2026 | NT | 2030 | TWh | 153 | Sub_sector | Industry | Food | Industry (food) | Energetic | industry_food_demand_hydrogen_energetic | Hydrogen | EU | Energy demand | 0.76856 | FEC
IT | TYNDP2026 | NT | 2030 | TWh | 154 | Sub_sector | Industry | Food | Industry (food) | Energetic | industry_food_demand_methane_energetic | Methane | EU | Energy demand | 10.6791 | FEC
IT | TYNDP2026 | NT | 2030 | TWh | 155 | Sub_sector | Industry | Food | Industry (food) | Energetic | industry_food_demand_heat_energetic | Heat | EU | Energy demand | 2.7668 | FEC
IT | TYNDP2026 | NT | 2030 | TWh | 156 | Sub_sector | Industry | Food | Industry (food) | Energetic | industry_food_demand_biomass_energetic | Biomass | EU | Energy demand | 0.2637 | FEC
IT | TYNDP2026 | NT | 2030 | TWh | 157 | Sub_sector | Industry | Food | Industry (food) | Energetic | industry_food_demand_coal_energetic | Solids | EU | Energy demand | 0 | FEC
IT | TYNDP2026 | NT | 2030 | TWh | 158 | Sub_sector | Industry | Food | Industry (food) | Energetic | industry_food_demand_oil_energetic | Liquids | EU | Energy demand | 0.6667 | FEC
IT | TYNDP2026 | NT | 2030 | TWh | 159 | Sub_sector | Industry | Food | Industry (food) | Energetic | industry_food_demand_others_energetic | Others | EU | Energy demand | 0 | FEC
IT | TYNDP2026 | NT | 2030 | TWh | 160 | Sub_sector | Industry | Food | Industry (food) | Energetic | industry_food_demand_ammonia_energetic | Ammonia | EU | Energy demand | 0 | FEC
IT | TYNDP2026 | NT | 2030 | TWh | 162 | Sub_sector | Industry | Metals | Industry (metal) | Energetic | industry_metal_demand_electricity_energetic | Electricity | EU | Energy demand | 2.5811 | FEC
IT | TYNDP2026 | NT | 2030 | TWh | 163 | Sub_sector | Industry | Metals | Industry (metal) | Energetic | industry_metal_demand_hydrogen_energetic | Hydrogen | EU | Energy demand | 0 | FEC
IT | TYNDP2026 | NT | 2030 | TWh | 164 | Sub_sector | Industry | Metals | Industry (metal) | Energetic | industry_metal_demand_methane_energetic | Methane | EU | Energy demand | 5.6779 | FEC
IT | TYNDP2026 | NT | 2030 | TWh | 165 | Sub_sector | Industry | Metals | Industry (metal) | Energetic | industry_metal_demand_heat_energetic | Heat | EU | Energy demand | 0.018448 | FEC
IT | TYNDP2026 | NT | 2030 | TWh | 166 | Sub_sector | Industry | Metals | Industry (metal) | Energetic | industry_metal_demand_biomass_energetic | Biomass | EU | Energy demand | 0 | FEC
IT | TYNDP2026 | NT | 2030 | TWh | 167 | Sub_sector | Industry | Metals | Industry (metal) | Energetic | industry_metal_demand_coal_energetic | Solids | EU | Energy demand | 0.3683 | FEC
IT | TYNDP2026 | NT | 2030 | TWh | 168 | Sub_sector | Industry | Metals | Industry (metal) | Energetic | industry_metal_demand_oil_energetic | Liquids | EU | Energy demand | 0.89758 | FEC
IT | TYNDP2026 | NT | 2030 | TWh | 169 | Sub_sector | Industry | Metals | Industry (metal) | Energetic | industry_metal_demand_others_energetic | Others | EU | Energy demand | 0 | FEC
IT | TYNDP2026 | NT | 2030 | TWh | 170 | Sub_sector | Industry | Metals | Industry (metal) | Energetic | industry_metal_demand_ammonia_energetic | Ammonia | EU | Energy demand | 0 | FEC
IT | TYNDP2026 | NT | 2030 | TWh | 172 | Sub_sector | Industry | Others | Industry (other, energetic) | Energetic | industry_other_demand_electricity_energetic | Electricity | EU | Energy demand | 64.1075 | FEC
IT | TYNDP2026 | NT | 2030 | TWh | 173 | Sub_sector | Industry | Others | Industry (other, energetic) | Energetic | industry_other_demand_hydrogen_energetic | Hydrogen | EU | Energy demand | 0.4754 | FEC
IT | TYNDP2026 | NT | 2030 | TWh | 174 | Sub_sector | Industry | Others | Industry (other, energetic) | Energetic | industry_other_demand_methane_energetic | Methane | EU | Energy demand | 45.4798 | FEC
IT | TYNDP2026 | NT | 2030 | TWh | 175 | Sub_sector | Industry | Others | Industry (other, energetic) | Energetic | industry_other_demand_heat_energetic | Heat | EU | Energy demand | 0 | FEC
IT | TYNDP2026 | NT | 2030 | TWh | 176 | Sub_sector | Industry | Others | Industry (other, energetic) | Energetic | industry_other_demand_biomass_energetic | Biomass | EU | Energy demand | 8.8741 | FEC
IT | TYNDP2026 | NT | 2030 | TWh | 177 | Sub_sector | Industry | Others | Industry (other, energetic) | Energetic | industry_other_demand_coal_energetic | Solids | EU | Energy demand | 2.2377 | FEC
IT | TYNDP2026 | NT | 2030 | TWh | 178 | Sub_sector | Industry | Others | Industry (other, energetic) | Energetic | industry_other_demand_oil_energetic | Liquids | EU | Energy demand | 27.7124 | FEC
IT | TYNDP2026 | NT | 2030 | TWh | 179 | Sub_sector | Industry | Others | Industry (other, energetic) | Energetic | industry_other_demand_others_energetic | Others | EU | Energy demand | 0 | FEC
IT | TYNDP2026 | NT | 2030 | TWh | 180 | Sub_sector | Industry | Others | Industry (other, energetic) | Energetic | industry_other_demand_ammonia_energetic | Ammonia | EU | Energy demand | 0 | FEC
IT | TYNDP2026 | NT | 2030 | TWh | 182 | Sub_sector | Industry | Others | Industry (other, non-energetic) | Non-energetic | industry_other_demand_electricity_non_energetic | Electricity | EU | Energy demand | 0 | not_included_in_FEC
IT | TYNDP2026 | NT | 2030 | TWh | 183 | Sub_sector | Industry | Others | Industry (other, non-energetic) | Non-energetic | industry_other_demand_hydrogen_non_energetic | Hydrogen | EU | Energy demand | 0 | not_included_in_FEC
IT | TYNDP2026 | NT | 2030 | TWh | 184 | Sub_sector | Industry | Others | Industry (other, non-energetic) | Non-energetic | industry_other_demand_methane_non_energetic | Methane | EU | Energy demand | 0 | not_included_in_FEC
IT | TYNDP2026 | NT | 2030 | TWh | 185 | Sub_sector | Industry | Others | Industry (other, non-energetic) | Non-energetic | industry_other_demand_heat_non_energetic | Heat | EU | Energy demand | 0 | not_included_in_FEC
IT | TYNDP2026 | NT | 2030 | TWh | 186 | Sub_sector | Industry | Others | Industry (other, non-energetic) | Non-energetic | industry_other_demand_biomass_non_energetic | Biomass | EU | Energy demand | 0 | not_included_in_FEC
IT | TYNDP2026 | NT | 2030 | TWh | 187 | Sub_sector | Industry | Others | Industry (other, non-energetic) | Non-energetic | industry_other_demand_coal_non_energetic | Solids | EU | Energy demand | 0 | not_included_in_FEC
IT | TYNDP2026 | NT | 2030 | TWh | 188 | Sub_sector | Industry | Others | Industry (other, non-energetic) | Non-energetic | industry_other_demand_oil_non_energetic | Liquids | EU | Energy demand | 21.6276 | not_included_in_FEC
IT | TYNDP2026 | NT | 2030 | TWh | 189 | Sub_sector | Industry | Others | Industry (other, non-energetic) | Non-energetic | industry_other_demand_others_non_energetic | Others | EU | Energy demand | 0 | not_included_in_FEC
IT | TYNDP2026 | NT | 2030 | TWh | 190 | Sub_sector | Industry | Others | Industry (other, non-energetic) | Non-energetic | industry_other_demand_ammonia_non_energetic | Ammonia | EU | Energy demand | 0 | not_included_in_FEC
IT | TYNDP2026 | NT | 2030 | TWh | 192 | Sub_sector | Industry | Paper | Industry (paper) | Energetic | industry_paper_demand_electricity_energetic | Electricity | EU | Energy demand | 7.7977 | FEC
IT | TYNDP2026 | NT | 2030 | TWh | 193 | Sub_sector | Industry | Paper | Industry (paper) | Energetic | industry_paper_demand_hydrogen_energetic | Hydrogen | EU | Energy demand | 0.55479 | FEC
IT | TYNDP2026 | NT | 2030 | TWh | 194 | Sub_sector | Industry | Paper | Industry (paper) | Energetic | industry_paper_demand_methane_energetic | Methane | EU | Energy demand | 13.3149 | FEC
IT | TYNDP2026 | NT | 2030 | TWh | 195 | Sub_sector | Industry | Paper | Industry (paper) | Energetic | industry_paper_demand_heat_energetic | Heat | EU | Energy demand | 0 | FEC
IT | TYNDP2026 | NT | 2030 | TWh | 196 | Sub_sector | Industry | Paper | Industry (paper) | Energetic | industry_paper_demand_biomass_energetic | Biomass | EU | Energy demand | 0 | FEC
IT | TYNDP2026 | NT | 2030 | TWh | 197 | Sub_sector | Industry | Paper | Industry (paper) | Energetic | industry_paper_demand_coal_energetic | Solids | EU | Energy demand | 0 | FEC
IT | TYNDP2026 | NT | 2030 | TWh | 198 | Sub_sector | Industry | Paper | Industry (paper) | Energetic | industry_paper_demand_oil_energetic | Liquids | EU | Energy demand | 0 | FEC
IT | TYNDP2026 | NT | 2030 | TWh | 199 | Sub_sector | Industry | Paper | Industry (paper) | Energetic | industry_paper_demand_others_energetic | Others | EU | Energy demand | 0 | FEC
IT | TYNDP2026 | NT | 2030 | TWh | 200 | Sub_sector | Industry | Paper | Industry (paper) | Energetic | industry_paper_demand_ammonia_energetic | Ammonia | EU | Energy demand | 0 | FEC
IT | TYNDP2026 | NT | 2030 | TWh | 202 | Sub_sector | Industry | Refineries | Industry (refineries, energetic) | Energetic | industry_refinery_demand_electricity_energetic | Electricity | EU | Energy demand | 5.2117 | not_included_in_FEC
IT | TYNDP2026 | NT | 2030 | TWh | 203 | Sub_sector | Industry | Refineries | Industry (refineries, energetic) | Energetic | industry_refinery_demand_hydrogen_energetic | Hydrogen | EU | Energy demand | 0 | not_included_in_FEC
IT | TYNDP2026 | NT | 2030 | TWh | 204 | Sub_sector | Industry | Refineries | Industry (refineries, energetic) | Energetic | industry_refinery_demand_methane_energetic | Methane | EU | Energy demand | 10.7552 | not_included_in_FEC
IT | TYNDP2026 | NT | 2030 | TWh | 205 | Sub_sector | Industry | Refineries | Industry (refineries, energetic) | Energetic | industry_refinery_demand_heat_energetic | Heat | EU | Energy demand | 8.2138 | not_included_in_FEC
IT | TYNDP2026 | NT | 2030 | TWh | 206 | Sub_sector | Industry | Refineries | Industry (refineries, energetic) | Energetic | industry_refinery_demand_biomass_energetic | Biomass | EU | Energy demand | 0 | not_included_in_FEC
IT | TYNDP2026 | NT | 2030 | TWh | 207 | Sub_sector | Industry | Refineries | Industry (refineries, energetic) | Energetic | industry_refinery_demand_coal_energetic | Solids | EU | Energy demand | 0 | not_included_in_FEC
IT | TYNDP2026 | NT | 2030 | TWh | 208 | Sub_sector | Industry | Refineries | Industry (refineries, energetic) | Energetic | industry_refinery_demand_oil_energetic | Liquids | EU | Energy demand | 29.1472 | not_included_in_FEC
IT | TYNDP2026 | NT | 2030 | TWh | 209 | Sub_sector | Industry | Refineries | Industry (refineries, energetic) | Energetic | industry_refinery_demand_others_energetic | Others | EU | Energy demand | 0 | not_included_in_FEC
IT | TYNDP2026 | NT | 2030 | TWh | 210 | Sub_sector | Industry | Refineries | Industry (refineries, energetic) | Energetic | industry_refinery_demand_ammonia_energetic | Ammonia | EU | Energy demand | 0 | not_included_in_FEC
IT | TYNDP2026 | NT | 2030 | TWh | 212 | Sub_sector | Industry | Refineries | Industry (refineries, non-energetic) | Non-energetic | industry_refinery_demand_electricity_non_energetic | Electricity | EU | Energy demand | 0 | not_included_in_FEC
IT | TYNDP2026 | NT | 2030 | TWh | 213 | Sub_sector | Industry | Refineries | Industry (refineries, non-energetic) | Non-energetic | industry_refinery_demand_hydrogen_non_energetic | Hydrogen | EU | Energy demand | 0 | not_included_in_FEC
IT | TYNDP2026 | NT | 2030 | TWh | 214 | Sub_sector | Industry | Refineries | Industry (refineries, non-energetic) | Non-energetic | industry_refinery_demand_methane_non_energetic | Methane | EU | Energy demand | 0 | not_included_in_FEC
IT | TYNDP2026 | NT | 2030 | TWh | 215 | Sub_sector | Industry | Refineries | Industry (refineries, non-energetic) | Non-energetic | industry_refinery_demand_heat_non_energetic | Heat | EU | Energy demand | 0 | not_included_in_FEC
IT | TYNDP2026 | NT | 2030 | TWh | 216 | Sub_sector | Industry | Refineries | Industry (refineries, non-energetic) | Non-energetic | industry_refinery_demand_biomass_non_energetic | Biomass | EU | Energy demand | 0 | not_included_in_FEC
IT | TYNDP2026 | NT | 2030 | TWh | 217 | Sub_sector | Industry | Refineries | Industry (refineries, non-energetic) | Non-energetic | industry_refinery_demand_coal_non_energetic | Solids | EU | Energy demand | 0 | not_included_in_FEC
IT | TYNDP2026 | NT | 2030 | TWh | 218 | Sub_sector | Industry | Refineries | Industry (refineries, non-energetic) | Non-energetic | industry_refinery_demand_oil_non_energetic | Liquids | EU | Energy demand | 0 | not_included_in_FEC
IT | TYNDP2026 | NT | 2030 | TWh | 219 | Sub_sector | Industry | Refineries | Industry (refineries, non-energetic) | Non-energetic | industry_refinery_demand_others_non_energetic | Others | EU | Energy demand | 0 | not_included_in_FEC
IT | TYNDP2026 | NT | 2030 | TWh | 220 | Sub_sector | Industry | Refineries | Industry (refineries, non-energetic) | Non-energetic | industry_refinery_demand_ammonia_non_energetic | Ammonia | EU | Energy demand | 0 | not_included_in_FEC
IT | TYNDP2026 | NT | 2030 | TWh | 222 | Sub_sector | Industry | Steel | Industry (steel) | Energetic | industry_steel_demand_electricity_energetic | Electricity | EU | Energy demand | 23.3444 | FEC
IT | TYNDP2026 | NT | 2030 | TWh | 223 | Sub_sector | Industry | Steel | Industry (steel) | Energetic | industry_steel_demand_hydrogen_energetic | Hydrogen | EU | Energy demand | 0.54687 | FEC
IT | TYNDP2026 | NT | 2030 | TWh | 224 | Sub_sector | Industry | Steel | Industry (steel) | Energetic | industry_steel_demand_methane_energetic | Methane | EU | Energy demand | 26.555 | FEC
IT | TYNDP2026 | NT | 2030 | TWh | 225 | Sub_sector | Industry | Steel | Industry (steel) | Energetic | industry_steel_demand_heat_energetic | Heat | EU | Energy demand | 1.9379 | FEC
IT | TYNDP2026 | NT | 2030 | TWh | 226 | Sub_sector | Industry | Steel | Industry (steel) | Energetic | industry_steel_demand_biomass_energetic | Biomass | EU | Energy demand | 1.55e-05 | FEC
IT | TYNDP2026 | NT | 2030 | TWh | 227 | Sub_sector | Industry | Steel | Industry (steel) | Energetic | industry_steel_demand_coal_energetic | Solids | EU | Energy demand | 6.9649 | FEC
IT | TYNDP2026 | NT | 2030 | TWh | 228 | Sub_sector | Industry | Steel | Industry (steel) | Energetic | industry_steel_demand_oil_energetic | Liquids | EU | Energy demand | 0.75276 | FEC
IT | TYNDP2026 | NT | 2030 | TWh | 229 | Sub_sector | Industry | Steel | Industry (steel) | Energetic | industry_steel_demand_others_energetic | Others | EU | Energy demand | 0 | FEC
IT | TYNDP2026 | NT | 2030 | TWh | 230 | Sub_sector | Industry | Steel | Industry (steel) | Energetic | industry_steel_demand_ammonia_energetic | Ammonia | EU | Energy demand | 0 | FEC
IT | TYNDP2026 | NT | 2030 | TWh | 232 | Sub_sector | Transport | Cars | Transport (cars) | Energetic | transport_cars_final_demand_electricity | Electricity | EU | Energy demand | 13.0387 | FEC
IT | TYNDP2026 | NT | 2030 | TWh | 233 | Sub_sector | Transport | Cars | Transport (cars) | Energetic | transport_cars_final_demand_hydrogen | Hydrogen | EU | Energy demand | 0 | FEC
IT | TYNDP2026 | NT | 2030 | TWh | 234 | Sub_sector | Transport | Cars | Transport (cars) | Energetic | transport_cars_final_demand_methane | Methane | EU | Energy demand | 6.3217 | FEC
IT | TYNDP2026 | NT | 2030 | TWh | 235 | Sub_sector | Transport | Cars | Transport (cars) | Energetic | transport_cars_final_demand_heat | Heat | EU | Energy demand | 0 | FEC
IT | TYNDP2026 | NT | 2030 | TWh | 236 | Sub_sector | Transport | Cars | Transport (cars) | Energetic | transport_cars_final_demand_biomass | Biomass | EU | Energy demand | 0 | FEC
IT | TYNDP2026 | NT | 2030 | TWh | 237 | Sub_sector | Transport | Cars | Transport (cars) | Energetic | transport_cars_final_demand_coal | Solids | EU | Energy demand | 0 | FEC
IT | TYNDP2026 | NT | 2030 | TWh | 238 | Sub_sector | Transport | Cars | Transport (cars) | Energetic | transport_cars_final_demand_oil | Liquids | EU | Energy demand | 185.4267 | FEC
IT | TYNDP2026 | NT | 2030 | TWh | 239 | Sub_sector | Transport | Cars | Transport (cars) | Energetic | transport_cars_final_demand_other | Others | EU | Energy demand | 0 | FEC
IT | TYNDP2026 | NT | 2030 | TWh | 240 | Sub_sector | Transport | Cars | Transport (cars) | Energetic | transport_cars_final_demand_ammonia | Ammonia | EU | Energy demand | 0 | FEC
IT | TYNDP2026 | NT | 2030 | TWh | 242 | Sub_sector | Transport | Busses | Transport (busses) | Energetic | transport_busses_final_demand_electricity | Electricity | EU | Energy demand | 0.75206 | FEC
IT | TYNDP2026 | NT | 2030 | TWh | 243 | Sub_sector | Transport | Busses | Transport (busses) | Energetic | transport_busses_final_demand_hydrogen | Hydrogen | EU | Energy demand | 0.29823 | FEC
IT | TYNDP2026 | NT | 2030 | TWh | 244 | Sub_sector | Transport | Busses | Transport (busses) | Energetic | transport_busses_final_demand_methane | Methane | EU | Energy demand | 4.393 | FEC
IT | TYNDP2026 | NT | 2030 | TWh | 245 | Sub_sector | Transport | Busses | Transport (busses) | Energetic | transport_busses_final_demand_heat | Heat | EU | Energy demand | 0 | FEC
IT | TYNDP2026 | NT | 2030 | TWh | 246 | Sub_sector | Transport | Busses | Transport (busses) | Energetic | transport_busses_final_demand_biomass | Biomass | EU | Energy demand | 0 | FEC
IT | TYNDP2026 | NT | 2030 | TWh | 247 | Sub_sector | Transport | Busses | Transport (busses) | Energetic | transport_busses_final_demand_coal | Solids | EU | Energy demand | 0 | FEC
IT | TYNDP2026 | NT | 2030 | TWh | 248 | Sub_sector | Transport | Busses | Transport (busses) | Energetic | transport_busses_final_demand_oil | Liquids | EU | Energy demand | 12.5817 | FEC
IT | TYNDP2026 | NT | 2030 | TWh | 249 | Sub_sector | Transport | Busses | Transport (busses) | Energetic | transport_busses_final_demand_other | Others | EU | Energy demand | 0 | FEC
IT | TYNDP2026 | NT | 2030 | TWh | 250 | Sub_sector | Transport | Busses | Transport (busses) | Energetic | transport_busses_final_demand_ammonia | Ammonia | EU | Energy demand | 0 | FEC
IT | TYNDP2026 | NT | 2030 | TWh | 252 | Sub_sector | Transport | Trucks | Transport (trucks) | Energetic | transport_trucks_final_demand_electricity | Electricity | EU | Energy demand | 1.2251 | FEC
IT | TYNDP2026 | NT | 2030 | TWh | 253 | Sub_sector | Transport | Trucks | Transport (trucks) | Energetic | transport_trucks_final_demand_hydrogen | Hydrogen | EU | Energy demand | 1.7639 | FEC
IT | TYNDP2026 | NT | 2030 | TWh | 254 | Sub_sector | Transport | Trucks | Transport (trucks) | Energetic | transport_trucks_final_demand_methane | Methane | EU | Energy demand | 5.9835 | FEC
IT | TYNDP2026 | NT | 2030 | TWh | 255 | Sub_sector | Transport | Trucks | Transport (trucks) | Energetic | transport_trucks_final_demand_heat | Heat | EU | Energy demand | 0 | FEC
IT | TYNDP2026 | NT | 2030 | TWh | 256 | Sub_sector | Transport | Trucks | Transport (trucks) | Energetic | transport_trucks_final_demand_biomass | Biomass | EU | Energy demand | 0 | FEC
IT | TYNDP2026 | NT | 2030 | TWh | 257 | Sub_sector | Transport | Trucks | Transport (trucks) | Energetic | transport_trucks_final_demand_coal | Solids | EU | Energy demand | 0 | FEC
IT | TYNDP2026 | NT | 2030 | TWh | 258 | Sub_sector | Transport | Trucks | Transport (trucks) | Energetic | transport_trucks_final_demand_oil | Liquids | EU | Energy demand | 27.1193 | FEC
IT | TYNDP2026 | NT | 2030 | TWh | 259 | Sub_sector | Transport | Trucks | Transport (trucks) | Energetic | transport_trucks_final_demand_other | Others | EU | Energy demand | 0 | FEC
IT | TYNDP2026 | NT | 2030 | TWh | 260 | Sub_sector | Transport | Trucks | Transport (trucks) | Energetic | transport_trucks_final_demand_ammonia | Ammonia | EU | Energy demand | 0 | FEC
IT | TYNDP2026 | NT | 2030 | TWh | 262 | Sub_sector | Transport | Vans | Transport (vans) | Energetic | transport_vans_final_demand_electricity | Electricity | EU | Energy demand | 9.1615 | FEC
IT | TYNDP2026 | NT | 2030 | TWh | 263 | Sub_sector | Transport | Vans | Transport (vans) | Energetic | transport_vans_final_demand_hydrogen | Hydrogen | EU | Energy demand | 1.8132 | FEC
IT | TYNDP2026 | NT | 2030 | TWh | 264 | Sub_sector | Transport | Vans | Transport (vans) | Energetic | transport_vans_final_demand_methane | Methane | EU | Energy demand | 3.0003 | FEC
IT | TYNDP2026 | NT | 2030 | TWh | 265 | Sub_sector | Transport | Vans | Transport (vans) | Energetic | transport_vans_final_demand_heat | Heat | EU | Energy demand | 0 | FEC
IT | TYNDP2026 | NT | 2030 | TWh | 266 | Sub_sector | Transport | Vans | Transport (vans) | Energetic | transport_vans_final_demand_biomass | Biomass | EU | Energy demand | 0 | FEC
IT | TYNDP2026 | NT | 2030 | TWh | 267 | Sub_sector | Transport | Vans | Transport (vans) | Energetic | transport_vans_final_demand_coal | Solids | EU | Energy demand | 0 | FEC
IT | TYNDP2026 | NT | 2030 | TWh | 268 | Sub_sector | Transport | Vans | Transport (vans) | Energetic | transport_vans_final_demand_oil | Liquids | EU | Energy demand | 27.2832 | FEC
IT | TYNDP2026 | NT | 2030 | TWh | 269 | Sub_sector | Transport | Vans | Transport (vans) | Energetic | transport_vans_final_demand_other | Others | EU | Energy demand | 0 | FEC
IT | TYNDP2026 | NT | 2030 | TWh | 270 | Sub_sector | Transport | Vans | Transport (vans) | Energetic | transport_vans_final_demand_ammonia | Ammonia | EU | Energy demand | 0 | FEC
IT | TYNDP2026 | NT | 2030 | TWh | 272 | Sub_sector | Transport | Freight trains | Transport (trains) | Energetic | transport_trains_final_demand_electricity | Electricity | EU | Energy demand | 8.4138 | FEC
IT | TYNDP2026 | NT | 2030 | TWh | 273 | Sub_sector | Transport | Freight trains | Transport (trains) | Energetic | transport_trains_final_demand_hydrogen | Hydrogen | EU | Energy demand | 0.25702 | FEC
IT | TYNDP2026 | NT | 2030 | TWh | 274 | Sub_sector | Transport | Freight trains | Transport (trains) | Energetic | transport_trains_final_demand_methane | Methane | EU | Energy demand | 0 | FEC
IT | TYNDP2026 | NT | 2030 | TWh | 275 | Sub_sector | Transport | Freight trains | Transport (trains) | Energetic | transport_trains_final_demand_heat | Heat | EU | Energy demand | 0 | FEC
IT | TYNDP2026 | NT | 2030 | TWh | 276 | Sub_sector | Transport | Freight trains | Transport (trains) | Energetic | transport_trains_final_demand_biomass | Biomass | EU | Energy demand | 0 | FEC
IT | TYNDP2026 | NT | 2030 | TWh | 277 | Sub_sector | Transport | Freight trains | Transport (trains) | Energetic | transport_trains_final_demand_coal | Solids | EU | Energy demand | 0 | FEC
IT | TYNDP2026 | NT | 2030 | TWh | 278 | Sub_sector | Transport | Freight trains | Transport (trains) | Energetic | transport_trains_final_demand_oil | Liquids | EU | Energy demand | 0.49798 | FEC
IT | TYNDP2026 | NT | 2030 | TWh | 279 | Sub_sector | Transport | Freight trains | Transport (trains) | Energetic | transport_trains_final_demand_other | Others | EU | Energy demand | 0 | FEC
IT | TYNDP2026 | NT | 2030 | TWh | 280 | Sub_sector | Transport | Freight trains | Transport (trains) | Energetic | transport_trains_final_demand_ammonia | Ammonia | EU | Energy demand | 0 | FEC
IT | TYNDP2026 | NT | 2030 | TWh | 282 | Sub_sector | Transport | Ships | Transport (ships) | Energetic | transport_ships_final_demand_electricity | Electricity | EU | Energy demand | 0.10047 | FEC
IT | TYNDP2026 | NT | 2030 | TWh | 283 | Sub_sector | Transport | Ships | Transport (ships) | Energetic | transport_ships_final_demand_hydrogen | Hydrogen | EU | Energy demand | 0 | FEC
IT | TYNDP2026 | NT | 2030 | TWh | 284 | Sub_sector | Transport | Ships | Transport (ships) | Energetic | transport_ships_final_demand_methane | Methane | EU | Energy demand | 0.39604 | FEC
IT | TYNDP2026 | NT | 2030 | TWh | 285 | Sub_sector | Transport | Ships | Transport (ships) | Energetic | transport_ships_final_demand_heat | Heat | EU | Energy demand | 0 | FEC
IT | TYNDP2026 | NT | 2030 | TWh | 286 | Sub_sector | Transport | Ships | Transport (ships) | Energetic | transport_ships_final_demand_biomass | Biomass | EU | Energy demand | 0 | FEC
IT | TYNDP2026 | NT | 2030 | TWh | 287 | Sub_sector | Transport | Ships | Transport (ships) | Energetic | transport_ships_final_demand_coal | Solids | EU | Energy demand | 0 | FEC
IT | TYNDP2026 | NT | 2030 | TWh | 288 | Sub_sector | Transport | Ships | Transport (ships) | Energetic | transport_ships_final_demand_oil | Liquids | EU | Energy demand | 4.3565 | FEC
IT | TYNDP2026 | NT | 2030 | TWh | 289 | Sub_sector | Transport | Ships | Transport (ships) | Energetic | transport_ships_final_demand_other | Others | EU | Energy demand | 0 | FEC
IT | TYNDP2026 | NT | 2030 | TWh | 290 | Sub_sector | Transport | Ships | Transport (ships) | Energetic | transport_ships_final_demand_ammonia | Ammonia | EU | Energy demand | 0 | FEC
IT | TYNDP2026 | NT | 2030 | TWh | 292 | Sub_sector | Transport | Planes | Transport (planes) | Energetic | transport_planes_final_demand_electricity | Electricity | EU | Energy demand | 0 | FEC
IT | TYNDP2026 | NT | 2030 | TWh | 293 | Sub_sector | Transport | Planes | Transport (planes) | Energetic | transport_planes_final_demand_hydrogen | Hydrogen | EU | Energy demand | 0.08613 | FEC
IT | TYNDP2026 | NT | 2030 | TWh | 294 | Sub_sector | Transport | Planes | Transport (planes) | Energetic | transport_planes_final_demand_methane | Methane | EU | Energy demand | 0 | FEC
IT | TYNDP2026 | NT | 2030 | TWh | 295 | Sub_sector | Transport | Planes | Transport (planes) | Energetic | transport_planes_final_demand_heat | Heat | EU | Energy demand | 0 | FEC
IT | TYNDP2026 | NT | 2030 | TWh | 296 | Sub_sector | Transport | Planes | Transport (planes) | Energetic | transport_planes_final_demand_biomass | Biomass | EU | Energy demand | 0 | FEC
IT | TYNDP2026 | NT | 2030 | TWh | 297 | Sub_sector | Transport | Planes | Transport (planes) | Energetic | transport_planes_final_demand_coal | Solids | EU | Energy demand | 0 | FEC
IT | TYNDP2026 | NT | 2030 | TWh | 298 | Sub_sector | Transport | Planes | Transport (planes) | Energetic | transport_planes_final_demand_oil | Liquids | EU | Energy demand | 22.2047 | FEC
IT | TYNDP2026 | NT | 2030 | TWh | 299 | Sub_sector | Transport | Planes | Transport (planes) | Energetic | transport_planes_final_demand_other | Others | EU | Energy demand | 0 | FEC
IT | TYNDP2026 | NT | 2030 | TWh | 300 | Sub_sector | Transport | Planes | Transport (planes) | Energetic | transport_planes_final_demand_ammonia | Ammonia | EU | Energy demand | 0 | FEC
IT | TYNDP2026 | NT | 2030 | TWh | 302 | Sub_sector | Transport | Others | Transport (others) | Energetic | transport_other_final_demand_electricity | Electricity | EU | Energy demand | 0.031558 | FEC
IT | TYNDP2026 | NT | 2030 | TWh | 303 | Sub_sector | Transport | Others | Transport (others) | Energetic | transport_other_final_demand_hydrogen | Hydrogen | EU | Energy demand | 0 | FEC
IT | TYNDP2026 | NT | 2030 | TWh | 304 | Sub_sector | Transport | Others | Transport (others) | Energetic | transport_other_final_demand_methane | Methane | EU | Energy demand | 0 | FEC
IT | TYNDP2026 | NT | 2030 | TWh | 305 | Sub_sector | Transport | Others | Transport (others) | Energetic | transport_other_final_demand_heat | Heat | EU | Energy demand | 0 | FEC
IT | TYNDP2026 | NT | 2030 | TWh | 306 | Sub_sector | Transport | Others | Transport (others) | Energetic | transport_other_final_demand_biomass | Biomass | EU | Energy demand | 0 | FEC
IT | TYNDP2026 | NT | 2030 | TWh | 307 | Sub_sector | Transport | Others | Transport (others) | Energetic | transport_other_final_demand_coal | Solids | EU | Energy demand | 0 | FEC
IT | TYNDP2026 | NT | 2030 | TWh | 308 | Sub_sector | Transport | Others | Transport (others) | Energetic | transport_other_final_demand_oil | Liquids | EU | Energy demand | 8.677 | FEC
IT | TYNDP2026 | NT | 2030 | TWh | 309 | Sub_sector | Transport | Others | Transport (others) | Energetic | transport_other_final_demand_other | Others | EU | Energy demand | 0 | FEC
IT | TYNDP2026 | NT | 2030 | TWh | 310 | Sub_sector | Transport | Others | Transport (others) | Energetic | transport_other_final_demand_ammonia | Ammonia | EU | Energy demand | 0 | FEC
IT | TYNDP2026 | NT | 2030 | TWh | 312 | Sub_sector | International transport | International aviation | Transport (int. aviation) | Energetic | transport_int_aviation_final_demand_electricity | Electricity | EU | Energy demand | 0 | FEC
IT | TYNDP2026 | NT | 2030 | TWh | 313 | Sub_sector | International transport | International aviation | Transport (int. aviation) | Energetic | transport_int_aviation_final_demand_hydrogen | Hydrogen | EU | Energy demand | 0.28926 | FEC
IT | TYNDP2026 | NT | 2030 | TWh | 314 | Sub_sector | International transport | International aviation | Transport (int. aviation) | Energetic | transport_int_aviation_final_demand_methane | Methane | EU | Energy demand | 0 | FEC
IT | TYNDP2026 | NT | 2030 | TWh | 315 | Sub_sector | International transport | International aviation | Transport (int. aviation) | Energetic | transport_int_aviation_final_demand_heat | Heat | EU | Energy demand | 0 | FEC
IT | TYNDP2026 | NT | 2030 | TWh | 316 | Sub_sector | International transport | International aviation | Transport (int. aviation) | Energetic | transport_int_aviation_final_demand_biofuels | Biomass | EU | Energy demand | 0 | FEC
IT | TYNDP2026 | NT | 2030 | TWh | 317 | Sub_sector | International transport | International aviation | Transport (int. aviation) | Energetic | transport_int_aviation_final_demand_coal | Solids | EU | Energy demand | 0 | FEC
IT | TYNDP2026 | NT | 2030 | TWh | 318 | Sub_sector | International transport | International aviation | Transport (int. aviation) | Energetic | transport_int_aviation_final_demand_oil | Liquids | EU | Energy demand | 41.034 | FEC
IT | TYNDP2026 | NT | 2030 | TWh | 319 | Sub_sector | International transport | International aviation | Transport (int. aviation) | Energetic | transport_int_aviation_final_demand_other | Others | EU | Energy demand | 0 | FEC
IT | TYNDP2026 | NT | 2030 | TWh | 320 | Sub_sector | International transport | International aviation | Transport (int. aviation) | Energetic | transport_int_aviation_final_demand_ammonia | Ammonia | EU | Energy demand | 0 | FEC
IT | TYNDP2026 | NT | 2030 | TWh | 322 | Sub_sector | International transport | International shipping | Transport (int. shipping) | Energetic | transport_int_shipping_final_demand_electricity | Electricity | EU | Energy demand | 0 | not_included_in_FEC
IT | TYNDP2026 | NT | 2030 | TWh | 323 | Sub_sector | International transport | International shipping | Transport (int. shipping) | Energetic | transport_int_shipping_final_demand_hydrogen | Hydrogen | EU | Energy demand | 0 | not_included_in_FEC
IT | TYNDP2026 | NT | 2030 | TWh | 324 | Sub_sector | International transport | International shipping | Transport (int. shipping) | Energetic | transport_int_shipping_final_demand_methane | Methane | EU | Energy demand | 9.31 | not_included_in_FEC
IT | TYNDP2026 | NT | 2030 | TWh | 325 | Sub_sector | International transport | International shipping | Transport (int. shipping) | Energetic | transport_int_shipping_final_demand_heat | Heat | EU | Energy demand | 0 | not_included_in_FEC
IT | TYNDP2026 | NT | 2030 | TWh | 326 | Sub_sector | International transport | International shipping | Transport (int. shipping) | Energetic | transport_int_shipping_final_demand_biofuels | Biomass | EU | Energy demand | 0 | not_included_in_FEC
IT | TYNDP2026 | NT | 2030 | TWh | 327 | Sub_sector | International transport | International shipping | Transport (int. shipping) | Energetic | transport_int_shipping_final_demand_coal | Solids | EU | Energy demand | 0 | not_included_in_FEC
IT | TYNDP2026 | NT | 2030 | TWh | 328 | Sub_sector | International transport | International shipping | Transport (int. shipping) | Energetic | transport_int_shipping_final_demand_oil | Liquids | EU | Energy demand | 15.1901 | not_included_in_FEC
IT | TYNDP2026 | NT | 2030 | TWh | 329 | Sub_sector | International transport | International shipping | Transport (int. shipping) | Energetic | transport_int_shipping_final_demand_other | Others | EU | Energy demand | 0 | not_included_in_FEC
IT | TYNDP2026 | NT | 2030 | TWh | 330 | Sub_sector | International transport | International shipping | Transport (int. shipping) | Energetic | transport_int_shipping_final_demand_ammonia | Ammonia | EU | Energy demand | 0 | not_included_in_FEC
IT | TYNDP2026 | NT | 2030 | TWh | 332 | Sub_sector | Households | Space heating | Households (heating) | Energetic | households_heating_final_demand_electricity | Electricity | EU | Energy demand | 6.8478 | FEC
IT | TYNDP2026 | NT | 2030 | TWh | 333 | Sub_sector | Households | Space heating | Households (heating) | Energetic | households_heating_final_demand_hydrogen | Hydrogen | EU | Energy demand | 0 | FEC
IT | TYNDP2026 | NT | 2030 | TWh | 334 | Sub_sector | Households | Space heating | Households (heating) | Energetic | households_heating_final_demand_methane | Methane | EU | Energy demand | 101.6324 | FEC
IT | TYNDP2026 | NT | 2030 | TWh | 335 | Sub_sector | Households | Space heating | Households (heating) | Energetic | households_heating_final_demand_heat | Heat | EU | Energy demand | 9.6587 | FEC
IT | TYNDP2026 | NT | 2030 | TWh | 336 | Sub_sector | Households | Space heating | Households (heating) | Energetic | households_heating_final_demand_biomass | Biomass | EU | Energy demand | 63.0152 | FEC
IT | TYNDP2026 | NT | 2030 | TWh | 337 | Sub_sector | Households | Space heating | Households (heating) | Energetic | households_heating_final_demand_coal | Solids | EU | Energy demand | 7.69e-08 | FEC
IT | TYNDP2026 | NT | 2030 | TWh | 338 | Sub_sector | Households | Space heating | Households (heating) | Energetic | households_heating_final_demand_oil | Liquids | EU | Energy demand | 5.6212 | FEC
IT | TYNDP2026 | NT | 2030 | TWh | 339 | Sub_sector | Households | Space heating | Households (heating) | Energetic | households_heating_final_demand_other | Others | EU | Energy demand | 0 | FEC
IT | TYNDP2026 | NT | 2030 | TWh | 340 | Sub_sector | Households | Space heating | Households (heating) | Energetic | households_heating_final_demand_ammonia | Ammonia | EU | Energy demand | 0 | FEC
IT | TYNDP2026 | NT | 2030 | TWh | 343 | Sub_sector | Households | Cooling | Households (cooling) | Energetic | households_cooling_final_demand_electricity | Electricity | EU | Energy demand | 5.1106 | FEC
IT | TYNDP2026 | NT | 2030 | TWh | 344 | Sub_sector | Households | Cooling | Households (cooling) | Energetic | households_cooling_final_demand_hydrogen | Hydrogen | EU | Energy demand | 0 | FEC
IT | TYNDP2026 | NT | 2030 | TWh | 345 | Sub_sector | Households | Cooling | Households (cooling) | Energetic | households_cooling_final_demand_methane | Methane | EU | Energy demand | 0 | FEC
IT | TYNDP2026 | NT | 2030 | TWh | 346 | Sub_sector | Households | Cooling | Households (cooling) | Energetic | households_cooling_final_demand_heat | Heat | EU | Energy demand | 0 | FEC
IT | TYNDP2026 | NT | 2030 | TWh | 347 | Sub_sector | Households | Cooling | Households (cooling) | Energetic | households_cooling_final_demand_biomass | Biomass | EU | Energy demand | 0 | FEC
IT | TYNDP2026 | NT | 2030 | TWh | 348 | Sub_sector | Households | Cooling | Households (cooling) | Energetic | households_cooling_final_demand_coal | Solids | EU | Energy demand | 0 | FEC
IT | TYNDP2026 | NT | 2030 | TWh | 349 | Sub_sector | Households | Cooling | Households (cooling) | Energetic | households_cooling_final_demand_oil | Liquids | EU | Energy demand | 0 | FEC
IT | TYNDP2026 | NT | 2030 | TWh | 350 | Sub_sector | Households | Cooling | Households (cooling) | Energetic | households_cooling_final_demand_other | Others | EU | Energy demand | 0 | FEC
IT | TYNDP2026 | NT | 2030 | TWh | 351 | Sub_sector | Households | Cooling | Households (cooling) | Energetic | households_cooling_final_demand_ammonia | Ammonia | EU | Energy demand | 0 | FEC
IT | TYNDP2026 | NT | 2030 | TWh | 354 | Sub_sector | Households | Hot water | Households (hot water) | Energetic | households_hot_water_final_demand_electricity | Electricity | EU | Energy demand | 2.5367 | FEC
IT | TYNDP2026 | NT | 2030 | TWh | 355 | Sub_sector | Households | Hot water | Households (hot water) | Energetic | households_hot_water_final_demand_hydrogen | Hydrogen | EU | Energy demand | 0 | FEC
IT | TYNDP2026 | NT | 2030 | TWh | 356 | Sub_sector | Households | Hot water | Households (hot water) | Energetic | households_hot_water_final_demand_methane | Methane | EU | Energy demand | 26.4524 | FEC
IT | TYNDP2026 | NT | 2030 | TWh | 357 | Sub_sector | Households | Hot water | Households (hot water) | Energetic | households_hot_water_final_demand_heat | Heat | EU | Energy demand | 2.7823 | FEC
IT | TYNDP2026 | NT | 2030 | TWh | 358 | Sub_sector | Households | Hot water | Households (hot water) | Energetic | households_hot_water_final_demand_biomass | Biomass | EU | Energy demand | 11.6605 | FEC
IT | TYNDP2026 | NT | 2030 | TWh | 359 | Sub_sector | Households | Hot water | Households (hot water) | Energetic | households_hot_water_final_demand_coal | Solids | EU | Energy demand | 8.2e-09 | FEC
IT | TYNDP2026 | NT | 2030 | TWh | 360 | Sub_sector | Households | Hot water | Households (hot water) | Energetic | households_hot_water_final_demand_oil | Liquids | EU | Energy demand | 0.59995 | FEC
IT | TYNDP2026 | NT | 2030 | TWh | 361 | Sub_sector | Households | Hot water | Households (hot water) | Energetic | households_hot_water_final_demand_other | Others | EU | Energy demand | 1.3225 | FEC
IT | TYNDP2026 | NT | 2030 | TWh | 362 | Sub_sector | Households | Hot water | Households (hot water) | Energetic | households_hot_water_final_demand_ammonia | Ammonia | EU | Energy demand | 0 | FEC
IT | TYNDP2026 | NT | 2030 | TWh | 365 | Sub_sector | Households | Appliances | Households (appliances) | Energetic | households_appliances_final_demand_electricity | Electricity | EU | Energy demand | 55.4453 | FEC
IT | TYNDP2026 | NT | 2030 | TWh | 366 | Sub_sector | Households | Appliances | Households (appliances) | Energetic | households_appliances_final_demand_hydrogen | Hydrogen | EU | Energy demand | 0 | FEC
IT | TYNDP2026 | NT | 2030 | TWh | 367 | Sub_sector | Households | Appliances | Households (appliances) | Energetic | households_appliances_final_demand_methane | Methane | EU | Energy demand | 16.2104 | FEC
IT | TYNDP2026 | NT | 2030 | TWh | 368 | Sub_sector | Households | Appliances | Households (appliances) | Energetic | households_appliances_final_demand_heat | Heat | EU | Energy demand | 0 | FEC
IT | TYNDP2026 | NT | 2030 | TWh | 369 | Sub_sector | Households | Appliances | Households (appliances) | Energetic | households_appliances_final_demand_biomass | Biomass | EU | Energy demand | 0.19777 | FEC
IT | TYNDP2026 | NT | 2030 | TWh | 370 | Sub_sector | Households | Appliances | Households (appliances) | Energetic | households_appliances_final_demand_coal | Solids | EU | Energy demand | 0 | FEC
IT | TYNDP2026 | NT | 2030 | TWh | 371 | Sub_sector | Households | Appliances | Households (appliances) | Energetic | households_appliances_final_demand_oil | Liquids | EU | Energy demand | 0 | FEC
IT | TYNDP2026 | NT | 2030 | TWh | 372 | Sub_sector | Households | Appliances | Households (appliances) | Energetic | households_appliances_final_demand_other | Others | EU | Energy demand | 0 | FEC
IT | TYNDP2026 | NT | 2030 | TWh | 373 | Sub_sector | Households | Appliances | Households (appliances) | Energetic | households_appliances_final_demand_ammonia | Ammonia | EU | Energy demand | 0 | FEC
IT | TYNDP2026 | NT | 2030 | TWh | 375 | Sub_sector | Buildings | Space heating | Buildings (heat) | Energetic | buildings_heat_final_demand_electricity | Electricity | EU | Energy demand | 20.3274 | FEC
IT | TYNDP2026 | NT | 2030 | TWh | 376 | Sub_sector | Buildings | Space heating | Buildings (heat) | Energetic | buildings_heat_final_demand_hydrogen | Hydrogen | EU | Energy demand | 0 | FEC
IT | TYNDP2026 | NT | 2030 | TWh | 377 | Sub_sector | Buildings | Space heating | Buildings (heat) | Energetic | buildings_heat_final_demand_methane | Methane | EU | Energy demand | 11.7552 | FEC
IT | TYNDP2026 | NT | 2030 | TWh | 378 | Sub_sector | Buildings | Space heating | Buildings (heat) | Energetic | buildings_heat_final_demand_heat | Heat | EU | Energy demand | 9.0976 | FEC
IT | TYNDP2026 | NT | 2030 | TWh | 379 | Sub_sector | Buildings | Space heating | Buildings (heat) | Energetic | buildings_heat_final_demand_biomass | Biomass | EU | Energy demand | 3.1267 | FEC
IT | TYNDP2026 | NT | 2030 | TWh | 380 | Sub_sector | Buildings | Space heating | Buildings (heat) | Energetic | buildings_heat_final_demand_coal | Solids | EU | Energy demand | 0 | FEC
IT | TYNDP2026 | NT | 2030 | TWh | 381 | Sub_sector | Buildings | Space heating | Buildings (heat) | Energetic | buildings_heat_final_demand_oil | Liquids | EU | Energy demand | 0.3475 | FEC
IT | TYNDP2026 | NT | 2030 | TWh | 382 | Sub_sector | Buildings | Space heating | Buildings (heat) | Energetic | buildings_heat_final_demand_other | Others | EU | Energy demand | 0.0462 | FEC
IT | TYNDP2026 | NT | 2030 | TWh | 383 | Sub_sector | Buildings | Space heating | Buildings (heat) | Energetic | buildings_heat_final_demand_ammonia | Ammonia | EU | Energy demand | 0 | FEC
IT | TYNDP2026 | NT | 2030 | TWh | 386 | Sub_sector | Buildings | Cooling | Buildings (cooling) | Energetic | buildings_cooling_final_demand_electricity | Electricity | EU | Energy demand | 10.6129 | FEC
IT | TYNDP2026 | NT | 2030 | TWh | 387 | Sub_sector | Buildings | Cooling | Buildings (cooling) | Energetic | buildings_cooling_final_demand_hydrogen | Hydrogen | EU | Energy demand | 0 | FEC
IT | TYNDP2026 | NT | 2030 | TWh | 388 | Sub_sector | Buildings | Cooling | Buildings (cooling) | Energetic | buildings_cooling_final_demand_methane | Methane | EU | Energy demand | 0.20911 | FEC
IT | TYNDP2026 | NT | 2030 | TWh | 389 | Sub_sector | Buildings | Cooling | Buildings (cooling) | Energetic | buildings_cooling_final_demand_heat | Heat | EU | Energy demand | 0 | FEC
IT | TYNDP2026 | NT | 2030 | TWh | 390 | Sub_sector | Buildings | Cooling | Buildings (cooling) | Energetic | buildings_cooling_final_demand_biomass | Biomass | EU | Energy demand | 0 | FEC
IT | TYNDP2026 | NT | 2030 | TWh | 391 | Sub_sector | Buildings | Cooling | Buildings (cooling) | Energetic | buildings_cooling_final_demand_coal | Solids | EU | Energy demand | 0 | FEC
IT | TYNDP2026 | NT | 2030 | TWh | 392 | Sub_sector | Buildings | Cooling | Buildings (cooling) | Energetic | buildings_cooling_final_demand_oil | Liquids | EU | Energy demand | 0 | FEC
IT | TYNDP2026 | NT | 2030 | TWh | 393 | Sub_sector | Buildings | Cooling | Buildings (cooling) | Energetic | buildings_cooling_final_demand_other | Others | EU | Energy demand | 0 | FEC
IT | TYNDP2026 | NT | 2030 | TWh | 394 | Sub_sector | Buildings | Cooling | Buildings (cooling) | Energetic | buildings_cooling_final_demand_ammonia | Ammonia | EU | Energy demand | 0 | FEC
IT | TYNDP2026 | NT | 2030 | TWh | 397 | Sub_sector | Buildings | Appliances | Buildings (appliances) | Energetic | buildings_appliances_final_demand_electricity | Electricity | EU | Energy demand | 52.5057 | FEC
IT | TYNDP2026 | NT | 2030 | TWh | 398 | Sub_sector | Buildings | Appliances | Buildings (appliances) | Energetic | buildings_appliances_final_demand_hydrogen | Hydrogen | EU | Energy demand | 0 | FEC
IT | TYNDP2026 | NT | 2030 | TWh | 399 | Sub_sector | Buildings | Appliances | Buildings (appliances) | Energetic | buildings_appliances_final_demand_methane | Methane | EU | Energy demand | 29.9643 | FEC
IT | TYNDP2026 | NT | 2030 | TWh | 400 | Sub_sector | Buildings | Appliances | Buildings (appliances) | Energetic | buildings_appliances_final_demand_heat | Heat | EU | Energy demand | 0 | FEC
IT | TYNDP2026 | NT | 2030 | TWh | 401 | Sub_sector | Buildings | Appliances | Buildings (appliances) | Energetic | buildings_appliances_final_demand_biomass | Biomass | EU | Energy demand | 0 | FEC
IT | TYNDP2026 | NT | 2030 | TWh | 402 | Sub_sector | Buildings | Appliances | Buildings (appliances) | Energetic | buildings_appliances_final_demand_coal | Solids | EU | Energy demand | 0 | FEC
IT | TYNDP2026 | NT | 2030 | TWh | 403 | Sub_sector | Buildings | Appliances | Buildings (appliances) | Energetic | buildings_appliances_final_demand_oil | Liquids | EU | Energy demand | 0 | FEC
IT | TYNDP2026 | NT | 2030 | TWh | 404 | Sub_sector | Buildings | Appliances | Buildings (appliances) | Energetic | buildings_appliances_final_demand_other | Others | EU | Energy demand | 0 | FEC
IT | TYNDP2026 | NT | 2030 | TWh | 405 | Sub_sector | Buildings | Appliances | Buildings (appliances) | Energetic | buildings_appliances_final_demand_ammonia | Ammonia | EU | Energy demand | 0 | FEC
IT | TYNDP2026 | NT | 2030 | TWh | 407 | Sub_sector | Buildings | Datacenters | Datacenters & ICT | Energetic | datacentres_final_demand_electricity_energetic | Electricity | EU | Energy demand | 13.1549 | FEC
IT | TYNDP2026 | NT | 2030 | TWh | 408 | Sub_sector | Buildings | Datacenters | Datacenters & ICT | Energetic | datacentres_final_demand_hydrogen_energetic | Hydrogen | EU | Energy demand | 0 | FEC
IT | TYNDP2026 | NT | 2030 | TWh | 409 | Sub_sector | Buildings | Datacenters | Datacenters & ICT | Energetic | datacentres_final_demand_methane_energetic | Methane | EU | Energy demand | 0 | FEC
IT | TYNDP2026 | NT | 2030 | TWh | 410 | Sub_sector | Buildings | Datacenters | Datacenters & ICT | Energetic | datacentres_final_demand_heat_energetic | Heat | EU | Energy demand | 0 | FEC
IT | TYNDP2026 | NT | 2030 | TWh | 411 | Sub_sector | Buildings | Datacenters | Datacenters & ICT | Energetic | datacentres_final_demand_biomass_energetic | Biomass | EU | Energy demand | 0 | FEC
IT | TYNDP2026 | NT | 2030 | TWh | 412 | Sub_sector | Buildings | Datacenters | Datacenters & ICT | Energetic | datacentres_final_demand_coal_energetic | Solids | EU | Energy demand | 0 | FEC
IT | TYNDP2026 | NT | 2030 | TWh | 413 | Sub_sector | Buildings | Datacenters | Datacenters & ICT | Energetic | datacentres_final_demand_oil_energetic | Liquids | EU | Energy demand | 0 | FEC
IT | TYNDP2026 | NT | 2030 | TWh | 414 | Sub_sector | Buildings | Datacenters | Datacenters & ICT | Energetic | datacentres_final_demand_other_energetic | Others | EU | Energy demand | 0 | FEC
IT | TYNDP2026 | NT | 2030 | TWh | 415 | Sub_sector | Buildings | Datacenters | Datacenters & ICT | Energetic | datacentres_final_demand_ammonia_energetic | Ammonia | EU | Energy demand | 0 | FEC
IT | TYNDP2026 | NT | 2030 | TWh | 417 | Sub_sector | Transport | Others_Sector | Others_Sector | Energetic | other_final_demand_electricity_energetic | Electricity | EU | Energy demand | 0 | FEC
IT | TYNDP2026 | NT | 2030 | TWh | 418 | Sub_sector | Transport | Others_Sector | Others_Sector | Energetic | other_final_demand_hydrogen_energetic | Hydrogen | EU | Energy demand | 0 | FEC
IT | TYNDP2026 | NT | 2030 | TWh | 419 | Sub_sector | Transport | Pipeline Transport | Others_Sector | Energetic | other_final_demand_methane_energetic | Methane | EU | Energy demand | 3.8029 | FEC
IT | TYNDP2026 | NT | 2030 | TWh | 420 | Sub_sector | Transport | Others_Sector | Others_Sector | Energetic | other_final_demand_heat_energetic | Heat | EU | Energy demand | 0.26051 | FEC
IT | TYNDP2026 | NT | 2030 | TWh | 421 | Sub_sector | Transport | Others_Sector | Others_Sector | Energetic | other_final_demand_biomass_energetic | Biomass | EU | Energy demand | 0 | FEC
IT | TYNDP2026 | NT | 2030 | TWh | 422 | Sub_sector | Transport | Others_Sector | Others_Sector | Energetic | other_final_demand_coal_energetic | Solids | EU | Energy demand | 0 | FEC
IT | TYNDP2026 | NT | 2030 | TWh | 423 | Sub_sector | Transport | Others_Sector | Others_Sector | Energetic | other_final_demand_oil_energetic | Liquids | EU | Energy demand | 0 | FEC
IT | TYNDP2026 | NT | 2030 | TWh | 424 | Sub_sector | Others_Sector | Others_Sector | Others_Sector | Non-energetic | other_final_demand_oil_non_energetic | Liquids | EU | Energy demand | 0 | not_included_in_FEC
IT | TYNDP2026 | NT | 2030 | TWh | 425 | Sub_sector | Transport | Others_Sector | Others_Sector | Energetic | other_final_demand_other_energetic | Others | EU | Energy demand | 0 | FEC
IT | TYNDP2026 | NT | 2030 | TWh | 426 | Sub_sector | Transport | Others_Sector | Others_Sector | Energetic | other_final_demand_ammonia_energetic | Ammonia | EU | Energy demand | 0 | FEC
IT | TYNDP2026 | NT | 2030 | TWh | 427 | Sub_sector | Industry | Surplus_Heat_in_Industry | Surplus_Heat_in_Industry | Energetic | final_demand_of_industry_unused_local_production_steam_hot_water | Heat | EU | Energy demand | 0.96316 | FEC
IT | TYNDP2026 | NT | 2030 | TWh | 429 | Sub_sector | Agriculture | Total | Agriculture | Energetic | agriculture_final_demand_electricity_energetic | Electricity | EU | Energy demand | 6.5304 | FEC
IT | TYNDP2026 | NT | 2030 | TWh | 430 | Sub_sector | Agriculture | Total | Agriculture | Energetic | agriculture_final_demand_hydrogen_energetic | Hydrogen | EU | Energy demand | 0 | FEC
IT | TYNDP2026 | NT | 2030 | TWh | 431 | Sub_sector | Agriculture | Total | Agriculture | Energetic | agriculture_final_demand_methane_energetic | Methane | EU | Energy demand | 4.3123 | FEC
IT | TYNDP2026 | NT | 2030 | TWh | 432 | Sub_sector | Agriculture | Total | Agriculture | Energetic | agriculture_final_demand_heat_energetic | Heat | EU | Energy demand | 0 | FEC
IT | TYNDP2026 | NT | 2030 | TWh | 433 | Sub_sector | Agriculture | Total | Agriculture | Energetic | agriculture_final_demand_biomass_energetic | Biomass | EU | Energy demand | 0.60575 | FEC
IT | TYNDP2026 | NT | 2030 | TWh | 434 | Sub_sector | Agriculture | Total | Agriculture | Energetic | agriculture_final_demand_coal_energetic | Solids | EU | Energy demand | 0 | FEC
IT | TYNDP2026 | NT | 2030 | TWh | 435 | Sub_sector | Agriculture | Total | Agriculture | Energetic | agriculture_final_demand_oil_energetic | Liquids | EU | Energy demand | 24.7897 | FEC
IT | TYNDP2026 | NT | 2030 | TWh | 436 | Sub_sector | Agriculture | Total | Agriculture | Energetic | agriculture_final_demand_other_energetic | Others | EU | Energy demand | 0 | FEC
IT | TYNDP2026 | NT | 2030 | TWh | 437 | Sub_sector | Agriculture | Total | Agriculture | Energetic | agriculture_final_demand_ammonia_energetic | Ammonia | EU | Energy demand | 0 | FEC
IT | TYNDP2026 | NT | 2030 | TWh | 447 | Sub_sector | Buildings | Surplus Energy | Buildings | Energetic | GAP | Electricity | EU | Energy demand | 0 | FEC
IT | TYNDP2026 | NT | 2030 | TWh | 448 | Sub_sector | Buildings | Surplus Energy | Buildings | Energetic | GAP | Hydrogen | EU | Energy demand | 0 | FEC
IT | TYNDP2026 | NT | 2030 | TWh | 449 | Sub_sector | Buildings | Surplus Energy | Buildings | Energetic | GAP | Methane | EU | Energy demand | 0 | FEC
IT | TYNDP2026 | NT | 2030 | TWh | 450 | Sub_sector | Buildings | Surplus Energy | Buildings | Energetic | GAP | Heat | EU | Energy demand | 0 | FEC
IT | TYNDP2026 | NT | 2030 | TWh | 451 | Sub_sector | Buildings | Surplus Energy | Buildings | Energetic | GAP | Biomass | EU | Energy demand | 0.0053167 | FEC
IT | TYNDP2026 | NT | 2030 | TWh | 452 | Sub_sector | Buildings | Surplus Energy | Buildings | Energetic | GAP | Solids | EU | Energy demand | 0 | FEC
IT | TYNDP2026 | NT | 2030 | TWh | 453 | Sub_sector | Buildings | Surplus Energy | Buildings | Energetic | GAP | Liquids | EU | Energy demand | 0.93743 | FEC
IT | TYNDP2026 | NT | 2030 | TWh | 454 | Sub_sector | Buildings | Surplus Energy | Buildings | Energetic | GAP | Others | EU | Energy demand | 0 | FEC
IT | TYNDP2026 | NT | 2030 | TWh | 455 | Sub_sector | Buildings | Surplus Energy | Buildings | Energetic | GAP | Ammonia | EU | Energy demand | 0 | FEC
IT | TYNDP2026 | NT | 2030 | TWh | 456 | Sub_sector | Households | Surplus Energy | Households | Energetic | GAP | Electricity | EU | Energy demand | 0 | FEC
IT | TYNDP2026 | NT | 2030 | TWh | 457 | Sub_sector | Households | Surplus Energy | Households | Energetic | GAP | Hydrogen | EU | Energy demand | 0 | FEC
IT | TYNDP2026 | NT | 2030 | TWh | 458 | Sub_sector | Households | Surplus Energy | Households | Energetic | GAP | Methane | EU | Energy demand | 0 | FEC
IT | TYNDP2026 | NT | 2030 | TWh | 459 | Sub_sector | Households | Surplus Energy | Households | Energetic | GAP | Heat | EU | Energy demand | 0 | FEC
IT | TYNDP2026 | NT | 2030 | TWh | 460 | Sub_sector | Households | Surplus Energy | Households | Energetic | GAP | Biomass | EU | Energy demand | 0 | FEC
IT | TYNDP2026 | NT | 2030 | TWh | 461 | Sub_sector | Households | Surplus Energy | Households | Energetic | GAP | Solids | EU | Energy demand | 0 | FEC
IT | TYNDP2026 | NT | 2030 | TWh | 462 | Sub_sector | Households | Surplus Energy | Households | Energetic | GAP | Liquids | EU | Energy demand | 0 | FEC
IT | TYNDP2026 | NT | 2030 | TWh | 463 | Sub_sector | Households | Surplus Energy | Households | Energetic | GAP | Others | EU | Energy demand | 0 | FEC
IT | TYNDP2026 | NT | 2030 | TWh | 464 | Sub_sector | Households | Surplus Energy | Households | Energetic | GAP | Ammonia | EU | Energy demand | 0 | FEC
IT | TYNDP2026 | NT | 2035 | TWh | 102 | Sub_sector | Industry | Aluminium | Industry (aluminium) | Energetic | industry_aluminium_demand_electricity_energetic | Electricity | EU | Energy demand | 0 | FEC
IT | TYNDP2026 | NT | 2035 | TWh | 103 | Sub_sector | Industry | Aluminium | Industry (aluminium) | Energetic | industry_aluminium_demand_hydrogen_energetic | Hydrogen | EU | Energy demand | 0 | FEC
IT | TYNDP2026 | NT | 2035 | TWh | 104 | Sub_sector | Industry | Aluminium | Industry (aluminium) | Energetic | industry_aluminium_demand_methane_energetic | Methane | EU | Energy demand | 0 | FEC
IT | TYNDP2026 | NT | 2035 | TWh | 105 | Sub_sector | Industry | Aluminium | Industry (aluminium) | Energetic | industry_aluminium_demand_heat_energetic | Heat | EU | Energy demand | 0 | FEC
IT | TYNDP2026 | NT | 2035 | TWh | 106 | Sub_sector | Industry | Aluminium | Industry (aluminium) | Energetic | industry_aluminium_demand_biomass_energetic | Biomass | EU | Energy demand | 0 | FEC
IT | TYNDP2026 | NT | 2035 | TWh | 107 | Sub_sector | Industry | Aluminium | Industry (aluminium) | Energetic | industry_aluminium_demand_coal_energetic | Solids | EU | Energy demand | 0 | FEC
IT | TYNDP2026 | NT | 2035 | TWh | 108 | Sub_sector | Industry | Aluminium | Industry (aluminium) | Energetic | industry_aluminium_demand_oil_energetic | Liquids | EU | Energy demand | 0 | FEC
IT | TYNDP2026 | NT | 2035 | TWh | 109 | Sub_sector | Industry | Aluminium | Industry (aluminium) | Energetic | industry_aluminium_demand_others_energetic | Others | EU | Energy demand | 0 | FEC
IT | TYNDP2026 | NT | 2035 | TWh | 110 | Sub_sector | Industry | Aluminium | Industry (aluminium) | Energetic | industry_ammonia_demand_others_energetic | Ammonia | EU | Energy demand | 0 | FEC
IT | TYNDP2026 | NT | 2035 | TWh | 112 | Sub_sector | Industry | Chemicals | Industry (chemicals, energetic) | Energetic | industry_chemical_demand_electricity_energetic | Electricity | EU | Energy demand | 9.3516 | FEC
IT | TYNDP2026 | NT | 2035 | TWh | 113 | Sub_sector | Industry | Chemicals | Industry (chemicals, energetic) | Energetic | industry_chemical_demand_hydrogen_energetic | Hydrogen | EU | Energy demand | 1.7915 | FEC
IT | TYNDP2026 | NT | 2035 | TWh | 114 | Sub_sector | Industry | Chemicals | Industry (chemicals, energetic) | Energetic | industry_chemical_demand_methane_energetic | Methane | EU | Energy demand | 20.4475 | FEC
IT | TYNDP2026 | NT | 2035 | TWh | 115 | Sub_sector | Industry | Chemicals | Industry (chemicals, energetic) | Energetic | industry_chemical_demand_heat_energetic | Heat | EU | Energy demand | 1.2684 | FEC
IT | TYNDP2026 | NT | 2035 | TWh | 116 | Sub_sector | Industry | Chemicals | Industry (chemicals, energetic) | Energetic | industry_chemical_demand_biomass_energetic | Biomass | EU | Energy demand | 0.013437 | FEC
IT | TYNDP2026 | NT | 2035 | TWh | 117 | Sub_sector | Industry | Chemicals | Industry (chemicals, energetic) | Energetic | industry_chemical_demand_coal_energetic | Solids | EU | Energy demand | 0 | FEC
IT | TYNDP2026 | NT | 2035 | TWh | 118 | Sub_sector | Industry | Chemicals | Industry (chemicals, energetic) | Energetic | industry_chemical_demand_oil_energetic | Liquids | EU | Energy demand | 0.24607 | FEC
IT | TYNDP2026 | NT | 2035 | TWh | 119 | Sub_sector | Industry | Chemicals | Industry (chemicals, energetic) | Energetic | industry_chemical_demand_others_energetic | Others | EU | Energy demand | 0 | FEC
IT | TYNDP2026 | NT | 2035 | TWh | 120 | Sub_sector | Industry | Chemicals | Industry (chemicals, energetic) | Energetic | industry_chemical_demand_ammonia_energetic | Ammonia | EU | Energy demand | 0 | FEC
IT | TYNDP2026 | NT | 2035 | TWh | 122 | Sub_sector | Industry | Chemicals | Industry (chemicals, non-energetic) | Non-energetic | industry_chemical_demand_electricity_non_energetic | Electricity | EU | Energy demand | 0 | not_included_in_FEC
IT | TYNDP2026 | NT | 2035 | TWh | 123 | Sub_sector | Industry | Chemicals | Industry (chemicals, non-energetic) | Non-energetic | industry_chemical_demand_hydrogen_non_energetic | Hydrogen | EU | Energy demand | 4.158 | not_included_in_FEC
IT | TYNDP2026 | NT | 2035 | TWh | 124 | Sub_sector | Industry | Chemicals | Industry (chemicals, non-energetic) | Non-energetic | industry_chemical_demand_methane_non_energetic | Methane | EU | Energy demand | 5.1559 | not_included_in_FEC
IT | TYNDP2026 | NT | 2035 | TWh | 125 | Sub_sector | Industry | Chemicals | Industry (chemicals, non-energetic) | Non-energetic | industry_chemical_demand_heat_non_energetic | Heat | EU | Energy demand | 0 | not_included_in_FEC
IT | TYNDP2026 | NT | 2035 | TWh | 126 | Sub_sector | Industry | Chemicals | Industry (chemicals, non-energetic) | Non-energetic | industry_chemical_demand_biomass_non_energetic | Biomass | EU | Energy demand | 0 | not_included_in_FEC
IT | TYNDP2026 | NT | 2035 | TWh | 127 | Sub_sector | Industry | Chemicals | Industry (chemicals, non-energetic) | Non-energetic | industry_chemical_demand_coal_non_energetic | Solids | EU | Energy demand | 0 | not_included_in_FEC
IT | TYNDP2026 | NT | 2035 | TWh | 128 | Sub_sector | Industry | Chemicals | Industry (chemicals, non-energetic) | Non-energetic | industry_chemical_demand_oil_non_energetic | Liquids | EU | Energy demand | 46.1258 | not_included_in_FEC
IT | TYNDP2026 | NT | 2035 | TWh | 129 | Sub_sector | Industry | Chemicals | Industry (chemicals, non-energetic) | Non-energetic | industry_chemical_demand_others_non_energetic | Others | EU | Energy demand | 0 | not_included_in_FEC
IT | TYNDP2026 | NT | 2035 | TWh | 130 | Sub_sector | Industry | Chemicals | Industry (chemicals, non-energetic) | Non-energetic | industry_chemical_demand_ammonia_non_energetic | Ammonia | EU | Energy demand | 0 | not_included_in_FEC
IT | TYNDP2026 | NT | 2035 | TWh | 132 | Sub_sector | Industry | Fertilizers | Industry (fertilizers, energetic) | Energetic | industry_fertilizers_demand_electricity_energetic | Electricity | EU | Energy demand | 0.074892 | FEC
IT | TYNDP2026 | NT | 2035 | TWh | 133 | Sub_sector | Industry | Fertilizers | Industry (fertilizers, energetic) | Energetic | industry_fertilizers_demand_hydrogen_energetic | Hydrogen | EU | Energy demand | 0.11506 | FEC
IT | TYNDP2026 | NT | 2035 | TWh | 134 | Sub_sector | Industry | Fertilizers | Industry (fertilizers, energetic) | Energetic | industry_fertilizers_demand_methane_energetic | Methane | EU | Energy demand | 0.8054 | FEC
IT | TYNDP2026 | NT | 2035 | TWh | 135 | Sub_sector | Industry | Fertilizers | Industry (fertilizers, energetic) | Energetic | industry_fertilizers_demand_heat_energetic | Heat | EU | Energy demand | 0 | FEC
IT | TYNDP2026 | NT | 2035 | TWh | 136 | Sub_sector | Industry | Fertilizers | Industry (fertilizers, energetic) | Energetic | industry_fertilizers_demand_biomass_energetic | Biomass | EU | Energy demand | 0 | FEC
IT | TYNDP2026 | NT | 2035 | TWh | 137 | Sub_sector | Industry | Fertilizers | Industry (fertilizers, energetic) | Energetic | industry_fertilizers_demand_coal_energetic | Solids | EU | Energy demand | 0 | FEC
IT | TYNDP2026 | NT | 2035 | TWh | 138 | Sub_sector | Industry | Fertilizers | Industry (fertilizers, energetic) | Energetic | industry_fertilizers_demand_oil_energetic | Liquids | EU | Energy demand | 0 | FEC
IT | TYNDP2026 | NT | 2035 | TWh | 139 | Sub_sector | Industry | Fertilizers | Industry (fertilizers, energetic) | Energetic | industry_fertilizers_demand_others_energetic | Others | EU | Energy demand | 0 | FEC
IT | TYNDP2026 | NT | 2035 | TWh | 140 | Sub_sector | Industry | Fertilizers | Industry (fertilizers, energetic) | Energetic | industry_fertilizers_demand_ammonia_energetic | Ammonia | EU | Energy demand | 0 | FEC
IT | TYNDP2026 | NT | 2035 | TWh | 142 | Sub_sector | Industry | Fertilizers | Industry (fertilizers, non-energetic) | Non-energetic | industry_fertilizers_demand_electricity_non_energetic | Electricity | EU | Energy demand | 0 | not_included_in_FEC
IT | TYNDP2026 | NT | 2035 | TWh | 143 | Sub_sector | Industry | Fertilizers | Industry (fertilizers, non-energetic) | Non-energetic | industry_fertilizers_demand_hydrogen_non_energetic | Hydrogen | EU | Energy demand | 0.1875 | not_included_in_FEC
IT | TYNDP2026 | NT | 2035 | TWh | 144 | Sub_sector | Industry | Fertilizers | Industry (fertilizers, non-energetic) | Non-energetic | industry_fertilizers_demand_methane_non_energetic | Methane | EU | Energy demand | 2.1385 | not_included_in_FEC
IT | TYNDP2026 | NT | 2035 | TWh | 145 | Sub_sector | Industry | Fertilizers | Industry (fertilizers, non-energetic) | Non-energetic | industry_fertilizers_demand_heat_non_energetic | Heat | EU | Energy demand | 0 | not_included_in_FEC
IT | TYNDP2026 | NT | 2035 | TWh | 146 | Sub_sector | Industry | Fertilizers | Industry (fertilizers, non-energetic) | Non-energetic | industry_fertilizers_demand_biomass_non_energetic | Biomass | EU | Energy demand | 0 | not_included_in_FEC
IT | TYNDP2026 | NT | 2035 | TWh | 147 | Sub_sector | Industry | Fertilizers | Industry (fertilizers, non-energetic) | Non-energetic | industry_fertilizers_demand_coal_non_energetic | Solids | EU | Energy demand | 0 | not_included_in_FEC
IT | TYNDP2026 | NT | 2035 | TWh | 148 | Sub_sector | Industry | Fertilizers | Industry (fertilizers, non-energetic) | Non-energetic | industry_fertilizers_demand_oil_non_energetic | Liquids | EU | Energy demand | 0 | not_included_in_FEC
IT | TYNDP2026 | NT | 2035 | TWh | 149 | Sub_sector | Industry | Fertilizers | Industry (fertilizers, non-energetic) | Non-energetic | industry_fertilizers_demand_others_non_energetic | Others | EU | Energy demand | 0 | not_included_in_FEC
IT | TYNDP2026 | NT | 2035 | TWh | 150 | Sub_sector | Industry | Fertilizers | Industry (fertilizers, non-energetic) | Non-energetic | industry_fertilizers_demand_ammonia_non_energetic | Ammonia | EU | Energy demand | 0 | not_included_in_FEC
IT | TYNDP2026 | NT | 2035 | TWh | 152 | Sub_sector | Industry | Food | Industry (food) | Energetic | industry_food_demand_electricity_energetic | Electricity | EU | Energy demand | 9.2849 | FEC
IT | TYNDP2026 | NT | 2035 | TWh | 153 | Sub_sector | Industry | Food | Industry (food) | Energetic | industry_food_demand_hydrogen_energetic | Hydrogen | EU | Energy demand | 1.1528 | FEC
IT | TYNDP2026 | NT | 2035 | TWh | 154 | Sub_sector | Industry | Food | Industry (food) | Energetic | industry_food_demand_methane_energetic | Methane | EU | Energy demand | 10.6061 | FEC
IT | TYNDP2026 | NT | 2035 | TWh | 155 | Sub_sector | Industry | Food | Industry (food) | Energetic | industry_food_demand_heat_energetic | Heat | EU | Energy demand | 2.7668 | FEC
IT | TYNDP2026 | NT | 2035 | TWh | 156 | Sub_sector | Industry | Food | Industry (food) | Energetic | industry_food_demand_biomass_energetic | Biomass | EU | Energy demand | 0.25939 | FEC
IT | TYNDP2026 | NT | 2035 | TWh | 157 | Sub_sector | Industry | Food | Industry (food) | Energetic | industry_food_demand_coal_energetic | Solids | EU | Energy demand | 0 | FEC
IT | TYNDP2026 | NT | 2035 | TWh | 158 | Sub_sector | Industry | Food | Industry (food) | Energetic | industry_food_demand_oil_energetic | Liquids | EU | Energy demand | 0.33335 | FEC
IT | TYNDP2026 | NT | 2035 | TWh | 159 | Sub_sector | Industry | Food | Industry (food) | Energetic | industry_food_demand_others_energetic | Others | EU | Energy demand | 0 | FEC
IT | TYNDP2026 | NT | 2035 | TWh | 160 | Sub_sector | Industry | Food | Industry (food) | Energetic | industry_food_demand_ammonia_energetic | Ammonia | EU | Energy demand | 0 | FEC
IT | TYNDP2026 | NT | 2035 | TWh | 162 | Sub_sector | Industry | Metals | Industry (metal) | Energetic | industry_metal_demand_electricity_energetic | Electricity | EU | Energy demand | 2.2989 | FEC
IT | TYNDP2026 | NT | 2035 | TWh | 163 | Sub_sector | Industry | Metals | Industry (metal) | Energetic | industry_metal_demand_hydrogen_energetic | Hydrogen | EU | Energy demand | 0 | FEC
IT | TYNDP2026 | NT | 2035 | TWh | 164 | Sub_sector | Industry | Metals | Industry (metal) | Energetic | industry_metal_demand_methane_energetic | Methane | EU | Energy demand | 5.4507 | FEC
IT | TYNDP2026 | NT | 2035 | TWh | 165 | Sub_sector | Industry | Metals | Industry (metal) | Energetic | industry_metal_demand_heat_energetic | Heat | EU | Energy demand | 0.01771 | FEC
IT | TYNDP2026 | NT | 2035 | TWh | 166 | Sub_sector | Industry | Metals | Industry (metal) | Energetic | industry_metal_demand_biomass_energetic | Biomass | EU | Energy demand | 0 | FEC
IT | TYNDP2026 | NT | 2035 | TWh | 167 | Sub_sector | Industry | Metals | Industry (metal) | Energetic | industry_metal_demand_coal_energetic | Solids | EU | Energy demand | 0.35357 | FEC
IT | TYNDP2026 | NT | 2035 | TWh | 168 | Sub_sector | Industry | Metals | Industry (metal) | Energetic | industry_metal_demand_oil_energetic | Liquids | EU | Energy demand | 0.86167 | FEC
IT | TYNDP2026 | NT | 2035 | TWh | 169 | Sub_sector | Industry | Metals | Industry (metal) | Energetic | industry_metal_demand_others_energetic | Others | EU | Energy demand | 0 | FEC
IT | TYNDP2026 | NT | 2035 | TWh | 170 | Sub_sector | Industry | Metals | Industry (metal) | Energetic | industry_metal_demand_ammonia_energetic | Ammonia | EU | Energy demand | 0 | FEC
IT | TYNDP2026 | NT | 2035 | TWh | 172 | Sub_sector | Industry | Others | Industry (other, energetic) | Energetic | industry_other_demand_electricity_energetic | Electricity | EU | Energy demand | 70.7265 | FEC
IT | TYNDP2026 | NT | 2035 | TWh | 173 | Sub_sector | Industry | Others | Industry (other, energetic) | Energetic | industry_other_demand_hydrogen_energetic | Hydrogen | EU | Energy demand | 2.4395 | FEC
IT | TYNDP2026 | NT | 2035 | TWh | 174 | Sub_sector | Industry | Others | Industry (other, energetic) | Energetic | industry_other_demand_methane_energetic | Methane | EU | Energy demand | 30.2504 | FEC
IT | TYNDP2026 | NT | 2035 | TWh | 175 | Sub_sector | Industry | Others | Industry (other, energetic) | Energetic | industry_other_demand_heat_energetic | Heat | EU | Energy demand | 0 | FEC
IT | TYNDP2026 | NT | 2035 | TWh | 176 | Sub_sector | Industry | Others | Industry (other, energetic) | Energetic | industry_other_demand_biomass_energetic | Biomass | EU | Energy demand | 6.2615 | FEC
IT | TYNDP2026 | NT | 2035 | TWh | 177 | Sub_sector | Industry | Others | Industry (other, energetic) | Energetic | industry_other_demand_coal_energetic | Solids | EU | Energy demand | 1.1385 | FEC
IT | TYNDP2026 | NT | 2035 | TWh | 178 | Sub_sector | Industry | Others | Industry (other, energetic) | Energetic | industry_other_demand_oil_energetic | Liquids | EU | Energy demand | 22.9317 | FEC
IT | TYNDP2026 | NT | 2035 | TWh | 179 | Sub_sector | Industry | Others | Industry (other, energetic) | Energetic | industry_other_demand_others_energetic | Others | EU | Energy demand | 0 | FEC
IT | TYNDP2026 | NT | 2035 | TWh | 180 | Sub_sector | Industry | Others | Industry (other, energetic) | Energetic | industry_other_demand_ammonia_energetic | Ammonia | EU | Energy demand | 0 | FEC
IT | TYNDP2026 | NT | 2035 | TWh | 182 | Sub_sector | Industry | Others | Industry (other, non-energetic) | Non-energetic | industry_other_demand_electricity_non_energetic | Electricity | EU | Energy demand | 0 | not_included_in_FEC
IT | TYNDP2026 | NT | 2035 | TWh | 183 | Sub_sector | Industry | Others | Industry (other, non-energetic) | Non-energetic | industry_other_demand_hydrogen_non_energetic | Hydrogen | EU | Energy demand | 0 | not_included_in_FEC
IT | TYNDP2026 | NT | 2035 | TWh | 184 | Sub_sector | Industry | Others | Industry (other, non-energetic) | Non-energetic | industry_other_demand_methane_non_energetic | Methane | EU | Energy demand | 5.5492 | not_included_in_FEC
IT | TYNDP2026 | NT | 2035 | TWh | 185 | Sub_sector | Industry | Others | Industry (other, non-energetic) | Non-energetic | industry_other_demand_heat_non_energetic | Heat | EU | Energy demand | 0 | not_included_in_FEC
IT | TYNDP2026 | NT | 2035 | TWh | 186 | Sub_sector | Industry | Others | Industry (other, non-energetic) | Non-energetic | industry_other_demand_biomass_non_energetic | Biomass | EU | Energy demand | 0 | not_included_in_FEC
IT | TYNDP2026 | NT | 2035 | TWh | 187 | Sub_sector | Industry | Others | Industry (other, non-energetic) | Non-energetic | industry_other_demand_coal_non_energetic | Solids | EU | Energy demand | 0 | not_included_in_FEC
IT | TYNDP2026 | NT | 2035 | TWh | 188 | Sub_sector | Industry | Others | Industry (other, non-energetic) | Non-energetic | industry_other_demand_oil_non_energetic | Liquids | EU | Energy demand | 16.6475 | not_included_in_FEC
IT | TYNDP2026 | NT | 2035 | TWh | 189 | Sub_sector | Industry | Others | Industry (other, non-energetic) | Non-energetic | industry_other_demand_others_non_energetic | Others | EU | Energy demand | 0 | not_included_in_FEC
IT | TYNDP2026 | NT | 2035 | TWh | 190 | Sub_sector | Industry | Others | Industry (other, non-energetic) | Non-energetic | industry_other_demand_ammonia_non_energetic | Ammonia | EU | Energy demand | 0 | not_included_in_FEC
IT | TYNDP2026 | NT | 2035 | TWh | 192 | Sub_sector | Industry | Paper | Industry (paper) | Energetic | industry_paper_demand_electricity_energetic | Electricity | EU | Energy demand | 6.5184 | FEC
IT | TYNDP2026 | NT | 2035 | TWh | 193 | Sub_sector | Industry | Paper | Industry (paper) | Energetic | industry_paper_demand_hydrogen_energetic | Hydrogen | EU | Energy demand | 1.3947 | FEC
IT | TYNDP2026 | NT | 2035 | TWh | 194 | Sub_sector | Industry | Paper | Industry (paper) | Energetic | industry_paper_demand_methane_energetic | Methane | EU | Energy demand | 12.552 | FEC
IT | TYNDP2026 | NT | 2035 | TWh | 195 | Sub_sector | Industry | Paper | Industry (paper) | Energetic | industry_paper_demand_heat_energetic | Heat | EU | Energy demand | 0 | FEC
IT | TYNDP2026 | NT | 2035 | TWh | 196 | Sub_sector | Industry | Paper | Industry (paper) | Energetic | industry_paper_demand_biomass_energetic | Biomass | EU | Energy demand | 0 | FEC
IT | TYNDP2026 | NT | 2035 | TWh | 197 | Sub_sector | Industry | Paper | Industry (paper) | Energetic | industry_paper_demand_coal_energetic | Solids | EU | Energy demand | 0 | FEC
IT | TYNDP2026 | NT | 2035 | TWh | 198 | Sub_sector | Industry | Paper | Industry (paper) | Energetic | industry_paper_demand_oil_energetic | Liquids | EU | Energy demand | 0 | FEC
IT | TYNDP2026 | NT | 2035 | TWh | 199 | Sub_sector | Industry | Paper | Industry (paper) | Energetic | industry_paper_demand_others_energetic | Others | EU | Energy demand | 0 | FEC
IT | TYNDP2026 | NT | 2035 | TWh | 200 | Sub_sector | Industry | Paper | Industry (paper) | Energetic | industry_paper_demand_ammonia_energetic | Ammonia | EU | Energy demand | 0 | FEC
IT | TYNDP2026 | NT | 2035 | TWh | 202 | Sub_sector | Industry | Refineries | Industry (refineries, energetic) | Energetic | industry_refinery_demand_electricity_energetic | Electricity | EU | Energy demand | 5.1518 | not_included_in_FEC
IT | TYNDP2026 | NT | 2035 | TWh | 203 | Sub_sector | Industry | Refineries | Industry (refineries, energetic) | Energetic | industry_refinery_demand_hydrogen_energetic | Hydrogen | EU | Energy demand | 2.3112 | not_included_in_FEC
IT | TYNDP2026 | NT | 2035 | TWh | 204 | Sub_sector | Industry | Refineries | Industry (refineries, energetic) | Energetic | industry_refinery_demand_methane_energetic | Methane | EU | Energy demand | 12.7117 | not_included_in_FEC
IT | TYNDP2026 | NT | 2035 | TWh | 205 | Sub_sector | Industry | Refineries | Industry (refineries, energetic) | Energetic | industry_refinery_demand_heat_energetic | Heat | EU | Energy demand | 8.1194 | not_included_in_FEC
IT | TYNDP2026 | NT | 2035 | TWh | 206 | Sub_sector | Industry | Refineries | Industry (refineries, energetic) | Energetic | industry_refinery_demand_biomass_energetic | Biomass | EU | Energy demand | 0 | not_included_in_FEC
IT | TYNDP2026 | NT | 2035 | TWh | 207 | Sub_sector | Industry | Refineries | Industry (refineries, energetic) | Energetic | industry_refinery_demand_coal_energetic | Solids | EU | Energy demand | 0 | not_included_in_FEC
IT | TYNDP2026 | NT | 2035 | TWh | 208 | Sub_sector | Industry | Refineries | Industry (refineries, energetic) | Energetic | industry_refinery_demand_oil_energetic | Liquids | EU | Energy demand | 24.0506 | not_included_in_FEC
IT | TYNDP2026 | NT | 2035 | TWh | 209 | Sub_sector | Industry | Refineries | Industry (refineries, energetic) | Energetic | industry_refinery_demand_others_energetic | Others | EU | Energy demand | 0 | not_included_in_FEC
IT | TYNDP2026 | NT | 2035 | TWh | 210 | Sub_sector | Industry | Refineries | Industry (refineries, energetic) | Energetic | industry_refinery_demand_ammonia_energetic | Ammonia | EU | Energy demand | 0 | not_included_in_FEC
IT | TYNDP2026 | NT | 2035 | TWh | 212 | Sub_sector | Industry | Refineries | Industry (refineries, non-energetic) | Non-energetic | industry_refinery_demand_electricity_non_energetic | Electricity | EU | Energy demand | 0 | not_included_in_FEC
IT | TYNDP2026 | NT | 2035 | TWh | 213 | Sub_sector | Industry | Refineries | Industry (refineries, non-energetic) | Non-energetic | industry_refinery_demand_hydrogen_non_energetic | Hydrogen | EU | Energy demand | 0 | not_included_in_FEC
IT | TYNDP2026 | NT | 2035 | TWh | 214 | Sub_sector | Industry | Refineries | Industry (refineries, non-energetic) | Non-energetic | industry_refinery_demand_methane_non_energetic | Methane | EU | Energy demand | 0 | not_included_in_FEC
IT | TYNDP2026 | NT | 2035 | TWh | 215 | Sub_sector | Industry | Refineries | Industry (refineries, non-energetic) | Non-energetic | industry_refinery_demand_heat_non_energetic | Heat | EU | Energy demand | 0 | not_included_in_FEC
IT | TYNDP2026 | NT | 2035 | TWh | 216 | Sub_sector | Industry | Refineries | Industry (refineries, non-energetic) | Non-energetic | industry_refinery_demand_biomass_non_energetic | Biomass | EU | Energy demand | 0 | not_included_in_FEC
IT | TYNDP2026 | NT | 2035 | TWh | 217 | Sub_sector | Industry | Refineries | Industry (refineries, non-energetic) | Non-energetic | industry_refinery_demand_coal_non_energetic | Solids | EU | Energy demand | 0 | not_included_in_FEC
IT | TYNDP2026 | NT | 2035 | TWh | 218 | Sub_sector | Industry | Refineries | Industry (refineries, non-energetic) | Non-energetic | industry_refinery_demand_oil_non_energetic | Liquids | EU | Energy demand | 0 | not_included_in_FEC
IT | TYNDP2026 | NT | 2035 | TWh | 219 | Sub_sector | Industry | Refineries | Industry (refineries, non-energetic) | Non-energetic | industry_refinery_demand_others_non_energetic | Others | EU | Energy demand | 0 | not_included_in_FEC
IT | TYNDP2026 | NT | 2035 | TWh | 220 | Sub_sector | Industry | Refineries | Industry (refineries, non-energetic) | Non-energetic | industry_refinery_demand_ammonia_non_energetic | Ammonia | EU | Energy demand | 0 | not_included_in_FEC
IT | TYNDP2026 | NT | 2035 | TWh | 222 | Sub_sector | Industry | Steel | Industry (steel) | Energetic | industry_steel_demand_electricity_energetic | Electricity | EU | Energy demand | 23.4649 | FEC
IT | TYNDP2026 | NT | 2035 | TWh | 223 | Sub_sector | Industry | Steel | Industry (steel) | Energetic | industry_steel_demand_hydrogen_energetic | Hydrogen | EU | Energy demand | 1.6352 | FEC
IT | TYNDP2026 | NT | 2035 | TWh | 224 | Sub_sector | Industry | Steel | Industry (steel) | Energetic | industry_steel_demand_methane_energetic | Methane | EU | Energy demand | 29.8263 | FEC
IT | TYNDP2026 | NT | 2035 | TWh | 225 | Sub_sector | Industry | Steel | Industry (steel) | Energetic | industry_steel_demand_heat_energetic | Heat | EU | Energy demand | 1.5176 | FEC
IT | TYNDP2026 | NT | 2035 | TWh | 226 | Sub_sector | Industry | Steel | Industry (steel) | Energetic | industry_steel_demand_biomass_energetic | Biomass | EU | Energy demand | 1.21e-05 | FEC
IT | TYNDP2026 | NT | 2035 | TWh | 227 | Sub_sector | Industry | Steel | Industry (steel) | Energetic | industry_steel_demand_coal_energetic | Solids | EU | Energy demand | 6.1318 | FEC
IT | TYNDP2026 | NT | 2035 | TWh | 228 | Sub_sector | Industry | Steel | Industry (steel) | Energetic | industry_steel_demand_oil_energetic | Liquids | EU | Energy demand | 0.58951 | FEC
IT | TYNDP2026 | NT | 2035 | TWh | 229 | Sub_sector | Industry | Steel | Industry (steel) | Energetic | industry_steel_demand_others_energetic | Others | EU | Energy demand | 0 | FEC
IT | TYNDP2026 | NT | 2035 | TWh | 230 | Sub_sector | Industry | Steel | Industry (steel) | Energetic | industry_steel_demand_ammonia_energetic | Ammonia | EU | Energy demand | 0 | FEC
IT | TYNDP2026 | NT | 2035 | TWh | 232 | Sub_sector | Transport | Cars | Transport (cars) | Energetic | transport_cars_final_demand_electricity | Electricity | EU | Energy demand | 21.905 | FEC
IT | TYNDP2026 | NT | 2035 | TWh | 233 | Sub_sector | Transport | Cars | Transport (cars) | Energetic | transport_cars_final_demand_hydrogen | Hydrogen | EU | Energy demand | 12.8435 | FEC
IT | TYNDP2026 | NT | 2035 | TWh | 234 | Sub_sector | Transport | Cars | Transport (cars) | Energetic | transport_cars_final_demand_methane | Methane | EU | Energy demand | 2.4184 | FEC
IT | TYNDP2026 | NT | 2035 | TWh | 235 | Sub_sector | Transport | Cars | Transport (cars) | Energetic | transport_cars_final_demand_heat | Heat | EU | Energy demand | 0 | FEC
IT | TYNDP2026 | NT | 2035 | TWh | 236 | Sub_sector | Transport | Cars | Transport (cars) | Energetic | transport_cars_final_demand_biomass | Biomass | EU | Energy demand | 0 | FEC
IT | TYNDP2026 | NT | 2035 | TWh | 237 | Sub_sector | Transport | Cars | Transport (cars) | Energetic | transport_cars_final_demand_coal | Solids | EU | Energy demand | 0 | FEC
IT | TYNDP2026 | NT | 2035 | TWh | 238 | Sub_sector | Transport | Cars | Transport (cars) | Energetic | transport_cars_final_demand_oil | Liquids | EU | Energy demand | 138.3223 | FEC
IT | TYNDP2026 | NT | 2035 | TWh | 239 | Sub_sector | Transport | Cars | Transport (cars) | Energetic | transport_cars_final_demand_other | Others | EU | Energy demand | 0 | FEC
IT | TYNDP2026 | NT | 2035 | TWh | 240 | Sub_sector | Transport | Cars | Transport (cars) | Energetic | transport_cars_final_demand_ammonia | Ammonia | EU | Energy demand | 0 | FEC
IT | TYNDP2026 | NT | 2035 | TWh | 242 | Sub_sector | Transport | Busses | Transport (busses) | Energetic | transport_busses_final_demand_electricity | Electricity | EU | Energy demand | 1.1627 | FEC
IT | TYNDP2026 | NT | 2035 | TWh | 243 | Sub_sector | Transport | Busses | Transport (busses) | Energetic | transport_busses_final_demand_hydrogen | Hydrogen | EU | Energy demand | 0.97462 | FEC
IT | TYNDP2026 | NT | 2035 | TWh | 244 | Sub_sector | Transport | Busses | Transport (busses) | Energetic | transport_busses_final_demand_methane | Methane | EU | Energy demand | 4.4768 | FEC
IT | TYNDP2026 | NT | 2035 | TWh | 245 | Sub_sector | Transport | Busses | Transport (busses) | Energetic | transport_busses_final_demand_heat | Heat | EU | Energy demand | 0 | FEC
IT | TYNDP2026 | NT | 2035 | TWh | 246 | Sub_sector | Transport | Busses | Transport (busses) | Energetic | transport_busses_final_demand_biomass | Biomass | EU | Energy demand | 0 | FEC
IT | TYNDP2026 | NT | 2035 | TWh | 247 | Sub_sector | Transport | Busses | Transport (busses) | Energetic | transport_busses_final_demand_coal | Solids | EU | Energy demand | 0 | FEC
IT | TYNDP2026 | NT | 2035 | TWh | 248 | Sub_sector | Transport | Busses | Transport (busses) | Energetic | transport_busses_final_demand_oil | Liquids | EU | Energy demand | 10.346 | FEC
IT | TYNDP2026 | NT | 2035 | TWh | 249 | Sub_sector | Transport | Busses | Transport (busses) | Energetic | transport_busses_final_demand_other | Others | EU | Energy demand | 0 | FEC
IT | TYNDP2026 | NT | 2035 | TWh | 250 | Sub_sector | Transport | Busses | Transport (busses) | Energetic | transport_busses_final_demand_ammonia | Ammonia | EU | Energy demand | 0 | FEC
IT | TYNDP2026 | NT | 2035 | TWh | 252 | Sub_sector | Transport | Trucks | Transport (trucks) | Energetic | transport_trucks_final_demand_electricity | Electricity | EU | Energy demand | 2.2451 | FEC
IT | TYNDP2026 | NT | 2035 | TWh | 253 | Sub_sector | Transport | Trucks | Transport (trucks) | Energetic | transport_trucks_final_demand_hydrogen | Hydrogen | EU | Energy demand | 3.6972 | FEC
IT | TYNDP2026 | NT | 2035 | TWh | 254 | Sub_sector | Transport | Trucks | Transport (trucks) | Energetic | transport_trucks_final_demand_methane | Methane | EU | Energy demand | 10.4503 | FEC
IT | TYNDP2026 | NT | 2035 | TWh | 255 | Sub_sector | Transport | Trucks | Transport (trucks) | Energetic | transport_trucks_final_demand_heat | Heat | EU | Energy demand | 0 | FEC
IT | TYNDP2026 | NT | 2035 | TWh | 256 | Sub_sector | Transport | Trucks | Transport (trucks) | Energetic | transport_trucks_final_demand_biomass | Biomass | EU | Energy demand | 0 | FEC
IT | TYNDP2026 | NT | 2035 | TWh | 257 | Sub_sector | Transport | Trucks | Transport (trucks) | Energetic | transport_trucks_final_demand_coal | Solids | EU | Energy demand | 0 | FEC
IT | TYNDP2026 | NT | 2035 | TWh | 258 | Sub_sector | Transport | Trucks | Transport (trucks) | Energetic | transport_trucks_final_demand_oil | Liquids | EU | Energy demand | 16.9595 | FEC
IT | TYNDP2026 | NT | 2035 | TWh | 259 | Sub_sector | Transport | Trucks | Transport (trucks) | Energetic | transport_trucks_final_demand_other | Others | EU | Energy demand | 0 | FEC
IT | TYNDP2026 | NT | 2035 | TWh | 260 | Sub_sector | Transport | Trucks | Transport (trucks) | Energetic | transport_trucks_final_demand_ammonia | Ammonia | EU | Energy demand | 0 | FEC
IT | TYNDP2026 | NT | 2035 | TWh | 262 | Sub_sector | Transport | Vans | Transport (vans) | Energetic | transport_vans_final_demand_electricity | Electricity | EU | Energy demand | 10.4819 | FEC
IT | TYNDP2026 | NT | 2035 | TWh | 263 | Sub_sector | Transport | Vans | Transport (vans) | Energetic | transport_vans_final_demand_hydrogen | Hydrogen | EU | Energy demand | 3.2142 | FEC
IT | TYNDP2026 | NT | 2035 | TWh | 264 | Sub_sector | Transport | Vans | Transport (vans) | Energetic | transport_vans_final_demand_methane | Methane | EU | Energy demand | 4.2422 | FEC
IT | TYNDP2026 | NT | 2035 | TWh | 265 | Sub_sector | Transport | Vans | Transport (vans) | Energetic | transport_vans_final_demand_heat | Heat | EU | Energy demand | 0 | FEC
IT | TYNDP2026 | NT | 2035 | TWh | 266 | Sub_sector | Transport | Vans | Transport (vans) | Energetic | transport_vans_final_demand_biomass | Biomass | EU | Energy demand | 0 | FEC
IT | TYNDP2026 | NT | 2035 | TWh | 267 | Sub_sector | Transport | Vans | Transport (vans) | Energetic | transport_vans_final_demand_coal | Solids | EU | Energy demand | 0 | FEC
IT | TYNDP2026 | NT | 2035 | TWh | 268 | Sub_sector | Transport | Vans | Transport (vans) | Energetic | transport_vans_final_demand_oil | Liquids | EU | Energy demand | 24.4154 | FEC
IT | TYNDP2026 | NT | 2035 | TWh | 269 | Sub_sector | Transport | Vans | Transport (vans) | Energetic | transport_vans_final_demand_other | Others | EU | Energy demand | 0 | FEC
IT | TYNDP2026 | NT | 2035 | TWh | 270 | Sub_sector | Transport | Vans | Transport (vans) | Energetic | transport_vans_final_demand_ammonia | Ammonia | EU | Energy demand | 0 | FEC
IT | TYNDP2026 | NT | 2035 | TWh | 272 | Sub_sector | Transport | Freight trains | Transport (trains) | Energetic | transport_trains_final_demand_electricity | Electricity | EU | Energy demand | 9.5036 | FEC
IT | TYNDP2026 | NT | 2035 | TWh | 273 | Sub_sector | Transport | Freight trains | Transport (trains) | Energetic | transport_trains_final_demand_hydrogen | Hydrogen | EU | Energy demand | 0.29079 | FEC
IT | TYNDP2026 | NT | 2035 | TWh | 274 | Sub_sector | Transport | Freight trains | Transport (trains) | Energetic | transport_trains_final_demand_methane | Methane | EU | Energy demand | 0 | FEC
IT | TYNDP2026 | NT | 2035 | TWh | 275 | Sub_sector | Transport | Freight trains | Transport (trains) | Energetic | transport_trains_final_demand_heat | Heat | EU | Energy demand | 0 | FEC
IT | TYNDP2026 | NT | 2035 | TWh | 276 | Sub_sector | Transport | Freight trains | Transport (trains) | Energetic | transport_trains_final_demand_biomass | Biomass | EU | Energy demand | 0 | FEC
IT | TYNDP2026 | NT | 2035 | TWh | 277 | Sub_sector | Transport | Freight trains | Transport (trains) | Energetic | transport_trains_final_demand_coal | Solids | EU | Energy demand | 0 | FEC
IT | TYNDP2026 | NT | 2035 | TWh | 278 | Sub_sector | Transport | Freight trains | Transport (trains) | Energetic | transport_trains_final_demand_oil | Liquids | EU | Energy demand | 0.57807 | FEC
IT | TYNDP2026 | NT | 2035 | TWh | 279 | Sub_sector | Transport | Freight trains | Transport (trains) | Energetic | transport_trains_final_demand_other | Others | EU | Energy demand | 0 | FEC
IT | TYNDP2026 | NT | 2035 | TWh | 280 | Sub_sector | Transport | Freight trains | Transport (trains) | Energetic | transport_trains_final_demand_ammonia | Ammonia | EU | Energy demand | 0 | FEC
IT | TYNDP2026 | NT | 2035 | TWh | 282 | Sub_sector | Transport | Ships | Transport (ships) | Energetic | transport_ships_final_demand_electricity | Electricity | EU | Energy demand | 0.12981 | FEC
IT | TYNDP2026 | NT | 2035 | TWh | 283 | Sub_sector | Transport | Ships | Transport (ships) | Energetic | transport_ships_final_demand_hydrogen | Hydrogen | EU | Energy demand | 0.23879 | FEC
IT | TYNDP2026 | NT | 2035 | TWh | 284 | Sub_sector | Transport | Ships | Transport (ships) | Energetic | transport_ships_final_demand_methane | Methane | EU | Energy demand | 1.4481 | FEC
IT | TYNDP2026 | NT | 2035 | TWh | 285 | Sub_sector | Transport | Ships | Transport (ships) | Energetic | transport_ships_final_demand_heat | Heat | EU | Energy demand | 0 | FEC
IT | TYNDP2026 | NT | 2035 | TWh | 286 | Sub_sector | Transport | Ships | Transport (ships) | Energetic | transport_ships_final_demand_biomass | Biomass | EU | Energy demand | 0 | FEC
IT | TYNDP2026 | NT | 2035 | TWh | 287 | Sub_sector | Transport | Ships | Transport (ships) | Energetic | transport_ships_final_demand_coal | Solids | EU | Energy demand | 0 | FEC
IT | TYNDP2026 | NT | 2035 | TWh | 288 | Sub_sector | Transport | Ships | Transport (ships) | Energetic | transport_ships_final_demand_oil | Liquids | EU | Energy demand | 3.1572 | FEC
IT | TYNDP2026 | NT | 2035 | TWh | 289 | Sub_sector | Transport | Ships | Transport (ships) | Energetic | transport_ships_final_demand_other | Others | EU | Energy demand | 0 | FEC
IT | TYNDP2026 | NT | 2035 | TWh | 290 | Sub_sector | Transport | Ships | Transport (ships) | Energetic | transport_ships_final_demand_ammonia | Ammonia | EU | Energy demand | 0 | FEC
IT | TYNDP2026 | NT | 2035 | TWh | 292 | Sub_sector | Transport | Planes | Transport (planes) | Energetic | transport_planes_final_demand_electricity | Electricity | EU | Energy demand | 0.27044 | FEC
IT | TYNDP2026 | NT | 2035 | TWh | 293 | Sub_sector | Transport | Planes | Transport (planes) | Energetic | transport_planes_final_demand_hydrogen | Hydrogen | EU | Energy demand | 0.16917 | FEC
IT | TYNDP2026 | NT | 2035 | TWh | 294 | Sub_sector | Transport | Planes | Transport (planes) | Energetic | transport_planes_final_demand_methane | Methane | EU | Energy demand | 0 | FEC
IT | TYNDP2026 | NT | 2035 | TWh | 295 | Sub_sector | Transport | Planes | Transport (planes) | Energetic | transport_planes_final_demand_heat | Heat | EU | Energy demand | 0 | FEC
IT | TYNDP2026 | NT | 2035 | TWh | 296 | Sub_sector | Transport | Planes | Transport (planes) | Energetic | transport_planes_final_demand_biomass | Biomass | EU | Energy demand | 0 | FEC
IT | TYNDP2026 | NT | 2035 | TWh | 297 | Sub_sector | Transport | Planes | Transport (planes) | Energetic | transport_planes_final_demand_coal | Solids | EU | Energy demand | 0 | FEC
IT | TYNDP2026 | NT | 2035 | TWh | 298 | Sub_sector | Transport | Planes | Transport (planes) | Energetic | transport_planes_final_demand_oil | Liquids | EU | Energy demand | 21.1048 | FEC
IT | TYNDP2026 | NT | 2035 | TWh | 299 | Sub_sector | Transport | Planes | Transport (planes) | Energetic | transport_planes_final_demand_other | Others | EU | Energy demand | 0 | FEC
IT | TYNDP2026 | NT | 2035 | TWh | 300 | Sub_sector | Transport | Planes | Transport (planes) | Energetic | transport_planes_final_demand_ammonia | Ammonia | EU | Energy demand | 0 | FEC
IT | TYNDP2026 | NT | 2035 | TWh | 302 | Sub_sector | Transport | Others | Transport (others) | Energetic | transport_other_final_demand_electricity | Electricity | EU | Energy demand | 0.037568 | FEC
IT | TYNDP2026 | NT | 2035 | TWh | 303 | Sub_sector | Transport | Others | Transport (others) | Energetic | transport_other_final_demand_hydrogen | Hydrogen | EU | Energy demand | 0 | FEC
IT | TYNDP2026 | NT | 2035 | TWh | 304 | Sub_sector | Transport | Others | Transport (others) | Energetic | transport_other_final_demand_methane | Methane | EU | Energy demand | 0 | FEC
IT | TYNDP2026 | NT | 2035 | TWh | 305 | Sub_sector | Transport | Others | Transport (others) | Energetic | transport_other_final_demand_heat | Heat | EU | Energy demand | 0 | FEC
IT | TYNDP2026 | NT | 2035 | TWh | 306 | Sub_sector | Transport | Others | Transport (others) | Energetic | transport_other_final_demand_biomass | Biomass | EU | Energy demand | 0 | FEC
IT | TYNDP2026 | NT | 2035 | TWh | 307 | Sub_sector | Transport | Others | Transport (others) | Energetic | transport_other_final_demand_coal | Solids | EU | Energy demand | 0 | FEC
IT | TYNDP2026 | NT | 2035 | TWh | 308 | Sub_sector | Transport | Others | Transport (others) | Energetic | transport_other_final_demand_oil | Liquids | EU | Energy demand | 9.0709 | FEC
IT | TYNDP2026 | NT | 2035 | TWh | 309 | Sub_sector | Transport | Others | Transport (others) | Energetic | transport_other_final_demand_other | Others | EU | Energy demand | 0 | FEC
IT | TYNDP2026 | NT | 2035 | TWh | 310 | Sub_sector | Transport | Others | Transport (others) | Energetic | transport_other_final_demand_ammonia | Ammonia | EU | Energy demand | 0 | FEC
IT | TYNDP2026 | NT | 2035 | TWh | 312 | Sub_sector | International transport | International aviation | Transport (int. aviation) | Energetic | transport_int_aviation_final_demand_electricity | Electricity | EU | Energy demand | 0 | FEC
IT | TYNDP2026 | NT | 2035 | TWh | 313 | Sub_sector | International transport | International aviation | Transport (int. aviation) | Energetic | transport_int_aviation_final_demand_hydrogen | Hydrogen | EU | Energy demand | 0.72245 | FEC
IT | TYNDP2026 | NT | 2035 | TWh | 314 | Sub_sector | International transport | International aviation | Transport (int. aviation) | Energetic | transport_int_aviation_final_demand_methane | Methane | EU | Energy demand | 0 | FEC
IT | TYNDP2026 | NT | 2035 | TWh | 315 | Sub_sector | International transport | International aviation | Transport (int. aviation) | Energetic | transport_int_aviation_final_demand_heat | Heat | EU | Energy demand | 0 | FEC
IT | TYNDP2026 | NT | 2035 | TWh | 316 | Sub_sector | International transport | International aviation | Transport (int. aviation) | Energetic | transport_int_aviation_final_demand_biofuels | Biomass | EU | Energy demand | 0 | FEC
IT | TYNDP2026 | NT | 2035 | TWh | 317 | Sub_sector | International transport | International aviation | Transport (int. aviation) | Energetic | transport_int_aviation_final_demand_coal | Solids | EU | Energy demand | 0 | FEC
IT | TYNDP2026 | NT | 2035 | TWh | 318 | Sub_sector | International transport | International aviation | Transport (int. aviation) | Energetic | transport_int_aviation_final_demand_oil | Liquids | EU | Energy demand | 46.09 | FEC
IT | TYNDP2026 | NT | 2035 | TWh | 319 | Sub_sector | International transport | International aviation | Transport (int. aviation) | Energetic | transport_int_aviation_final_demand_other | Others | EU | Energy demand | 0 | FEC
IT | TYNDP2026 | NT | 2035 | TWh | 320 | Sub_sector | International transport | International aviation | Transport (int. aviation) | Energetic | transport_int_aviation_final_demand_ammonia | Ammonia | EU | Energy demand | 0 | FEC
IT | TYNDP2026 | NT | 2035 | TWh | 322 | Sub_sector | International transport | International shipping | Transport (int. shipping) | Energetic | transport_int_shipping_final_demand_electricity | Electricity | EU | Energy demand | 0 | not_included_in_FEC
IT | TYNDP2026 | NT | 2035 | TWh | 323 | Sub_sector | International transport | International shipping | Transport (int. shipping) | Energetic | transport_int_shipping_final_demand_hydrogen | Hydrogen | EU | Energy demand | 1.4714 | not_included_in_FEC
IT | TYNDP2026 | NT | 2035 | TWh | 324 | Sub_sector | International transport | International shipping | Transport (int. shipping) | Energetic | transport_int_shipping_final_demand_methane | Methane | EU | Energy demand | 12.2124 | not_included_in_FEC
IT | TYNDP2026 | NT | 2035 | TWh | 325 | Sub_sector | International transport | International shipping | Transport (int. shipping) | Energetic | transport_int_shipping_final_demand_heat | Heat | EU | Energy demand | 0 | not_included_in_FEC
IT | TYNDP2026 | NT | 2035 | TWh | 326 | Sub_sector | International transport | International shipping | Transport (int. shipping) | Energetic | transport_int_shipping_final_demand_biofuels | Biomass | EU | Energy demand | 0 | not_included_in_FEC
IT | TYNDP2026 | NT | 2035 | TWh | 327 | Sub_sector | International transport | International shipping | Transport (int. shipping) | Energetic | transport_int_shipping_final_demand_coal | Solids | EU | Energy demand | 0 | not_included_in_FEC
IT | TYNDP2026 | NT | 2035 | TWh | 328 | Sub_sector | International transport | International shipping | Transport (int. shipping) | Energetic | transport_int_shipping_final_demand_oil | Liquids | EU | Energy demand | 15.7437 | not_included_in_FEC
IT | TYNDP2026 | NT | 2035 | TWh | 329 | Sub_sector | International transport | International shipping | Transport (int. shipping) | Energetic | transport_int_shipping_final_demand_other | Others | EU | Energy demand | 0 | not_included_in_FEC
IT | TYNDP2026 | NT | 2035 | TWh | 330 | Sub_sector | International transport | International shipping | Transport (int. shipping) | Energetic | transport_int_shipping_final_demand_ammonia | Ammonia | EU | Energy demand | 0 | not_included_in_FEC
IT | TYNDP2026 | NT | 2035 | TWh | 332 | Sub_sector | Households | Space heating | Households (heating) | Energetic | households_heating_final_demand_electricity | Electricity | EU | Energy demand | 13.8378 | FEC
IT | TYNDP2026 | NT | 2035 | TWh | 333 | Sub_sector | Households | Space heating | Households (heating) | Energetic | households_heating_final_demand_hydrogen | Hydrogen | EU | Energy demand | 2.2268 | FEC
IT | TYNDP2026 | NT | 2035 | TWh | 334 | Sub_sector | Households | Space heating | Households (heating) | Energetic | households_heating_final_demand_methane | Methane | EU | Energy demand | 87.9319 | FEC
IT | TYNDP2026 | NT | 2035 | TWh | 335 | Sub_sector | Households | Space heating | Households (heating) | Energetic | households_heating_final_demand_heat | Heat | EU | Energy demand | 7.1984 | FEC
IT | TYNDP2026 | NT | 2035 | TWh | 336 | Sub_sector | Households | Space heating | Households (heating) | Energetic | households_heating_final_demand_biomass | Biomass | EU | Energy demand | 52.1383 | FEC
IT | TYNDP2026 | NT | 2035 | TWh | 337 | Sub_sector | Households | Space heating | Households (heating) | Energetic | households_heating_final_demand_coal | Solids | EU | Energy demand | 0 | FEC
IT | TYNDP2026 | NT | 2035 | TWh | 338 | Sub_sector | Households | Space heating | Households (heating) | Energetic | households_heating_final_demand_oil | Liquids | EU | Energy demand | 2.7426 | FEC
IT | TYNDP2026 | NT | 2035 | TWh | 339 | Sub_sector | Households | Space heating | Households (heating) | Energetic | households_heating_final_demand_other | Others | EU | Energy demand | 0 | FEC
IT | TYNDP2026 | NT | 2035 | TWh | 340 | Sub_sector | Households | Space heating | Households (heating) | Energetic | households_heating_final_demand_ammonia | Ammonia | EU | Energy demand | 0 | FEC
IT | TYNDP2026 | NT | 2035 | TWh | 343 | Sub_sector | Households | Cooling | Households (cooling) | Energetic | households_cooling_final_demand_electricity | Electricity | EU | Energy demand | 6.0292 | FEC
IT | TYNDP2026 | NT | 2035 | TWh | 344 | Sub_sector | Households | Cooling | Households (cooling) | Energetic | households_cooling_final_demand_hydrogen | Hydrogen | EU | Energy demand | 0 | FEC
IT | TYNDP2026 | NT | 2035 | TWh | 345 | Sub_sector | Households | Cooling | Households (cooling) | Energetic | households_cooling_final_demand_methane | Methane | EU | Energy demand | 0 | FEC
IT | TYNDP2026 | NT | 2035 | TWh | 346 | Sub_sector | Households | Cooling | Households (cooling) | Energetic | households_cooling_final_demand_heat | Heat | EU | Energy demand | 0 | FEC
IT | TYNDP2026 | NT | 2035 | TWh | 347 | Sub_sector | Households | Cooling | Households (cooling) | Energetic | households_cooling_final_demand_biomass | Biomass | EU | Energy demand | 0 | FEC
IT | TYNDP2026 | NT | 2035 | TWh | 348 | Sub_sector | Households | Cooling | Households (cooling) | Energetic | households_cooling_final_demand_coal | Solids | EU | Energy demand | 0 | FEC
IT | TYNDP2026 | NT | 2035 | TWh | 349 | Sub_sector | Households | Cooling | Households (cooling) | Energetic | households_cooling_final_demand_oil | Liquids | EU | Energy demand | 0 | FEC
IT | TYNDP2026 | NT | 2035 | TWh | 350 | Sub_sector | Households | Cooling | Households (cooling) | Energetic | households_cooling_final_demand_other | Others | EU | Energy demand | 0 | FEC
IT | TYNDP2026 | NT | 2035 | TWh | 351 | Sub_sector | Households | Cooling | Households (cooling) | Energetic | households_cooling_final_demand_ammonia | Ammonia | EU | Energy demand | 0 | FEC
IT | TYNDP2026 | NT | 2035 | TWh | 354 | Sub_sector | Households | Hot water | Households (hot water) | Energetic | households_hot_water_final_demand_electricity | Electricity | EU | Energy demand | 4.5694 | FEC
IT | TYNDP2026 | NT | 2035 | TWh | 355 | Sub_sector | Households | Hot water | Households (hot water) | Energetic | households_hot_water_final_demand_hydrogen | Hydrogen | EU | Energy demand | 0.50161 | FEC
IT | TYNDP2026 | NT | 2035 | TWh | 356 | Sub_sector | Households | Hot water | Households (hot water) | Energetic | households_hot_water_final_demand_methane | Methane | EU | Energy demand | 23.0032 | FEC
IT | TYNDP2026 | NT | 2035 | TWh | 357 | Sub_sector | Households | Hot water | Households (hot water) | Energetic | households_hot_water_final_demand_heat | Heat | EU | Energy demand | 2.1212 | FEC
IT | TYNDP2026 | NT | 2035 | TWh | 358 | Sub_sector | Households | Hot water | Households (hot water) | Energetic | households_hot_water_final_demand_biomass | Biomass | EU | Energy demand | 9.8558 | FEC
IT | TYNDP2026 | NT | 2035 | TWh | 359 | Sub_sector | Households | Hot water | Households (hot water) | Energetic | households_hot_water_final_demand_coal | Solids | EU | Energy demand | 0 | FEC
IT | TYNDP2026 | NT | 2035 | TWh | 360 | Sub_sector | Households | Hot water | Households (hot water) | Energetic | households_hot_water_final_demand_oil | Liquids | EU | Energy demand | 0.29946 | FEC
IT | TYNDP2026 | NT | 2035 | TWh | 361 | Sub_sector | Households | Hot water | Households (hot water) | Energetic | households_hot_water_final_demand_other | Others | EU | Energy demand | 1.3202 | FEC
IT | TYNDP2026 | NT | 2035 | TWh | 362 | Sub_sector | Households | Hot water | Households (hot water) | Energetic | households_hot_water_final_demand_ammonia | Ammonia | EU | Energy demand | 0 | FEC
IT | TYNDP2026 | NT | 2035 | TWh | 365 | Sub_sector | Households | Appliances | Households (appliances) | Energetic | households_appliances_final_demand_electricity | Electricity | EU | Energy demand | 53.5804 | FEC
IT | TYNDP2026 | NT | 2035 | TWh | 366 | Sub_sector | Households | Appliances | Households (appliances) | Energetic | households_appliances_final_demand_hydrogen | Hydrogen | EU | Energy demand | 0 | FEC
IT | TYNDP2026 | NT | 2035 | TWh | 367 | Sub_sector | Households | Appliances | Households (appliances) | Energetic | households_appliances_final_demand_methane | Methane | EU | Energy demand | 15.3834 | FEC
IT | TYNDP2026 | NT | 2035 | TWh | 368 | Sub_sector | Households | Appliances | Households (appliances) | Energetic | households_appliances_final_demand_heat | Heat | EU | Energy demand | 0 | FEC
IT | TYNDP2026 | NT | 2035 | TWh | 369 | Sub_sector | Households | Appliances | Households (appliances) | Energetic | households_appliances_final_demand_biomass | Biomass | EU | Energy demand | 0.19743 | FEC
IT | TYNDP2026 | NT | 2035 | TWh | 370 | Sub_sector | Households | Appliances | Households (appliances) | Energetic | households_appliances_final_demand_coal | Solids | EU | Energy demand | 0 | FEC
IT | TYNDP2026 | NT | 2035 | TWh | 371 | Sub_sector | Households | Appliances | Households (appliances) | Energetic | households_appliances_final_demand_oil | Liquids | EU | Energy demand | 0 | FEC
IT | TYNDP2026 | NT | 2035 | TWh | 372 | Sub_sector | Households | Appliances | Households (appliances) | Energetic | households_appliances_final_demand_other | Others | EU | Energy demand | 0 | FEC
IT | TYNDP2026 | NT | 2035 | TWh | 373 | Sub_sector | Households | Appliances | Households (appliances) | Energetic | households_appliances_final_demand_ammonia | Ammonia | EU | Energy demand | 0 | FEC
IT | TYNDP2026 | NT | 2035 | TWh | 375 | Sub_sector | Buildings | Space heating | Buildings (heat) | Energetic | buildings_heat_final_demand_electricity | Electricity | EU | Energy demand | 18.9859 | FEC
IT | TYNDP2026 | NT | 2035 | TWh | 376 | Sub_sector | Buildings | Space heating | Buildings (heat) | Energetic | buildings_heat_final_demand_hydrogen | Hydrogen | EU | Energy demand | 1.1488 | FEC
IT | TYNDP2026 | NT | 2035 | TWh | 377 | Sub_sector | Buildings | Space heating | Buildings (heat) | Energetic | buildings_heat_final_demand_methane | Methane | EU | Energy demand | 12.171 | FEC
IT | TYNDP2026 | NT | 2035 | TWh | 378 | Sub_sector | Buildings | Space heating | Buildings (heat) | Energetic | buildings_heat_final_demand_heat | Heat | EU | Energy demand | 5.1455 | FEC
IT | TYNDP2026 | NT | 2035 | TWh | 379 | Sub_sector | Buildings | Space heating | Buildings (heat) | Energetic | buildings_heat_final_demand_biomass | Biomass | EU | Energy demand | 2.4059 | FEC
IT | TYNDP2026 | NT | 2035 | TWh | 380 | Sub_sector | Buildings | Space heating | Buildings (heat) | Energetic | buildings_heat_final_demand_coal | Solids | EU | Energy demand | 0 | FEC
IT | TYNDP2026 | NT | 2035 | TWh | 381 | Sub_sector | Buildings | Space heating | Buildings (heat) | Energetic | buildings_heat_final_demand_oil | Liquids | EU | Energy demand | 0.17482 | FEC
IT | TYNDP2026 | NT | 2035 | TWh | 382 | Sub_sector | Buildings | Space heating | Buildings (heat) | Energetic | buildings_heat_final_demand_other | Others | EU | Energy demand | 0.045031 | FEC
IT | TYNDP2026 | NT | 2035 | TWh | 383 | Sub_sector | Buildings | Space heating | Buildings (heat) | Energetic | buildings_heat_final_demand_ammonia | Ammonia | EU | Energy demand | 0 | FEC
IT | TYNDP2026 | NT | 2035 | TWh | 386 | Sub_sector | Buildings | Cooling | Buildings (cooling) | Energetic | buildings_cooling_final_demand_electricity | Electricity | EU | Energy demand | 12.5164 | FEC
IT | TYNDP2026 | NT | 2035 | TWh | 387 | Sub_sector | Buildings | Cooling | Buildings (cooling) | Energetic | buildings_cooling_final_demand_hydrogen | Hydrogen | EU | Energy demand | 0 | FEC
IT | TYNDP2026 | NT | 2035 | TWh | 388 | Sub_sector | Buildings | Cooling | Buildings (cooling) | Energetic | buildings_cooling_final_demand_methane | Methane | EU | Energy demand | 0.21559 | FEC
IT | TYNDP2026 | NT | 2035 | TWh | 389 | Sub_sector | Buildings | Cooling | Buildings (cooling) | Energetic | buildings_cooling_final_demand_heat | Heat | EU | Energy demand | 0 | FEC
IT | TYNDP2026 | NT | 2035 | TWh | 390 | Sub_sector | Buildings | Cooling | Buildings (cooling) | Energetic | buildings_cooling_final_demand_biomass | Biomass | EU | Energy demand | 0 | FEC
IT | TYNDP2026 | NT | 2035 | TWh | 391 | Sub_sector | Buildings | Cooling | Buildings (cooling) | Energetic | buildings_cooling_final_demand_coal | Solids | EU | Energy demand | 0 | FEC
IT | TYNDP2026 | NT | 2035 | TWh | 392 | Sub_sector | Buildings | Cooling | Buildings (cooling) | Energetic | buildings_cooling_final_demand_oil | Liquids | EU | Energy demand | 0 | FEC
IT | TYNDP2026 | NT | 2035 | TWh | 393 | Sub_sector | Buildings | Cooling | Buildings (cooling) | Energetic | buildings_cooling_final_demand_other | Others | EU | Energy demand | 0 | FEC
IT | TYNDP2026 | NT | 2035 | TWh | 394 | Sub_sector | Buildings | Cooling | Buildings (cooling) | Energetic | buildings_cooling_final_demand_ammonia | Ammonia | EU | Energy demand | 0 | FEC
IT | TYNDP2026 | NT | 2035 | TWh | 397 | Sub_sector | Buildings | Appliances | Buildings (appliances) | Energetic | buildings_appliances_final_demand_electricity | Electricity | EU | Energy demand | 47.0565 | FEC
IT | TYNDP2026 | NT | 2035 | TWh | 398 | Sub_sector | Buildings | Appliances | Buildings (appliances) | Energetic | buildings_appliances_final_demand_hydrogen | Hydrogen | EU | Energy demand | 0 | FEC
IT | TYNDP2026 | NT | 2035 | TWh | 399 | Sub_sector | Buildings | Appliances | Buildings (appliances) | Energetic | buildings_appliances_final_demand_methane | Methane | EU | Energy demand | 27.7904 | FEC
IT | TYNDP2026 | NT | 2035 | TWh | 400 | Sub_sector | Buildings | Appliances | Buildings (appliances) | Energetic | buildings_appliances_final_demand_heat | Heat | EU | Energy demand | 0 | FEC
IT | TYNDP2026 | NT | 2035 | TWh | 401 | Sub_sector | Buildings | Appliances | Buildings (appliances) | Energetic | buildings_appliances_final_demand_biomass | Biomass | EU | Energy demand | 0 | FEC
IT | TYNDP2026 | NT | 2035 | TWh | 402 | Sub_sector | Buildings | Appliances | Buildings (appliances) | Energetic | buildings_appliances_final_demand_coal | Solids | EU | Energy demand | 0 | FEC
IT | TYNDP2026 | NT | 2035 | TWh | 403 | Sub_sector | Buildings | Appliances | Buildings (appliances) | Energetic | buildings_appliances_final_demand_oil | Liquids | EU | Energy demand | 0 | FEC
IT | TYNDP2026 | NT | 2035 | TWh | 404 | Sub_sector | Buildings | Appliances | Buildings (appliances) | Energetic | buildings_appliances_final_demand_other | Others | EU | Energy demand | 0 | FEC
IT | TYNDP2026 | NT | 2035 | TWh | 405 | Sub_sector | Buildings | Appliances | Buildings (appliances) | Energetic | buildings_appliances_final_demand_ammonia | Ammonia | EU | Energy demand | 0 | FEC
IT | TYNDP2026 | NT | 2035 | TWh | 407 | Sub_sector | Buildings | Datacenters | Datacenters & ICT | Energetic | datacentres_final_demand_electricity_energetic | Electricity | EU | Energy demand | 17.3758 | FEC
IT | TYNDP2026 | NT | 2035 | TWh | 408 | Sub_sector | Buildings | Datacenters | Datacenters & ICT | Energetic | datacentres_final_demand_hydrogen_energetic | Hydrogen | EU | Energy demand | 0 | FEC
IT | TYNDP2026 | NT | 2035 | TWh | 409 | Sub_sector | Buildings | Datacenters | Datacenters & ICT | Energetic | datacentres_final_demand_methane_energetic | Methane | EU | Energy demand | 0 | FEC
IT | TYNDP2026 | NT | 2035 | TWh | 410 | Sub_sector | Buildings | Datacenters | Datacenters & ICT | Energetic | datacentres_final_demand_heat_energetic | Heat | EU | Energy demand | 0 | FEC
IT | TYNDP2026 | NT | 2035 | TWh | 411 | Sub_sector | Buildings | Datacenters | Datacenters & ICT | Energetic | datacentres_final_demand_biomass_energetic | Biomass | EU | Energy demand | 0 | FEC
IT | TYNDP2026 | NT | 2035 | TWh | 412 | Sub_sector | Buildings | Datacenters | Datacenters & ICT | Energetic | datacentres_final_demand_coal_energetic | Solids | EU | Energy demand | 0 | FEC
IT | TYNDP2026 | NT | 2035 | TWh | 413 | Sub_sector | Buildings | Datacenters | Datacenters & ICT | Energetic | datacentres_final_demand_oil_energetic | Liquids | EU | Energy demand | 0 | FEC
IT | TYNDP2026 | NT | 2035 | TWh | 414 | Sub_sector | Buildings | Datacenters | Datacenters & ICT | Energetic | datacentres_final_demand_other_energetic | Others | EU | Energy demand | 0 | FEC
IT | TYNDP2026 | NT | 2035 | TWh | 415 | Sub_sector | Buildings | Datacenters | Datacenters & ICT | Energetic | datacentres_final_demand_ammonia_energetic | Ammonia | EU | Energy demand | 0 | FEC
IT | TYNDP2026 | NT | 2035 | TWh | 417 | Sub_sector | Transport | Others_Sector | Others_Sector | Energetic | other_final_demand_electricity_energetic | Electricity | EU | Energy demand | 0 | FEC
IT | TYNDP2026 | NT | 2035 | TWh | 418 | Sub_sector | Transport | Others_Sector | Others_Sector | Energetic | other_final_demand_hydrogen_energetic | Hydrogen | EU | Energy demand | 0 | FEC
IT | TYNDP2026 | NT | 2035 | TWh | 419 | Sub_sector | Transport | Pipeline Transport | Others_Sector | Energetic | other_final_demand_methane_energetic | Methane | EU | Energy demand | 1.0872 | FEC
IT | TYNDP2026 | NT | 2035 | TWh | 420 | Sub_sector | Transport | Others_Sector | Others_Sector | Energetic | other_final_demand_heat_energetic | Heat | EU | Energy demand | 0.074479 | FEC
IT | TYNDP2026 | NT | 2035 | TWh | 421 | Sub_sector | Transport | Others_Sector | Others_Sector | Energetic | other_final_demand_biomass_energetic | Biomass | EU | Energy demand | 0 | FEC
IT | TYNDP2026 | NT | 2035 | TWh | 422 | Sub_sector | Transport | Others_Sector | Others_Sector | Energetic | other_final_demand_coal_energetic | Solids | EU | Energy demand | 0 | FEC
IT | TYNDP2026 | NT | 2035 | TWh | 423 | Sub_sector | Transport | Others_Sector | Others_Sector | Energetic | other_final_demand_oil_energetic | Liquids | EU | Energy demand | 0 | FEC
IT | TYNDP2026 | NT | 2035 | TWh | 424 | Sub_sector | Others_Sector | Others_Sector | Others_Sector | Non-energetic | other_final_demand_oil_non_energetic | Liquids | EU | Energy demand | 0 | not_included_in_FEC
IT | TYNDP2026 | NT | 2035 | TWh | 425 | Sub_sector | Transport | Others_Sector | Others_Sector | Energetic | other_final_demand_other_energetic | Others | EU | Energy demand | 0 | FEC
IT | TYNDP2026 | NT | 2035 | TWh | 426 | Sub_sector | Transport | Others_Sector | Others_Sector | Energetic | other_final_demand_ammonia_energetic | Ammonia | EU | Energy demand | 0 | FEC
IT | TYNDP2026 | NT | 2035 | TWh | 427 | Sub_sector | Industry | Surplus_Heat_in_Industry | Surplus_Heat_in_Industry | Energetic | final_demand_of_industry_unused_local_production_steam_hot_water | Heat | EU | Energy demand | 2.7058 | FEC
IT | TYNDP2026 | NT | 2035 | TWh | 429 | Sub_sector | Agriculture | Total | Agriculture | Energetic | agriculture_final_demand_electricity_energetic | Electricity | EU | Energy demand | 7.1987 | FEC
IT | TYNDP2026 | NT | 2035 | TWh | 430 | Sub_sector | Agriculture | Total | Agriculture | Energetic | agriculture_final_demand_hydrogen_energetic | Hydrogen | EU | Energy demand | 0.053926 | FEC
IT | TYNDP2026 | NT | 2035 | TWh | 431 | Sub_sector | Agriculture | Total | Agriculture | Energetic | agriculture_final_demand_methane_energetic | Methane | EU | Energy demand | 4.3141 | FEC
IT | TYNDP2026 | NT | 2035 | TWh | 432 | Sub_sector | Agriculture | Total | Agriculture | Energetic | agriculture_final_demand_heat_energetic | Heat | EU | Energy demand | 0 | FEC
IT | TYNDP2026 | NT | 2035 | TWh | 433 | Sub_sector | Agriculture | Total | Agriculture | Energetic | agriculture_final_demand_biomass_energetic | Biomass | EU | Energy demand | 0.60602 | FEC
IT | TYNDP2026 | NT | 2035 | TWh | 434 | Sub_sector | Agriculture | Total | Agriculture | Energetic | agriculture_final_demand_coal_energetic | Solids | EU | Energy demand | 0 | FEC
IT | TYNDP2026 | NT | 2035 | TWh | 435 | Sub_sector | Agriculture | Total | Agriculture | Energetic | agriculture_final_demand_oil_energetic | Liquids | EU | Energy demand | 24.6466 | FEC
IT | TYNDP2026 | NT | 2035 | TWh | 436 | Sub_sector | Agriculture | Total | Agriculture | Energetic | agriculture_final_demand_other_energetic | Others | EU | Energy demand | 0 | FEC
IT | TYNDP2026 | NT | 2035 | TWh | 437 | Sub_sector | Agriculture | Total | Agriculture | Energetic | agriculture_final_demand_ammonia_energetic | Ammonia | EU | Energy demand | 0 | FEC
IT | TYNDP2026 | NT | 2035 | TWh | 447 | Sub_sector | Buildings | Surplus Energy | Buildings | Energetic | GAP | Electricity | EU | Energy demand | 0 | FEC
IT | TYNDP2026 | NT | 2035 | TWh | 448 | Sub_sector | Buildings | Surplus Energy | Buildings | Energetic | GAP | Hydrogen | EU | Energy demand | 0 | FEC
IT | TYNDP2026 | NT | 2035 | TWh | 449 | Sub_sector | Buildings | Surplus Energy | Buildings | Energetic | GAP | Methane | EU | Energy demand | 0 | FEC
IT | TYNDP2026 | NT | 2035 | TWh | 450 | Sub_sector | Buildings | Surplus Energy | Buildings | Energetic | GAP | Heat | EU | Energy demand | 0 | FEC
IT | TYNDP2026 | NT | 2035 | TWh | 451 | Sub_sector | Buildings | Surplus Energy | Buildings | Energetic | GAP | Biomass | EU | Energy demand | 0.004931 | FEC
IT | TYNDP2026 | NT | 2035 | TWh | 452 | Sub_sector | Buildings | Surplus Energy | Buildings | Energetic | GAP | Solids | EU | Energy demand | 0 | FEC
IT | TYNDP2026 | NT | 2035 | TWh | 453 | Sub_sector | Buildings | Surplus Energy | Buildings | Energetic | GAP | Liquids | EU | Energy demand | 0.86942 | FEC
IT | TYNDP2026 | NT | 2035 | TWh | 454 | Sub_sector | Buildings | Surplus Energy | Buildings | Energetic | GAP | Others | EU | Energy demand | 0 | FEC
IT | TYNDP2026 | NT | 2035 | TWh | 455 | Sub_sector | Buildings | Surplus Energy | Buildings | Energetic | GAP | Ammonia | EU | Energy demand | 0 | FEC
IT | TYNDP2026 | NT | 2035 | TWh | 456 | Sub_sector | Households | Surplus Energy | Households | Energetic | GAP | Electricity | EU | Energy demand | 0 | FEC
IT | TYNDP2026 | NT | 2035 | TWh | 457 | Sub_sector | Households | Surplus Energy | Households | Energetic | GAP | Hydrogen | EU | Energy demand | 0 | FEC
IT | TYNDP2026 | NT | 2035 | TWh | 458 | Sub_sector | Households | Surplus Energy | Households | Energetic | GAP | Methane | EU | Energy demand | 0 | FEC
IT | TYNDP2026 | NT | 2035 | TWh | 459 | Sub_sector | Households | Surplus Energy | Households | Energetic | GAP | Heat | EU | Energy demand | 0 | FEC
IT | TYNDP2026 | NT | 2035 | TWh | 460 | Sub_sector | Households | Surplus Energy | Households | Energetic | GAP | Biomass | EU | Energy demand | 0 | FEC
IT | TYNDP2026 | NT | 2035 | TWh | 461 | Sub_sector | Households | Surplus Energy | Households | Energetic | GAP | Solids | EU | Energy demand | 0 | FEC
IT | TYNDP2026 | NT | 2035 | TWh | 462 | Sub_sector | Households | Surplus Energy | Households | Energetic | GAP | Liquids | EU | Energy demand | 0 | FEC
IT | TYNDP2026 | NT | 2035 | TWh | 463 | Sub_sector | Households | Surplus Energy | Households | Energetic | GAP | Others | EU | Energy demand | 0 | FEC
IT | TYNDP2026 | NT | 2035 | TWh | 464 | Sub_sector | Households | Surplus Energy | Households | Energetic | GAP | Ammonia | EU | Energy demand | 0 | FEC
IT | TYNDP2026 | NT | 2040 | TWh | 102 | Sub_sector | Industry | Aluminium | Industry (aluminium) | Energetic | industry_aluminium_demand_electricity_energetic | Electricity | EU | Energy demand | 0 | FEC
IT | TYNDP2026 | NT | 2040 | TWh | 103 | Sub_sector | Industry | Aluminium | Industry (aluminium) | Energetic | industry_aluminium_demand_hydrogen_energetic | Hydrogen | EU | Energy demand | 0 | FEC
IT | TYNDP2026 | NT | 2040 | TWh | 104 | Sub_sector | Industry | Aluminium | Industry (aluminium) | Energetic | industry_aluminium_demand_methane_energetic | Methane | EU | Energy demand | 0 | FEC
IT | TYNDP2026 | NT | 2040 | TWh | 105 | Sub_sector | Industry | Aluminium | Industry (aluminium) | Energetic | industry_aluminium_demand_heat_energetic | Heat | EU | Energy demand | 0 | FEC
IT | TYNDP2026 | NT | 2040 | TWh | 106 | Sub_sector | Industry | Aluminium | Industry (aluminium) | Energetic | industry_aluminium_demand_biomass_energetic | Biomass | EU | Energy demand | 0 | FEC
IT | TYNDP2026 | NT | 2040 | TWh | 107 | Sub_sector | Industry | Aluminium | Industry (aluminium) | Energetic | industry_aluminium_demand_coal_energetic | Solids | EU | Energy demand | 0 | FEC
IT | TYNDP2026 | NT | 2040 | TWh | 108 | Sub_sector | Industry | Aluminium | Industry (aluminium) | Energetic | industry_aluminium_demand_oil_energetic | Liquids | EU | Energy demand | 0 | FEC
IT | TYNDP2026 | NT | 2040 | TWh | 109 | Sub_sector | Industry | Aluminium | Industry (aluminium) | Energetic | industry_aluminium_demand_others_energetic | Others | EU | Energy demand | 0 | FEC
IT | TYNDP2026 | NT | 2040 | TWh | 110 | Sub_sector | Industry | Aluminium | Industry (aluminium) | Energetic | industry_ammonia_demand_others_energetic | Ammonia | EU | Energy demand | 0 | FEC
IT | TYNDP2026 | NT | 2040 | TWh | 112 | Sub_sector | Industry | Chemicals | Industry (chemicals, energetic) | Energetic | industry_chemical_demand_electricity_energetic | Electricity | EU | Energy demand | 7.5897 | FEC
IT | TYNDP2026 | NT | 2040 | TWh | 113 | Sub_sector | Industry | Chemicals | Industry (chemicals, energetic) | Energetic | industry_chemical_demand_hydrogen_energetic | Hydrogen | EU | Energy demand | 2.3368 | FEC
IT | TYNDP2026 | NT | 2040 | TWh | 114 | Sub_sector | Industry | Chemicals | Industry (chemicals, energetic) | Energetic | industry_chemical_demand_methane_energetic | Methane | EU | Energy demand | 19.4188 | FEC
IT | TYNDP2026 | NT | 2040 | TWh | 115 | Sub_sector | Industry | Chemicals | Industry (chemicals, energetic) | Energetic | industry_chemical_demand_heat_energetic | Heat | EU | Energy demand | 1.2408 | FEC
IT | TYNDP2026 | NT | 2040 | TWh | 116 | Sub_sector | Industry | Chemicals | Industry (chemicals, energetic) | Energetic | industry_chemical_demand_biomass_energetic | Biomass | EU | Energy demand | 0.013144 | FEC
IT | TYNDP2026 | NT | 2040 | TWh | 117 | Sub_sector | Industry | Chemicals | Industry (chemicals, energetic) | Energetic | industry_chemical_demand_coal_energetic | Solids | EU | Energy demand | 0 | FEC
IT | TYNDP2026 | NT | 2040 | TWh | 118 | Sub_sector | Industry | Chemicals | Industry (chemicals, energetic) | Energetic | industry_chemical_demand_oil_energetic | Liquids | EU | Energy demand | 0.24072 | FEC
IT | TYNDP2026 | NT | 2040 | TWh | 119 | Sub_sector | Industry | Chemicals | Industry (chemicals, energetic) | Energetic | industry_chemical_demand_others_energetic | Others | EU | Energy demand | 0 | FEC
IT | TYNDP2026 | NT | 2040 | TWh | 120 | Sub_sector | Industry | Chemicals | Industry (chemicals, energetic) | Energetic | industry_chemical_demand_ammonia_energetic | Ammonia | EU | Energy demand | 0 | FEC
IT | TYNDP2026 | NT | 2040 | TWh | 122 | Sub_sector | Industry | Chemicals | Industry (chemicals, non-energetic) | Non-energetic | industry_chemical_demand_electricity_non_energetic | Electricity | EU | Energy demand | 0 | not_included_in_FEC
IT | TYNDP2026 | NT | 2040 | TWh | 123 | Sub_sector | Industry | Chemicals | Industry (chemicals, non-energetic) | Non-energetic | industry_chemical_demand_hydrogen_non_energetic | Hydrogen | EU | Energy demand | 6.0984 | not_included_in_FEC
IT | TYNDP2026 | NT | 2040 | TWh | 124 | Sub_sector | Industry | Chemicals | Industry (chemicals, non-energetic) | Non-energetic | industry_chemical_demand_methane_non_energetic | Methane | EU | Energy demand | 5.1559 | not_included_in_FEC
IT | TYNDP2026 | NT | 2040 | TWh | 125 | Sub_sector | Industry | Chemicals | Industry (chemicals, non-energetic) | Non-energetic | industry_chemical_demand_heat_non_energetic | Heat | EU | Energy demand | 0 | not_included_in_FEC
IT | TYNDP2026 | NT | 2040 | TWh | 126 | Sub_sector | Industry | Chemicals | Industry (chemicals, non-energetic) | Non-energetic | industry_chemical_demand_biomass_non_energetic | Biomass | EU | Energy demand | 0 | not_included_in_FEC
IT | TYNDP2026 | NT | 2040 | TWh | 127 | Sub_sector | Industry | Chemicals | Industry (chemicals, non-energetic) | Non-energetic | industry_chemical_demand_coal_non_energetic | Solids | EU | Energy demand | 0 | not_included_in_FEC
IT | TYNDP2026 | NT | 2040 | TWh | 128 | Sub_sector | Industry | Chemicals | Industry (chemicals, non-energetic) | Non-energetic | industry_chemical_demand_oil_non_energetic | Liquids | EU | Energy demand | 44.1854 | not_included_in_FEC
IT | TYNDP2026 | NT | 2040 | TWh | 129 | Sub_sector | Industry | Chemicals | Industry (chemicals, non-energetic) | Non-energetic | industry_chemical_demand_others_non_energetic | Others | EU | Energy demand | 0 | not_included_in_FEC
IT | TYNDP2026 | NT | 2040 | TWh | 130 | Sub_sector | Industry | Chemicals | Industry (chemicals, non-energetic) | Non-energetic | industry_chemical_demand_ammonia_non_energetic | Ammonia | EU | Energy demand | 0 | not_included_in_FEC
IT | TYNDP2026 | NT | 2040 | TWh | 132 | Sub_sector | Industry | Fertilizers | Industry (fertilizers, energetic) | Energetic | industry_fertilizers_demand_electricity_energetic | Electricity | EU | Energy demand | 0.060782 | FEC
IT | TYNDP2026 | NT | 2040 | TWh | 133 | Sub_sector | Industry | Fertilizers | Industry (fertilizers, energetic) | Energetic | industry_fertilizers_demand_hydrogen_energetic | Hydrogen | EU | Energy demand | 0.17804 | FEC
IT | TYNDP2026 | NT | 2040 | TWh | 134 | Sub_sector | Industry | Fertilizers | Industry (fertilizers, energetic) | Energetic | industry_fertilizers_demand_methane_energetic | Methane | EU | Energy demand | 0.71215 | FEC
IT | TYNDP2026 | NT | 2040 | TWh | 135 | Sub_sector | Industry | Fertilizers | Industry (fertilizers, energetic) | Energetic | industry_fertilizers_demand_heat_energetic | Heat | EU | Energy demand | 0 | FEC
IT | TYNDP2026 | NT | 2040 | TWh | 136 | Sub_sector | Industry | Fertilizers | Industry (fertilizers, energetic) | Energetic | industry_fertilizers_demand_biomass_energetic | Biomass | EU | Energy demand | 0 | FEC
IT | TYNDP2026 | NT | 2040 | TWh | 137 | Sub_sector | Industry | Fertilizers | Industry (fertilizers, energetic) | Energetic | industry_fertilizers_demand_coal_energetic | Solids | EU | Energy demand | 0 | FEC
IT | TYNDP2026 | NT | 2040 | TWh | 138 | Sub_sector | Industry | Fertilizers | Industry (fertilizers, energetic) | Energetic | industry_fertilizers_demand_oil_energetic | Liquids | EU | Energy demand | 0 | FEC
IT | TYNDP2026 | NT | 2040 | TWh | 139 | Sub_sector | Industry | Fertilizers | Industry (fertilizers, energetic) | Energetic | industry_fertilizers_demand_others_energetic | Others | EU | Energy demand | 0 | FEC
IT | TYNDP2026 | NT | 2040 | TWh | 140 | Sub_sector | Industry | Fertilizers | Industry (fertilizers, energetic) | Energetic | industry_fertilizers_demand_ammonia_energetic | Ammonia | EU | Energy demand | 0 | FEC
IT | TYNDP2026 | NT | 2040 | TWh | 142 | Sub_sector | Industry | Fertilizers | Industry (fertilizers, non-energetic) | Non-energetic | industry_fertilizers_demand_electricity_non_energetic | Electricity | EU | Energy demand | 0 | not_included_in_FEC
IT | TYNDP2026 | NT | 2040 | TWh | 143 | Sub_sector | Industry | Fertilizers | Industry (fertilizers, non-energetic) | Non-energetic | industry_fertilizers_demand_hydrogen_non_energetic | Hydrogen | EU | Energy demand | 0.25 | not_included_in_FEC
IT | TYNDP2026 | NT | 2040 | TWh | 144 | Sub_sector | Industry | Fertilizers | Industry (fertilizers, non-energetic) | Non-energetic | industry_fertilizers_demand_methane_non_energetic | Methane | EU | Energy demand | 2.0807 | not_included_in_FEC
IT | TYNDP2026 | NT | 2040 | TWh | 145 | Sub_sector | Industry | Fertilizers | Industry (fertilizers, non-energetic) | Non-energetic | industry_fertilizers_demand_heat_non_energetic | Heat | EU | Energy demand | 0 | not_included_in_FEC
IT | TYNDP2026 | NT | 2040 | TWh | 146 | Sub_sector | Industry | Fertilizers | Industry (fertilizers, non-energetic) | Non-energetic | industry_fertilizers_demand_biomass_non_energetic | Biomass | EU | Energy demand | 0 | not_included_in_FEC
IT | TYNDP2026 | NT | 2040 | TWh | 147 | Sub_sector | Industry | Fertilizers | Industry (fertilizers, non-energetic) | Non-energetic | industry_fertilizers_demand_coal_non_energetic | Solids | EU | Energy demand | 0 | not_included_in_FEC
IT | TYNDP2026 | NT | 2040 | TWh | 148 | Sub_sector | Industry | Fertilizers | Industry (fertilizers, non-energetic) | Non-energetic | industry_fertilizers_demand_oil_non_energetic | Liquids | EU | Energy demand | 0 | not_included_in_FEC
IT | TYNDP2026 | NT | 2040 | TWh | 149 | Sub_sector | Industry | Fertilizers | Industry (fertilizers, non-energetic) | Non-energetic | industry_fertilizers_demand_others_non_energetic | Others | EU | Energy demand | 0 | not_included_in_FEC
IT | TYNDP2026 | NT | 2040 | TWh | 150 | Sub_sector | Industry | Fertilizers | Industry (fertilizers, non-energetic) | Non-energetic | industry_fertilizers_demand_ammonia_non_energetic | Ammonia | EU | Energy demand | 0 | not_included_in_FEC
IT | TYNDP2026 | NT | 2040 | TWh | 152 | Sub_sector | Industry | Food | Industry (food) | Energetic | industry_food_demand_electricity_energetic | Electricity | EU | Energy demand | 7.7441 | FEC
IT | TYNDP2026 | NT | 2040 | TWh | 153 | Sub_sector | Industry | Food | Industry (food) | Energetic | industry_food_demand_hydrogen_energetic | Hydrogen | EU | Energy demand | 1.9982 | FEC
IT | TYNDP2026 | NT | 2040 | TWh | 154 | Sub_sector | Industry | Food | Industry (food) | Energetic | industry_food_demand_methane_energetic | Methane | EU | Energy demand | 9.7607 | FEC
IT | TYNDP2026 | NT | 2040 | TWh | 155 | Sub_sector | Industry | Food | Industry (food) | Energetic | industry_food_demand_heat_energetic | Heat | EU | Energy demand | 2.7668 | FEC
IT | TYNDP2026 | NT | 2040 | TWh | 156 | Sub_sector | Industry | Food | Industry (food) | Energetic | industry_food_demand_biomass_energetic | Biomass | EU | Energy demand | 0.25939 | FEC
IT | TYNDP2026 | NT | 2040 | TWh | 157 | Sub_sector | Industry | Food | Industry (food) | Energetic | industry_food_demand_coal_energetic | Solids | EU | Energy demand | 0 | FEC
IT | TYNDP2026 | NT | 2040 | TWh | 158 | Sub_sector | Industry | Food | Industry (food) | Energetic | industry_food_demand_oil_energetic | Liquids | EU | Energy demand | 0.083337 | FEC
IT | TYNDP2026 | NT | 2040 | TWh | 159 | Sub_sector | Industry | Food | Industry (food) | Energetic | industry_food_demand_others_energetic | Others | EU | Energy demand | 0 | FEC
IT | TYNDP2026 | NT | 2040 | TWh | 160 | Sub_sector | Industry | Food | Industry (food) | Energetic | industry_food_demand_ammonia_energetic | Ammonia | EU | Energy demand | 0 | FEC
IT | TYNDP2026 | NT | 2040 | TWh | 162 | Sub_sector | Industry | Metals | Industry (metal) | Energetic | industry_metal_demand_electricity_energetic | Electricity | EU | Energy demand | 2.0738 | FEC
IT | TYNDP2026 | NT | 2040 | TWh | 163 | Sub_sector | Industry | Metals | Industry (metal) | Energetic | industry_metal_demand_hydrogen_energetic | Hydrogen | EU | Energy demand | 0 | FEC
IT | TYNDP2026 | NT | 2040 | TWh | 164 | Sub_sector | Industry | Metals | Industry (metal) | Energetic | industry_metal_demand_methane_energetic | Methane | EU | Energy demand | 5.2411 | FEC
IT | TYNDP2026 | NT | 2040 | TWh | 165 | Sub_sector | Industry | Metals | Industry (metal) | Energetic | industry_metal_demand_heat_energetic | Heat | EU | Energy demand | 0.017029 | FEC
IT | TYNDP2026 | NT | 2040 | TWh | 166 | Sub_sector | Industry | Metals | Industry (metal) | Energetic | industry_metal_demand_biomass_energetic | Biomass | EU | Energy demand | 0 | FEC
IT | TYNDP2026 | NT | 2040 | TWh | 167 | Sub_sector | Industry | Metals | Industry (metal) | Energetic | industry_metal_demand_coal_energetic | Solids | EU | Energy demand | 0.33997 | FEC
IT | TYNDP2026 | NT | 2040 | TWh | 168 | Sub_sector | Industry | Metals | Industry (metal) | Energetic | industry_metal_demand_oil_energetic | Liquids | EU | Energy demand | 0.82853 | FEC
IT | TYNDP2026 | NT | 2040 | TWh | 169 | Sub_sector | Industry | Metals | Industry (metal) | Energetic | industry_metal_demand_others_energetic | Others | EU | Energy demand | 0 | FEC
IT | TYNDP2026 | NT | 2040 | TWh | 170 | Sub_sector | Industry | Metals | Industry (metal) | Energetic | industry_metal_demand_ammonia_energetic | Ammonia | EU | Energy demand | 0 | FEC
IT | TYNDP2026 | NT | 2040 | TWh | 172 | Sub_sector | Industry | Others | Industry (other, energetic) | Energetic | industry_other_demand_electricity_energetic | Electricity | EU | Energy demand | 73.3417 | FEC
IT | TYNDP2026 | NT | 2040 | TWh | 173 | Sub_sector | Industry | Others | Industry (other, energetic) | Energetic | industry_other_demand_hydrogen_energetic | Hydrogen | EU | Energy demand | 4.9069 | FEC
IT | TYNDP2026 | NT | 2040 | TWh | 174 | Sub_sector | Industry | Others | Industry (other, energetic) | Energetic | industry_other_demand_methane_energetic | Methane | EU | Energy demand | 13.9029 | FEC
IT | TYNDP2026 | NT | 2040 | TWh | 175 | Sub_sector | Industry | Others | Industry (other, energetic) | Energetic | industry_other_demand_heat_energetic | Heat | EU | Energy demand | 0 | FEC
IT | TYNDP2026 | NT | 2040 | TWh | 176 | Sub_sector | Industry | Others | Industry (other, energetic) | Energetic | industry_other_demand_biomass_energetic | Biomass | EU | Energy demand | 3.7118 | FEC
IT | TYNDP2026 | NT | 2040 | TWh | 177 | Sub_sector | Industry | Others | Industry (other, energetic) | Energetic | industry_other_demand_coal_energetic | Solids | EU | Energy demand | 0.050126 | FEC
IT | TYNDP2026 | NT | 2040 | TWh | 178 | Sub_sector | Industry | Others | Industry (other, energetic) | Energetic | industry_other_demand_oil_energetic | Liquids | EU | Energy demand | 16.6834 | FEC
IT | TYNDP2026 | NT | 2040 | TWh | 179 | Sub_sector | Industry | Others | Industry (other, energetic) | Energetic | industry_other_demand_others_energetic | Others | EU | Energy demand | 0 | FEC
IT | TYNDP2026 | NT | 2040 | TWh | 180 | Sub_sector | Industry | Others | Industry (other, energetic) | Energetic | industry_other_demand_ammonia_energetic | Ammonia | EU | Energy demand | 0 | FEC
IT | TYNDP2026 | NT | 2040 | TWh | 182 | Sub_sector | Industry | Others | Industry (other, non-energetic) | Non-energetic | industry_other_demand_electricity_non_energetic | Electricity | EU | Energy demand | 0 | not_included_in_FEC
IT | TYNDP2026 | NT | 2040 | TWh | 183 | Sub_sector | Industry | Others | Industry (other, non-energetic) | Non-energetic | industry_other_demand_hydrogen_non_energetic | Hydrogen | EU | Energy demand | 0 | not_included_in_FEC
IT | TYNDP2026 | NT | 2040 | TWh | 184 | Sub_sector | Industry | Others | Industry (other, non-energetic) | Non-energetic | industry_other_demand_methane_non_energetic | Methane | EU | Energy demand | 8.9293 | not_included_in_FEC
IT | TYNDP2026 | NT | 2040 | TWh | 185 | Sub_sector | Industry | Others | Industry (other, non-energetic) | Non-energetic | industry_other_demand_heat_non_energetic | Heat | EU | Energy demand | 0 | not_included_in_FEC
IT | TYNDP2026 | NT | 2040 | TWh | 186 | Sub_sector | Industry | Others | Industry (other, non-energetic) | Non-energetic | industry_other_demand_biomass_non_energetic | Biomass | EU | Energy demand | 2.2323 | not_included_in_FEC
IT | TYNDP2026 | NT | 2040 | TWh | 187 | Sub_sector | Industry | Others | Industry (other, non-energetic) | Non-energetic | industry_other_demand_coal_non_energetic | Solids | EU | Energy demand | 0 | not_included_in_FEC
IT | TYNDP2026 | NT | 2040 | TWh | 188 | Sub_sector | Industry | Others | Industry (other, non-energetic) | Non-energetic | industry_other_demand_oil_non_energetic | Liquids | EU | Energy demand | 11.1616 | not_included_in_FEC
IT | TYNDP2026 | NT | 2040 | TWh | 189 | Sub_sector | Industry | Others | Industry (other, non-energetic) | Non-energetic | industry_other_demand_others_non_energetic | Others | EU | Energy demand | 0 | not_included_in_FEC
IT | TYNDP2026 | NT | 2040 | TWh | 190 | Sub_sector | Industry | Others | Industry (other, non-energetic) | Non-energetic | industry_other_demand_ammonia_non_energetic | Ammonia | EU | Energy demand | 0 | not_included_in_FEC
IT | TYNDP2026 | NT | 2040 | TWh | 192 | Sub_sector | Industry | Paper | Industry (paper) | Energetic | industry_paper_demand_electricity_energetic | Electricity | EU | Energy demand | 5.3195 | FEC
IT | TYNDP2026 | NT | 2040 | TWh | 193 | Sub_sector | Industry | Paper | Industry (paper) | Energetic | industry_paper_demand_hydrogen_energetic | Hydrogen | EU | Energy demand | 2.5243 | FEC
IT | TYNDP2026 | NT | 2040 | TWh | 194 | Sub_sector | Industry | Paper | Industry (paper) | Energetic | industry_paper_demand_methane_energetic | Methane | EU | Energy demand | 11.4988 | FEC
IT | TYNDP2026 | NT | 2040 | TWh | 195 | Sub_sector | Industry | Paper | Industry (paper) | Energetic | industry_paper_demand_heat_energetic | Heat | EU | Energy demand | 0 | FEC
IT | TYNDP2026 | NT | 2040 | TWh | 196 | Sub_sector | Industry | Paper | Industry (paper) | Energetic | industry_paper_demand_biomass_energetic | Biomass | EU | Energy demand | 0.00073552 | FEC
IT | TYNDP2026 | NT | 2040 | TWh | 197 | Sub_sector | Industry | Paper | Industry (paper) | Energetic | industry_paper_demand_coal_energetic | Solids | EU | Energy demand | 0 | FEC
IT | TYNDP2026 | NT | 2040 | TWh | 198 | Sub_sector | Industry | Paper | Industry (paper) | Energetic | industry_paper_demand_oil_energetic | Liquids | EU | Energy demand | 0 | FEC
IT | TYNDP2026 | NT | 2040 | TWh | 199 | Sub_sector | Industry | Paper | Industry (paper) | Energetic | industry_paper_demand_others_energetic | Others | EU | Energy demand | 0 | FEC
IT | TYNDP2026 | NT | 2040 | TWh | 200 | Sub_sector | Industry | Paper | Industry (paper) | Energetic | industry_paper_demand_ammonia_energetic | Ammonia | EU | Energy demand | 0 | FEC
IT | TYNDP2026 | NT | 2040 | TWh | 202 | Sub_sector | Industry | Refineries | Industry (refineries, energetic) | Energetic | industry_refinery_demand_electricity_energetic | Electricity | EU | Energy demand | 5.0919 | not_included_in_FEC
IT | TYNDP2026 | NT | 2040 | TWh | 203 | Sub_sector | Industry | Refineries | Industry (refineries, energetic) | Energetic | industry_refinery_demand_hydrogen_energetic | Hydrogen | EU | Energy demand | 3.982 | not_included_in_FEC
IT | TYNDP2026 | NT | 2040 | TWh | 204 | Sub_sector | Industry | Refineries | Industry (refineries, energetic) | Energetic | industry_refinery_demand_methane_energetic | Methane | EU | Energy demand | 13.2732 | not_included_in_FEC
IT | TYNDP2026 | NT | 2040 | TWh | 205 | Sub_sector | Industry | Refineries | Industry (refineries, energetic) | Energetic | industry_refinery_demand_heat_energetic | Heat | EU | Energy demand | 7.7715 | not_included_in_FEC
IT | TYNDP2026 | NT | 2040 | TWh | 206 | Sub_sector | Industry | Refineries | Industry (refineries, energetic) | Energetic | industry_refinery_demand_biomass_energetic | Biomass | EU | Energy demand | 0 | not_included_in_FEC
IT | TYNDP2026 | NT | 2040 | TWh | 207 | Sub_sector | Industry | Refineries | Industry (refineries, energetic) | Energetic | industry_refinery_demand_coal_energetic | Solids | EU | Energy demand | 0 | not_included_in_FEC
IT | TYNDP2026 | NT | 2040 | TWh | 208 | Sub_sector | Industry | Refineries | Industry (refineries, energetic) | Energetic | industry_refinery_demand_oil_energetic | Liquids | EU | Energy demand | 19.9018 | not_included_in_FEC
IT | TYNDP2026 | NT | 2040 | TWh | 209 | Sub_sector | Industry | Refineries | Industry (refineries, energetic) | Energetic | industry_refinery_demand_others_energetic | Others | EU | Energy demand | 0 | not_included_in_FEC
IT | TYNDP2026 | NT | 2040 | TWh | 210 | Sub_sector | Industry | Refineries | Industry (refineries, energetic) | Energetic | industry_refinery_demand_ammonia_energetic | Ammonia | EU | Energy demand | 0 | not_included_in_FEC
IT | TYNDP2026 | NT | 2040 | TWh | 212 | Sub_sector | Industry | Refineries | Industry (refineries, non-energetic) | Non-energetic | industry_refinery_demand_electricity_non_energetic | Electricity | EU | Energy demand | 0 | not_included_in_FEC
IT | TYNDP2026 | NT | 2040 | TWh | 213 | Sub_sector | Industry | Refineries | Industry (refineries, non-energetic) | Non-energetic | industry_refinery_demand_hydrogen_non_energetic | Hydrogen | EU | Energy demand | 0 | not_included_in_FEC
IT | TYNDP2026 | NT | 2040 | TWh | 214 | Sub_sector | Industry | Refineries | Industry (refineries, non-energetic) | Non-energetic | industry_refinery_demand_methane_non_energetic | Methane | EU | Energy demand | 0 | not_included_in_FEC
IT | TYNDP2026 | NT | 2040 | TWh | 215 | Sub_sector | Industry | Refineries | Industry (refineries, non-energetic) | Non-energetic | industry_refinery_demand_heat_non_energetic | Heat | EU | Energy demand | 0 | not_included_in_FEC
IT | TYNDP2026 | NT | 2040 | TWh | 216 | Sub_sector | Industry | Refineries | Industry (refineries, non-energetic) | Non-energetic | industry_refinery_demand_biomass_non_energetic | Biomass | EU | Energy demand | 0 | not_included_in_FEC
IT | TYNDP2026 | NT | 2040 | TWh | 217 | Sub_sector | Industry | Refineries | Industry (refineries, non-energetic) | Non-energetic | industry_refinery_demand_coal_non_energetic | Solids | EU | Energy demand | 0 | not_included_in_FEC
IT | TYNDP2026 | NT | 2040 | TWh | 218 | Sub_sector | Industry | Refineries | Industry (refineries, non-energetic) | Non-energetic | industry_refinery_demand_oil_non_energetic | Liquids | EU | Energy demand | 0 | not_included_in_FEC
IT | TYNDP2026 | NT | 2040 | TWh | 219 | Sub_sector | Industry | Refineries | Industry (refineries, non-energetic) | Non-energetic | industry_refinery_demand_others_non_energetic | Others | EU | Energy demand | 0 | not_included_in_FEC
IT | TYNDP2026 | NT | 2040 | TWh | 220 | Sub_sector | Industry | Refineries | Industry (refineries, non-energetic) | Non-energetic | industry_refinery_demand_ammonia_non_energetic | Ammonia | EU | Energy demand | 0 | not_included_in_FEC
IT | TYNDP2026 | NT | 2040 | TWh | 222 | Sub_sector | Industry | Steel | Industry (steel) | Energetic | industry_steel_demand_electricity_energetic | Electricity | EU | Energy demand | 23.7846 | FEC
IT | TYNDP2026 | NT | 2040 | TWh | 223 | Sub_sector | Industry | Steel | Industry (steel) | Energetic | industry_steel_demand_hydrogen_energetic | Hydrogen | EU | Energy demand | 11.3996 | FEC
IT | TYNDP2026 | NT | 2040 | TWh | 224 | Sub_sector | Industry | Steel | Industry (steel) | Energetic | industry_steel_demand_methane_energetic | Methane | EU | Energy demand | 31.2876 | FEC
IT | TYNDP2026 | NT | 2040 | TWh | 225 | Sub_sector | Industry | Steel | Industry (steel) | Energetic | industry_steel_demand_heat_energetic | Heat | EU | Energy demand | 0 | FEC
IT | TYNDP2026 | NT | 2040 | TWh | 226 | Sub_sector | Industry | Steel | Industry (steel) | Energetic | industry_steel_demand_biomass_energetic | Biomass | EU | Energy demand | 0 | FEC
IT | TYNDP2026 | NT | 2040 | TWh | 227 | Sub_sector | Industry | Steel | Industry (steel) | Energetic | industry_steel_demand_coal_energetic | Solids | EU | Energy demand | 2.7175 | FEC
IT | TYNDP2026 | NT | 2040 | TWh | 228 | Sub_sector | Industry | Steel | Industry (steel) | Energetic | industry_steel_demand_oil_energetic | Liquids | EU | Energy demand | 0 | FEC
IT | TYNDP2026 | NT | 2040 | TWh | 229 | Sub_sector | Industry | Steel | Industry (steel) | Energetic | industry_steel_demand_others_energetic | Others | EU | Energy demand | 0 | FEC
IT | TYNDP2026 | NT | 2040 | TWh | 230 | Sub_sector | Industry | Steel | Industry (steel) | Energetic | industry_steel_demand_ammonia_energetic | Ammonia | EU | Energy demand | 0 | FEC
IT | TYNDP2026 | NT | 2040 | TWh | 232 | Sub_sector | Transport | Cars | Transport (cars) | Energetic | transport_cars_final_demand_electricity | Electricity | EU | Energy demand | 32.5125 | FEC
IT | TYNDP2026 | NT | 2040 | TWh | 233 | Sub_sector | Transport | Cars | Transport (cars) | Energetic | transport_cars_final_demand_hydrogen | Hydrogen | EU | Energy demand | 2.0678 | FEC
IT | TYNDP2026 | NT | 2040 | TWh | 234 | Sub_sector | Transport | Cars | Transport (cars) | Energetic | transport_cars_final_demand_methane | Methane | EU | Energy demand | 1.2762 | FEC
IT | TYNDP2026 | NT | 2040 | TWh | 235 | Sub_sector | Transport | Cars | Transport (cars) | Energetic | transport_cars_final_demand_heat | Heat | EU | Energy demand | 0 | FEC
IT | TYNDP2026 | NT | 2040 | TWh | 236 | Sub_sector | Transport | Cars | Transport (cars) | Energetic | transport_cars_final_demand_biomass | Biomass | EU | Energy demand | 0 | FEC
IT | TYNDP2026 | NT | 2040 | TWh | 237 | Sub_sector | Transport | Cars | Transport (cars) | Energetic | transport_cars_final_demand_coal | Solids | EU | Energy demand | 0 | FEC
IT | TYNDP2026 | NT | 2040 | TWh | 238 | Sub_sector | Transport | Cars | Transport (cars) | Energetic | transport_cars_final_demand_oil | Liquids | EU | Energy demand | 141.0184 | FEC
IT | TYNDP2026 | NT | 2040 | TWh | 239 | Sub_sector | Transport | Cars | Transport (cars) | Energetic | transport_cars_final_demand_other | Others | EU | Energy demand | 0 | FEC
IT | TYNDP2026 | NT | 2040 | TWh | 240 | Sub_sector | Transport | Cars | Transport (cars) | Energetic | transport_cars_final_demand_ammonia | Ammonia | EU | Energy demand | 0 | FEC
IT | TYNDP2026 | NT | 2040 | TWh | 242 | Sub_sector | Transport | Busses | Transport (busses) | Energetic | transport_busses_final_demand_electricity | Electricity | EU | Energy demand | 1.6696 | FEC
IT | TYNDP2026 | NT | 2040 | TWh | 243 | Sub_sector | Transport | Busses | Transport (busses) | Energetic | transport_busses_final_demand_hydrogen | Hydrogen | EU | Energy demand | 2.5844 | FEC
IT | TYNDP2026 | NT | 2040 | TWh | 244 | Sub_sector | Transport | Busses | Transport (busses) | Energetic | transport_busses_final_demand_methane | Methane | EU | Energy demand | 6.8929 | FEC
IT | TYNDP2026 | NT | 2040 | TWh | 245 | Sub_sector | Transport | Busses | Transport (busses) | Energetic | transport_busses_final_demand_heat | Heat | EU | Energy demand | 0 | FEC
IT | TYNDP2026 | NT | 2040 | TWh | 246 | Sub_sector | Transport | Busses | Transport (busses) | Energetic | transport_busses_final_demand_biomass | Biomass | EU | Energy demand | 0 | FEC
IT | TYNDP2026 | NT | 2040 | TWh | 247 | Sub_sector | Transport | Busses | Transport (busses) | Energetic | transport_busses_final_demand_coal | Solids | EU | Energy demand | 0 | FEC
IT | TYNDP2026 | NT | 2040 | TWh | 248 | Sub_sector | Transport | Busses | Transport (busses) | Energetic | transport_busses_final_demand_oil | Liquids | EU | Energy demand | 5.12 | FEC
IT | TYNDP2026 | NT | 2040 | TWh | 249 | Sub_sector | Transport | Busses | Transport (busses) | Energetic | transport_busses_final_demand_other | Others | EU | Energy demand | 0 | FEC
IT | TYNDP2026 | NT | 2040 | TWh | 250 | Sub_sector | Transport | Busses | Transport (busses) | Energetic | transport_busses_final_demand_ammonia | Ammonia | EU | Energy demand | 0 | FEC
IT | TYNDP2026 | NT | 2040 | TWh | 252 | Sub_sector | Transport | Trucks | Transport (trucks) | Energetic | transport_trucks_final_demand_electricity | Electricity | EU | Energy demand | 3.2664 | FEC
IT | TYNDP2026 | NT | 2040 | TWh | 253 | Sub_sector | Transport | Trucks | Transport (trucks) | Energetic | transport_trucks_final_demand_hydrogen | Hydrogen | EU | Energy demand | 7.4121 | FEC
IT | TYNDP2026 | NT | 2040 | TWh | 254 | Sub_sector | Transport | Trucks | Transport (trucks) | Energetic | transport_trucks_final_demand_methane | Methane | EU | Energy demand | 15.4411 | FEC
IT | TYNDP2026 | NT | 2040 | TWh | 255 | Sub_sector | Transport | Trucks | Transport (trucks) | Energetic | transport_trucks_final_demand_heat | Heat | EU | Energy demand | 0 | FEC
IT | TYNDP2026 | NT | 2040 | TWh | 256 | Sub_sector | Transport | Trucks | Transport (trucks) | Energetic | transport_trucks_final_demand_biomass | Biomass | EU | Energy demand | 0 | FEC
IT | TYNDP2026 | NT | 2040 | TWh | 257 | Sub_sector | Transport | Trucks | Transport (trucks) | Energetic | transport_trucks_final_demand_coal | Solids | EU | Energy demand | 0 | FEC
IT | TYNDP2026 | NT | 2040 | TWh | 258 | Sub_sector | Transport | Trucks | Transport (trucks) | Energetic | transport_trucks_final_demand_oil | Liquids | EU | Energy demand | 4.2737 | FEC
IT | TYNDP2026 | NT | 2040 | TWh | 259 | Sub_sector | Transport | Trucks | Transport (trucks) | Energetic | transport_trucks_final_demand_other | Others | EU | Energy demand | 0 | FEC
IT | TYNDP2026 | NT | 2040 | TWh | 260 | Sub_sector | Transport | Trucks | Transport (trucks) | Energetic | transport_trucks_final_demand_ammonia | Ammonia | EU | Energy demand | 0 | FEC
IT | TYNDP2026 | NT | 2040 | TWh | 262 | Sub_sector | Transport | Vans | Transport (vans) | Energetic | transport_vans_final_demand_electricity | Electricity | EU | Energy demand | 12.1614 | FEC
IT | TYNDP2026 | NT | 2040 | TWh | 263 | Sub_sector | Transport | Vans | Transport (vans) | Energetic | transport_vans_final_demand_hydrogen | Hydrogen | EU | Energy demand | 5.6099 | FEC
IT | TYNDP2026 | NT | 2040 | TWh | 264 | Sub_sector | Transport | Vans | Transport (vans) | Energetic | transport_vans_final_demand_methane | Methane | EU | Energy demand | 5.7294 | FEC
IT | TYNDP2026 | NT | 2040 | TWh | 265 | Sub_sector | Transport | Vans | Transport (vans) | Energetic | transport_vans_final_demand_heat | Heat | EU | Energy demand | 0 | FEC
IT | TYNDP2026 | NT | 2040 | TWh | 266 | Sub_sector | Transport | Vans | Transport (vans) | Energetic | transport_vans_final_demand_biomass | Biomass | EU | Energy demand | 0 | FEC
IT | TYNDP2026 | NT | 2040 | TWh | 267 | Sub_sector | Transport | Vans | Transport (vans) | Energetic | transport_vans_final_demand_coal | Solids | EU | Energy demand | 0 | FEC
IT | TYNDP2026 | NT | 2040 | TWh | 268 | Sub_sector | Transport | Vans | Transport (vans) | Energetic | transport_vans_final_demand_oil | Liquids | EU | Energy demand | 20.4842 | FEC
IT | TYNDP2026 | NT | 2040 | TWh | 269 | Sub_sector | Transport | Vans | Transport (vans) | Energetic | transport_vans_final_demand_other | Others | EU | Energy demand | 0 | FEC
IT | TYNDP2026 | NT | 2040 | TWh | 270 | Sub_sector | Transport | Vans | Transport (vans) | Energetic | transport_vans_final_demand_ammonia | Ammonia | EU | Energy demand | 0 | FEC
IT | TYNDP2026 | NT | 2040 | TWh | 272 | Sub_sector | Transport | Freight trains | Transport (trains) | Energetic | transport_trains_final_demand_electricity | Electricity | EU | Energy demand | 11.1079 | FEC
IT | TYNDP2026 | NT | 2040 | TWh | 273 | Sub_sector | Transport | Freight trains | Transport (trains) | Energetic | transport_trains_final_demand_hydrogen | Hydrogen | EU | Energy demand | 0.34035 | FEC
IT | TYNDP2026 | NT | 2040 | TWh | 274 | Sub_sector | Transport | Freight trains | Transport (trains) | Energetic | transport_trains_final_demand_methane | Methane | EU | Energy demand | 0 | FEC
IT | TYNDP2026 | NT | 2040 | TWh | 275 | Sub_sector | Transport | Freight trains | Transport (trains) | Energetic | transport_trains_final_demand_heat | Heat | EU | Energy demand | 0 | FEC
IT | TYNDP2026 | NT | 2040 | TWh | 276 | Sub_sector | Transport | Freight trains | Transport (trains) | Energetic | transport_trains_final_demand_biomass | Biomass | EU | Energy demand | 0 | FEC
IT | TYNDP2026 | NT | 2040 | TWh | 277 | Sub_sector | Transport | Freight trains | Transport (trains) | Energetic | transport_trains_final_demand_coal | Solids | EU | Energy demand | 0 | FEC
IT | TYNDP2026 | NT | 2040 | TWh | 278 | Sub_sector | Transport | Freight trains | Transport (trains) | Energetic | transport_trains_final_demand_oil | Liquids | EU | Energy demand | 0.68846 | FEC
IT | TYNDP2026 | NT | 2040 | TWh | 279 | Sub_sector | Transport | Freight trains | Transport (trains) | Energetic | transport_trains_final_demand_other | Others | EU | Energy demand | 0 | FEC
IT | TYNDP2026 | NT | 2040 | TWh | 280 | Sub_sector | Transport | Freight trains | Transport (trains) | Energetic | transport_trains_final_demand_ammonia | Ammonia | EU | Energy demand | 0 | FEC
IT | TYNDP2026 | NT | 2040 | TWh | 282 | Sub_sector | Transport | Ships | Transport (ships) | Energetic | transport_ships_final_demand_electricity | Electricity | EU | Energy demand | 0.16117 | FEC
IT | TYNDP2026 | NT | 2040 | TWh | 283 | Sub_sector | Transport | Ships | Transport (ships) | Energetic | transport_ships_final_demand_hydrogen | Hydrogen | EU | Energy demand | 0.49416 | FEC
IT | TYNDP2026 | NT | 2040 | TWh | 284 | Sub_sector | Transport | Ships | Transport (ships) | Energetic | transport_ships_final_demand_methane | Methane | EU | Energy demand | 1.959 | FEC
IT | TYNDP2026 | NT | 2040 | TWh | 285 | Sub_sector | Transport | Ships | Transport (ships) | Energetic | transport_ships_final_demand_heat | Heat | EU | Energy demand | 0 | FEC
IT | TYNDP2026 | NT | 2040 | TWh | 286 | Sub_sector | Transport | Ships | Transport (ships) | Energetic | transport_ships_final_demand_biomass | Biomass | EU | Energy demand | 0 | FEC
IT | TYNDP2026 | NT | 2040 | TWh | 287 | Sub_sector | Transport | Ships | Transport (ships) | Energetic | transport_ships_final_demand_coal | Solids | EU | Energy demand | 0 | FEC
IT | TYNDP2026 | NT | 2040 | TWh | 288 | Sub_sector | Transport | Ships | Transport (ships) | Energetic | transport_ships_final_demand_oil | Liquids | EU | Energy demand | 2.4884 | FEC
IT | TYNDP2026 | NT | 2040 | TWh | 289 | Sub_sector | Transport | Ships | Transport (ships) | Energetic | transport_ships_final_demand_other | Others | EU | Energy demand | 0 | FEC
IT | TYNDP2026 | NT | 2040 | TWh | 290 | Sub_sector | Transport | Ships | Transport (ships) | Energetic | transport_ships_final_demand_ammonia | Ammonia | EU | Energy demand | 0 | FEC
IT | TYNDP2026 | NT | 2040 | TWh | 292 | Sub_sector | Transport | Planes | Transport (planes) | Energetic | transport_planes_final_demand_electricity | Electricity | EU | Energy demand | 0.59616 | FEC
IT | TYNDP2026 | NT | 2040 | TWh | 293 | Sub_sector | Transport | Planes | Transport (planes) | Energetic | transport_planes_final_demand_hydrogen | Hydrogen | EU | Energy demand | 0.26637 | FEC
IT | TYNDP2026 | NT | 2040 | TWh | 294 | Sub_sector | Transport | Planes | Transport (planes) | Energetic | transport_planes_final_demand_methane | Methane | EU | Energy demand | 0 | FEC
IT | TYNDP2026 | NT | 2040 | TWh | 295 | Sub_sector | Transport | Planes | Transport (planes) | Energetic | transport_planes_final_demand_heat | Heat | EU | Energy demand | 0 | FEC
IT | TYNDP2026 | NT | 2040 | TWh | 296 | Sub_sector | Transport | Planes | Transport (planes) | Energetic | transport_planes_final_demand_biomass | Biomass | EU | Energy demand | 0 | FEC
IT | TYNDP2026 | NT | 2040 | TWh | 297 | Sub_sector | Transport | Planes | Transport (planes) | Energetic | transport_planes_final_demand_coal | Solids | EU | Energy demand | 0 | FEC
IT | TYNDP2026 | NT | 2040 | TWh | 298 | Sub_sector | Transport | Planes | Transport (planes) | Energetic | transport_planes_final_demand_oil | Liquids | EU | Energy demand | 22.5128 | FEC
IT | TYNDP2026 | NT | 2040 | TWh | 299 | Sub_sector | Transport | Planes | Transport (planes) | Energetic | transport_planes_final_demand_other | Others | EU | Energy demand | 0 | FEC
IT | TYNDP2026 | NT | 2040 | TWh | 300 | Sub_sector | Transport | Planes | Transport (planes) | Energetic | transport_planes_final_demand_ammonia | Ammonia | EU | Energy demand | 0 | FEC
IT | TYNDP2026 | NT | 2040 | TWh | 302 | Sub_sector | Transport | Others | Transport (others) | Energetic | transport_other_final_demand_electricity | Electricity | EU | Energy demand | 0.036907 | FEC
IT | TYNDP2026 | NT | 2040 | TWh | 303 | Sub_sector | Transport | Others | Transport (others) | Energetic | transport_other_final_demand_hydrogen | Hydrogen | EU | Energy demand | 0 | FEC
IT | TYNDP2026 | NT | 2040 | TWh | 304 | Sub_sector | Transport | Others | Transport (others) | Energetic | transport_other_final_demand_methane | Methane | EU | Energy demand | 0 | FEC
IT | TYNDP2026 | NT | 2040 | TWh | 305 | Sub_sector | Transport | Others | Transport (others) | Energetic | transport_other_final_demand_heat | Heat | EU | Energy demand | 0 | FEC
IT | TYNDP2026 | NT | 2040 | TWh | 306 | Sub_sector | Transport | Others | Transport (others) | Energetic | transport_other_final_demand_biomass | Biomass | EU | Energy demand | 0 | FEC
IT | TYNDP2026 | NT | 2040 | TWh | 307 | Sub_sector | Transport | Others | Transport (others) | Energetic | transport_other_final_demand_coal | Solids | EU | Energy demand | 0 | FEC
IT | TYNDP2026 | NT | 2040 | TWh | 308 | Sub_sector | Transport | Others | Transport (others) | Energetic | transport_other_final_demand_oil | Liquids | EU | Energy demand | 10.0472 | FEC
IT | TYNDP2026 | NT | 2040 | TWh | 309 | Sub_sector | Transport | Others | Transport (others) | Energetic | transport_other_final_demand_other | Others | EU | Energy demand | 0 | FEC
IT | TYNDP2026 | NT | 2040 | TWh | 310 | Sub_sector | Transport | Others | Transport (others) | Energetic | transport_other_final_demand_ammonia | Ammonia | EU | Energy demand | 0 | FEC
IT | TYNDP2026 | NT | 2040 | TWh | 312 | Sub_sector | International transport | International aviation | Transport (int. aviation) | Energetic | transport_int_aviation_final_demand_electricity | Electricity | EU | Energy demand | 0 | FEC
IT | TYNDP2026 | NT | 2040 | TWh | 313 | Sub_sector | International transport | International aviation | Transport (int. aviation) | Energetic | transport_int_aviation_final_demand_hydrogen | Hydrogen | EU | Energy demand | 1.0687 | FEC
IT | TYNDP2026 | NT | 2040 | TWh | 314 | Sub_sector | International transport | International aviation | Transport (int. aviation) | Energetic | transport_int_aviation_final_demand_methane | Methane | EU | Energy demand | 0 | FEC
IT | TYNDP2026 | NT | 2040 | TWh | 315 | Sub_sector | International transport | International aviation | Transport (int. aviation) | Energetic | transport_int_aviation_final_demand_heat | Heat | EU | Energy demand | 0 | FEC
IT | TYNDP2026 | NT | 2040 | TWh | 316 | Sub_sector | International transport | International aviation | Transport (int. aviation) | Energetic | transport_int_aviation_final_demand_biofuels | Biomass | EU | Energy demand | 0 | FEC
IT | TYNDP2026 | NT | 2040 | TWh | 317 | Sub_sector | International transport | International aviation | Transport (int. aviation) | Energetic | transport_int_aviation_final_demand_coal | Solids | EU | Energy demand | 0 | FEC
IT | TYNDP2026 | NT | 2040 | TWh | 318 | Sub_sector | International transport | International aviation | Transport (int. aviation) | Energetic | transport_int_aviation_final_demand_oil | Liquids | EU | Energy demand | 45.992 | FEC
IT | TYNDP2026 | NT | 2040 | TWh | 319 | Sub_sector | International transport | International aviation | Transport (int. aviation) | Energetic | transport_int_aviation_final_demand_other | Others | EU | Energy demand | 0 | FEC
IT | TYNDP2026 | NT | 2040 | TWh | 320 | Sub_sector | International transport | International aviation | Transport (int. aviation) | Energetic | transport_int_aviation_final_demand_ammonia | Ammonia | EU | Energy demand | 0 | FEC
IT | TYNDP2026 | NT | 2040 | TWh | 322 | Sub_sector | International transport | International shipping | Transport (int. shipping) | Energetic | transport_int_shipping_final_demand_electricity | Electricity | EU | Energy demand | 0 | not_included_in_FEC
IT | TYNDP2026 | NT | 2040 | TWh | 323 | Sub_sector | International transport | International shipping | Transport (int. shipping) | Energetic | transport_int_shipping_final_demand_hydrogen | Hydrogen | EU | Energy demand | 2.9604 | not_included_in_FEC
IT | TYNDP2026 | NT | 2040 | TWh | 324 | Sub_sector | International transport | International shipping | Transport (int. shipping) | Energetic | transport_int_shipping_final_demand_methane | Methane | EU | Energy demand | 13.3217 | not_included_in_FEC
IT | TYNDP2026 | NT | 2040 | TWh | 325 | Sub_sector | International transport | International shipping | Transport (int. shipping) | Energetic | transport_int_shipping_final_demand_heat | Heat | EU | Energy demand | 0 | not_included_in_FEC
IT | TYNDP2026 | NT | 2040 | TWh | 326 | Sub_sector | International transport | International shipping | Transport (int. shipping) | Energetic | transport_int_shipping_final_demand_biofuels | Biomass | EU | Energy demand | 0 | not_included_in_FEC
IT | TYNDP2026 | NT | 2040 | TWh | 327 | Sub_sector | International transport | International shipping | Transport (int. shipping) | Energetic | transport_int_shipping_final_demand_coal | Solids | EU | Energy demand | 0 | not_included_in_FEC
IT | TYNDP2026 | NT | 2040 | TWh | 328 | Sub_sector | International transport | International shipping | Transport (int. shipping) | Energetic | transport_int_shipping_final_demand_oil | Liquids | EU | Energy demand | 13.3217 | not_included_in_FEC
IT | TYNDP2026 | NT | 2040 | TWh | 329 | Sub_sector | International transport | International shipping | Transport (int. shipping) | Energetic | transport_int_shipping_final_demand_other | Others | EU | Energy demand | 0 | not_included_in_FEC
IT | TYNDP2026 | NT | 2040 | TWh | 330 | Sub_sector | International transport | International shipping | Transport (int. shipping) | Energetic | transport_int_shipping_final_demand_ammonia | Ammonia | EU | Energy demand | 0 | not_included_in_FEC
IT | TYNDP2026 | NT | 2040 | TWh | 332 | Sub_sector | Households | Space heating | Households (heating) | Energetic | households_heating_final_demand_electricity | Electricity | EU | Energy demand | 20.5228 | FEC
IT | TYNDP2026 | NT | 2040 | TWh | 333 | Sub_sector | Households | Space heating | Households (heating) | Energetic | households_heating_final_demand_hydrogen | Hydrogen | EU | Energy demand | 1.6528 | FEC
IT | TYNDP2026 | NT | 2040 | TWh | 334 | Sub_sector | Households | Space heating | Households (heating) | Energetic | households_heating_final_demand_methane | Methane | EU | Energy demand | 75.9527 | FEC
IT | TYNDP2026 | NT | 2040 | TWh | 335 | Sub_sector | Households | Space heating | Households (heating) | Energetic | households_heating_final_demand_heat | Heat | EU | Energy demand | 7.5128 | FEC
IT | TYNDP2026 | NT | 2040 | TWh | 336 | Sub_sector | Households | Space heating | Households (heating) | Energetic | households_heating_final_demand_biomass | Biomass | EU | Energy demand | 37.3435 | FEC
IT | TYNDP2026 | NT | 2040 | TWh | 337 | Sub_sector | Households | Space heating | Households (heating) | Energetic | households_heating_final_demand_coal | Solids | EU | Energy demand | 0 | FEC
IT | TYNDP2026 | NT | 2040 | TWh | 338 | Sub_sector | Households | Space heating | Households (heating) | Energetic | households_heating_final_demand_oil | Liquids | EU | Energy demand | 0 | FEC
IT | TYNDP2026 | NT | 2040 | TWh | 339 | Sub_sector | Households | Space heating | Households (heating) | Energetic | households_heating_final_demand_other | Others | EU | Energy demand | 0 | FEC
IT | TYNDP2026 | NT | 2040 | TWh | 340 | Sub_sector | Households | Space heating | Households (heating) | Energetic | households_heating_final_demand_ammonia | Ammonia | EU | Energy demand | 0 | FEC
IT | TYNDP2026 | NT | 2040 | TWh | 343 | Sub_sector | Households | Cooling | Households (cooling) | Energetic | households_cooling_final_demand_electricity | Electricity | EU | Energy demand | 6.8368 | FEC
IT | TYNDP2026 | NT | 2040 | TWh | 344 | Sub_sector | Households | Cooling | Households (cooling) | Energetic | households_cooling_final_demand_hydrogen | Hydrogen | EU | Energy demand | 0 | FEC
IT | TYNDP2026 | NT | 2040 | TWh | 345 | Sub_sector | Households | Cooling | Households (cooling) | Energetic | households_cooling_final_demand_methane | Methane | EU | Energy demand | 0 | FEC
IT | TYNDP2026 | NT | 2040 | TWh | 346 | Sub_sector | Households | Cooling | Households (cooling) | Energetic | households_cooling_final_demand_heat | Heat | EU | Energy demand | 0 | FEC
IT | TYNDP2026 | NT | 2040 | TWh | 347 | Sub_sector | Households | Cooling | Households (cooling) | Energetic | households_cooling_final_demand_biomass | Biomass | EU | Energy demand | 0 | FEC
IT | TYNDP2026 | NT | 2040 | TWh | 348 | Sub_sector | Households | Cooling | Households (cooling) | Energetic | households_cooling_final_demand_coal | Solids | EU | Energy demand | 0 | FEC
IT | TYNDP2026 | NT | 2040 | TWh | 349 | Sub_sector | Households | Cooling | Households (cooling) | Energetic | households_cooling_final_demand_oil | Liquids | EU | Energy demand | 0 | FEC
IT | TYNDP2026 | NT | 2040 | TWh | 350 | Sub_sector | Households | Cooling | Households (cooling) | Energetic | households_cooling_final_demand_other | Others | EU | Energy demand | 0 | FEC
IT | TYNDP2026 | NT | 2040 | TWh | 351 | Sub_sector | Households | Cooling | Households (cooling) | Energetic | households_cooling_final_demand_ammonia | Ammonia | EU | Energy demand | 0 | FEC
IT | TYNDP2026 | NT | 2040 | TWh | 354 | Sub_sector | Households | Hot water | Households (hot water) | Energetic | households_hot_water_final_demand_electricity | Electricity | EU | Energy demand | 6.4641 | FEC
IT | TYNDP2026 | NT | 2040 | TWh | 355 | Sub_sector | Households | Hot water | Households (hot water) | Energetic | households_hot_water_final_demand_hydrogen | Hydrogen | EU | Energy demand | 0.853 | FEC
IT | TYNDP2026 | NT | 2040 | TWh | 356 | Sub_sector | Households | Hot water | Households (hot water) | Energetic | households_hot_water_final_demand_methane | Methane | EU | Energy demand | 19.8948 | FEC
IT | TYNDP2026 | NT | 2040 | TWh | 357 | Sub_sector | Households | Hot water | Households (hot water) | Energetic | households_hot_water_final_demand_heat | Heat | EU | Energy demand | 1.6489 | FEC
IT | TYNDP2026 | NT | 2040 | TWh | 358 | Sub_sector | Households | Hot water | Households (hot water) | Energetic | households_hot_water_final_demand_biomass | Biomass | EU | Energy demand | 7.6825 | FEC
IT | TYNDP2026 | NT | 2040 | TWh | 359 | Sub_sector | Households | Hot water | Households (hot water) | Energetic | households_hot_water_final_demand_coal | Solids | EU | Energy demand | 0 | FEC
IT | TYNDP2026 | NT | 2040 | TWh | 360 | Sub_sector | Households | Hot water | Households (hot water) | Energetic | households_hot_water_final_demand_oil | Liquids | EU | Energy demand | 0 | FEC
IT | TYNDP2026 | NT | 2040 | TWh | 361 | Sub_sector | Households | Hot water | Households (hot water) | Energetic | households_hot_water_final_demand_other | Others | EU | Energy demand | 1.3157 | FEC
IT | TYNDP2026 | NT | 2040 | TWh | 362 | Sub_sector | Households | Hot water | Households (hot water) | Energetic | households_hot_water_final_demand_ammonia | Ammonia | EU | Energy demand | 0 | FEC
IT | TYNDP2026 | NT | 2040 | TWh | 365 | Sub_sector | Households | Appliances | Households (appliances) | Energetic | households_appliances_final_demand_electricity | Electricity | EU | Energy demand | 51.0134 | FEC
IT | TYNDP2026 | NT | 2040 | TWh | 366 | Sub_sector | Households | Appliances | Households (appliances) | Energetic | households_appliances_final_demand_hydrogen | Hydrogen | EU | Energy demand | 0 | FEC
IT | TYNDP2026 | NT | 2040 | TWh | 367 | Sub_sector | Households | Appliances | Households (appliances) | Energetic | households_appliances_final_demand_methane | Methane | EU | Energy demand | 14.5453 | FEC
IT | TYNDP2026 | NT | 2040 | TWh | 368 | Sub_sector | Households | Appliances | Households (appliances) | Energetic | households_appliances_final_demand_heat | Heat | EU | Energy demand | 0 | FEC
IT | TYNDP2026 | NT | 2040 | TWh | 369 | Sub_sector | Households | Appliances | Households (appliances) | Energetic | households_appliances_final_demand_biomass | Biomass | EU | Energy demand | 0.1821 | FEC
IT | TYNDP2026 | NT | 2040 | TWh | 370 | Sub_sector | Households | Appliances | Households (appliances) | Energetic | households_appliances_final_demand_coal | Solids | EU | Energy demand | 0 | FEC
IT | TYNDP2026 | NT | 2040 | TWh | 371 | Sub_sector | Households | Appliances | Households (appliances) | Energetic | households_appliances_final_demand_oil | Liquids | EU | Energy demand | 0 | FEC
IT | TYNDP2026 | NT | 2040 | TWh | 372 | Sub_sector | Households | Appliances | Households (appliances) | Energetic | households_appliances_final_demand_other | Others | EU | Energy demand | 0 | FEC
IT | TYNDP2026 | NT | 2040 | TWh | 373 | Sub_sector | Households | Appliances | Households (appliances) | Energetic | households_appliances_final_demand_ammonia | Ammonia | EU | Energy demand | 0 | FEC
IT | TYNDP2026 | NT | 2040 | TWh | 375 | Sub_sector | Buildings | Space heating | Buildings (heat) | Energetic | buildings_heat_final_demand_electricity | Electricity | EU | Energy demand | 17.679 | FEC
IT | TYNDP2026 | NT | 2040 | TWh | 376 | Sub_sector | Buildings | Space heating | Buildings (heat) | Energetic | buildings_heat_final_demand_hydrogen | Hydrogen | EU | Energy demand | 2.2433 | FEC
IT | TYNDP2026 | NT | 2040 | TWh | 377 | Sub_sector | Buildings | Space heating | Buildings (heat) | Energetic | buildings_heat_final_demand_methane | Methane | EU | Energy demand | 9.9246 | FEC
IT | TYNDP2026 | NT | 2040 | TWh | 378 | Sub_sector | Buildings | Space heating | Buildings (heat) | Energetic | buildings_heat_final_demand_heat | Heat | EU | Energy demand | 4.2221 | FEC
IT | TYNDP2026 | NT | 2040 | TWh | 379 | Sub_sector | Buildings | Space heating | Buildings (heat) | Energetic | buildings_heat_final_demand_biomass | Biomass | EU | Energy demand | 1.7163 | FEC
IT | TYNDP2026 | NT | 2040 | TWh | 380 | Sub_sector | Buildings | Space heating | Buildings (heat) | Energetic | buildings_heat_final_demand_coal | Solids | EU | Energy demand | 0 | FEC
IT | TYNDP2026 | NT | 2040 | TWh | 381 | Sub_sector | Buildings | Space heating | Buildings (heat) | Energetic | buildings_heat_final_demand_oil | Liquids | EU | Energy demand | 0 | FEC
IT | TYNDP2026 | NT | 2040 | TWh | 382 | Sub_sector | Buildings | Space heating | Buildings (heat) | Energetic | buildings_heat_final_demand_other | Others | EU | Energy demand | 0.043866 | FEC
IT | TYNDP2026 | NT | 2040 | TWh | 383 | Sub_sector | Buildings | Space heating | Buildings (heat) | Energetic | buildings_heat_final_demand_ammonia | Ammonia | EU | Energy demand | 0 | FEC
IT | TYNDP2026 | NT | 2040 | TWh | 386 | Sub_sector | Buildings | Cooling | Buildings (cooling) | Energetic | buildings_cooling_final_demand_electricity | Electricity | EU | Energy demand | 15.9393 | FEC
IT | TYNDP2026 | NT | 2040 | TWh | 387 | Sub_sector | Buildings | Cooling | Buildings (cooling) | Energetic | buildings_cooling_final_demand_hydrogen | Hydrogen | EU | Energy demand | 0 | FEC
IT | TYNDP2026 | NT | 2040 | TWh | 388 | Sub_sector | Buildings | Cooling | Buildings (cooling) | Energetic | buildings_cooling_final_demand_methane | Methane | EU | Energy demand | 0.23511 | FEC
IT | TYNDP2026 | NT | 2040 | TWh | 389 | Sub_sector | Buildings | Cooling | Buildings (cooling) | Energetic | buildings_cooling_final_demand_heat | Heat | EU | Energy demand | 0 | FEC
IT | TYNDP2026 | NT | 2040 | TWh | 390 | Sub_sector | Buildings | Cooling | Buildings (cooling) | Energetic | buildings_cooling_final_demand_biomass | Biomass | EU | Energy demand | 0 | FEC
IT | TYNDP2026 | NT | 2040 | TWh | 391 | Sub_sector | Buildings | Cooling | Buildings (cooling) | Energetic | buildings_cooling_final_demand_coal | Solids | EU | Energy demand | 0 | FEC
IT | TYNDP2026 | NT | 2040 | TWh | 392 | Sub_sector | Buildings | Cooling | Buildings (cooling) | Energetic | buildings_cooling_final_demand_oil | Liquids | EU | Energy demand | 0 | FEC
IT | TYNDP2026 | NT | 2040 | TWh | 393 | Sub_sector | Buildings | Cooling | Buildings (cooling) | Energetic | buildings_cooling_final_demand_other | Others | EU | Energy demand | 0 | FEC
IT | TYNDP2026 | NT | 2040 | TWh | 394 | Sub_sector | Buildings | Cooling | Buildings (cooling) | Energetic | buildings_cooling_final_demand_ammonia | Ammonia | EU | Energy demand | 0 | FEC
IT | TYNDP2026 | NT | 2040 | TWh | 397 | Sub_sector | Buildings | Appliances | Buildings (appliances) | Energetic | buildings_appliances_final_demand_electricity | Electricity | EU | Energy demand | 40.9789 | FEC
IT | TYNDP2026 | NT | 2040 | TWh | 398 | Sub_sector | Buildings | Appliances | Buildings (appliances) | Energetic | buildings_appliances_final_demand_hydrogen | Hydrogen | EU | Energy demand | 0 | FEC
IT | TYNDP2026 | NT | 2040 | TWh | 399 | Sub_sector | Buildings | Appliances | Buildings (appliances) | Energetic | buildings_appliances_final_demand_methane | Methane | EU | Energy demand | 25.0191 | FEC
IT | TYNDP2026 | NT | 2040 | TWh | 400 | Sub_sector | Buildings | Appliances | Buildings (appliances) | Energetic | buildings_appliances_final_demand_heat | Heat | EU | Energy demand | 0 | FEC
IT | TYNDP2026 | NT | 2040 | TWh | 401 | Sub_sector | Buildings | Appliances | Buildings (appliances) | Energetic | buildings_appliances_final_demand_biomass | Biomass | EU | Energy demand | 0 | FEC
IT | TYNDP2026 | NT | 2040 | TWh | 402 | Sub_sector | Buildings | Appliances | Buildings (appliances) | Energetic | buildings_appliances_final_demand_coal | Solids | EU | Energy demand | 0 | FEC
IT | TYNDP2026 | NT | 2040 | TWh | 403 | Sub_sector | Buildings | Appliances | Buildings (appliances) | Energetic | buildings_appliances_final_demand_oil | Liquids | EU | Energy demand | 0 | FEC
IT | TYNDP2026 | NT | 2040 | TWh | 404 | Sub_sector | Buildings | Appliances | Buildings (appliances) | Energetic | buildings_appliances_final_demand_other | Others | EU | Energy demand | 0 | FEC
IT | TYNDP2026 | NT | 2040 | TWh | 405 | Sub_sector | Buildings | Appliances | Buildings (appliances) | Energetic | buildings_appliances_final_demand_ammonia | Ammonia | EU | Energy demand | 0 | FEC
IT | TYNDP2026 | NT | 2040 | TWh | 407 | Sub_sector | Buildings | Datacenters | Datacenters & ICT | Energetic | datacentres_final_demand_electricity_energetic | Electricity | EU | Energy demand | 21.9483 | FEC
IT | TYNDP2026 | NT | 2040 | TWh | 408 | Sub_sector | Buildings | Datacenters | Datacenters & ICT | Energetic | datacentres_final_demand_hydrogen_energetic | Hydrogen | EU | Energy demand | 0 | FEC
IT | TYNDP2026 | NT | 2040 | TWh | 409 | Sub_sector | Buildings | Datacenters | Datacenters & ICT | Energetic | datacentres_final_demand_methane_energetic | Methane | EU | Energy demand | 0 | FEC
IT | TYNDP2026 | NT | 2040 | TWh | 410 | Sub_sector | Buildings | Datacenters | Datacenters & ICT | Energetic | datacentres_final_demand_heat_energetic | Heat | EU | Energy demand | 0 | FEC
IT | TYNDP2026 | NT | 2040 | TWh | 411 | Sub_sector | Buildings | Datacenters | Datacenters & ICT | Energetic | datacentres_final_demand_biomass_energetic | Biomass | EU | Energy demand | 0 | FEC
IT | TYNDP2026 | NT | 2040 | TWh | 412 | Sub_sector | Buildings | Datacenters | Datacenters & ICT | Energetic | datacentres_final_demand_coal_energetic | Solids | EU | Energy demand | 0 | FEC
IT | TYNDP2026 | NT | 2040 | TWh | 413 | Sub_sector | Buildings | Datacenters | Datacenters & ICT | Energetic | datacentres_final_demand_oil_energetic | Liquids | EU | Energy demand | 0 | FEC
IT | TYNDP2026 | NT | 2040 | TWh | 414 | Sub_sector | Buildings | Datacenters | Datacenters & ICT | Energetic | datacentres_final_demand_other_energetic | Others | EU | Energy demand | 0 | FEC
IT | TYNDP2026 | NT | 2040 | TWh | 415 | Sub_sector | Buildings | Datacenters | Datacenters & ICT | Energetic | datacentres_final_demand_ammonia_energetic | Ammonia | EU | Energy demand | 0 | FEC
IT | TYNDP2026 | NT | 2040 | TWh | 417 | Sub_sector | Transport | Others_Sector | Others_Sector | Energetic | other_final_demand_electricity_energetic | Electricity | EU | Energy demand | 0 | FEC
IT | TYNDP2026 | NT | 2040 | TWh | 418 | Sub_sector | Transport | Others_Sector | Others_Sector | Energetic | other_final_demand_hydrogen_energetic | Hydrogen | EU | Energy demand | 0 | FEC
IT | TYNDP2026 | NT | 2040 | TWh | 419 | Sub_sector | Transport | Pipeline Transport | Others_Sector | Energetic | other_final_demand_methane_energetic | Methane | EU | Energy demand | 0.84128 | FEC
IT | TYNDP2026 | NT | 2040 | TWh | 420 | Sub_sector | Transport | Others_Sector | Others_Sector | Energetic | other_final_demand_heat_energetic | Heat | EU | Energy demand | 0.05763 | FEC
IT | TYNDP2026 | NT | 2040 | TWh | 421 | Sub_sector | Transport | Others_Sector | Others_Sector | Energetic | other_final_demand_biomass_energetic | Biomass | EU | Energy demand | 0 | FEC
IT | TYNDP2026 | NT | 2040 | TWh | 422 | Sub_sector | Transport | Others_Sector | Others_Sector | Energetic | other_final_demand_coal_energetic | Solids | EU | Energy demand | 0 | FEC
IT | TYNDP2026 | NT | 2040 | TWh | 423 | Sub_sector | Transport | Others_Sector | Others_Sector | Energetic | other_final_demand_oil_energetic | Liquids | EU | Energy demand | 0 | FEC
IT | TYNDP2026 | NT | 2040 | TWh | 424 | Sub_sector | Others_Sector | Others_Sector | Others_Sector | Non-energetic | other_final_demand_oil_non_energetic | Liquids | EU | Energy demand | 0 | not_included_in_FEC
IT | TYNDP2026 | NT | 2040 | TWh | 425 | Sub_sector | Transport | Others_Sector | Others_Sector | Energetic | other_final_demand_other_energetic | Others | EU | Energy demand | 0 | FEC
IT | TYNDP2026 | NT | 2040 | TWh | 426 | Sub_sector | Transport | Others_Sector | Others_Sector | Energetic | other_final_demand_ammonia_energetic | Ammonia | EU | Energy demand | 0 | FEC
IT | TYNDP2026 | NT | 2040 | TWh | 427 | Sub_sector | Industry | Surplus_Heat_in_Industry | Surplus_Heat_in_Industry | Energetic | final_demand_of_industry_unused_local_production_steam_hot_water | Heat | EU | Energy demand | 0.14932 | FEC
IT | TYNDP2026 | NT | 2040 | TWh | 429 | Sub_sector | Agriculture | Total | Agriculture | Energetic | agriculture_final_demand_electricity_energetic | Electricity | EU | Energy demand | 8.1696 | FEC
IT | TYNDP2026 | NT | 2040 | TWh | 430 | Sub_sector | Agriculture | Total | Agriculture | Energetic | agriculture_final_demand_hydrogen_energetic | Hydrogen | EU | Energy demand | 0.07699 | FEC
IT | TYNDP2026 | NT | 2040 | TWh | 431 | Sub_sector | Agriculture | Total | Agriculture | Energetic | agriculture_final_demand_methane_energetic | Methane | EU | Energy demand | 4.1061 | FEC
IT | TYNDP2026 | NT | 2040 | TWh | 432 | Sub_sector | Agriculture | Total | Agriculture | Energetic | agriculture_final_demand_heat_energetic | Heat | EU | Energy demand | 0 | FEC
IT | TYNDP2026 | NT | 2040 | TWh | 433 | Sub_sector | Agriculture | Total | Agriculture | Energetic | agriculture_final_demand_biomass_energetic | Biomass | EU | Energy demand | 0.63751 | FEC
IT | TYNDP2026 | NT | 2040 | TWh | 434 | Sub_sector | Agriculture | Total | Agriculture | Energetic | agriculture_final_demand_coal_energetic | Solids | EU | Energy demand | 0 | FEC
IT | TYNDP2026 | NT | 2040 | TWh | 435 | Sub_sector | Agriculture | Total | Agriculture | Energetic | agriculture_final_demand_oil_energetic | Liquids | EU | Energy demand | 23.3119 | FEC
IT | TYNDP2026 | NT | 2040 | TWh | 436 | Sub_sector | Agriculture | Total | Agriculture | Energetic | agriculture_final_demand_other_energetic | Others | EU | Energy demand | 0 | FEC
IT | TYNDP2026 | NT | 2040 | TWh | 437 | Sub_sector | Agriculture | Total | Agriculture | Energetic | agriculture_final_demand_ammonia_energetic | Ammonia | EU | Energy demand | 0 | FEC
IT | TYNDP2026 | NT | 2040 | TWh | 447 | Sub_sector | Buildings | Surplus Energy | Buildings | Energetic | GAP | Electricity | EU | Energy demand | 0 | FEC
IT | TYNDP2026 | NT | 2040 | TWh | 448 | Sub_sector | Buildings | Surplus Energy | Buildings | Energetic | GAP | Hydrogen | EU | Energy demand | 0 | FEC
IT | TYNDP2026 | NT | 2040 | TWh | 449 | Sub_sector | Buildings | Surplus Energy | Buildings | Energetic | GAP | Methane | EU | Energy demand | 0 | FEC
IT | TYNDP2026 | NT | 2040 | TWh | 450 | Sub_sector | Buildings | Surplus Energy | Buildings | Energetic | GAP | Heat | EU | Energy demand | 0 | FEC
IT | TYNDP2026 | NT | 2040 | TWh | 451 | Sub_sector | Buildings | Surplus Energy | Buildings | Energetic | GAP | Biomass | EU | Energy demand | 0.0044392 | FEC
IT | TYNDP2026 | NT | 2040 | TWh | 452 | Sub_sector | Buildings | Surplus Energy | Buildings | Energetic | GAP | Solids | EU | Energy demand | 0 | FEC
IT | TYNDP2026 | NT | 2040 | TWh | 453 | Sub_sector | Buildings | Surplus Energy | Buildings | Energetic | GAP | Liquids | EU | Energy demand | 0.78272 | FEC
IT | TYNDP2026 | NT | 2040 | TWh | 454 | Sub_sector | Buildings | Surplus Energy | Buildings | Energetic | GAP | Others | EU | Energy demand | 0 | FEC
IT | TYNDP2026 | NT | 2040 | TWh | 455 | Sub_sector | Buildings | Surplus Energy | Buildings | Energetic | GAP | Ammonia | EU | Energy demand | 0 | FEC
IT | TYNDP2026 | NT | 2040 | TWh | 456 | Sub_sector | Households | Surplus Energy | Households | Energetic | GAP | Electricity | EU | Energy demand | 0 | FEC
IT | TYNDP2026 | NT | 2040 | TWh | 457 | Sub_sector | Households | Surplus Energy | Households | Energetic | GAP | Hydrogen | EU | Energy demand | 0 | FEC
IT | TYNDP2026 | NT | 2040 | TWh | 458 | Sub_sector | Households | Surplus Energy | Households | Energetic | GAP | Methane | EU | Energy demand | 0 | FEC
IT | TYNDP2026 | NT | 2040 | TWh | 459 | Sub_sector | Households | Surplus Energy | Households | Energetic | GAP | Heat | EU | Energy demand | 0 | FEC
IT | TYNDP2026 | NT | 2040 | TWh | 460 | Sub_sector | Households | Surplus Energy | Households | Energetic | GAP | Biomass | EU | Energy demand | 0 | FEC
IT | TYNDP2026 | NT | 2040 | TWh | 461 | Sub_sector | Households | Surplus Energy | Households | Energetic | GAP | Solids | EU | Energy demand | 0 | FEC
IT | TYNDP2026 | NT | 2040 | TWh | 462 | Sub_sector | Households | Surplus Energy | Households | Energetic | GAP | Liquids | EU | Energy demand | 0 | FEC
IT | TYNDP2026 | NT | 2040 | TWh | 463 | Sub_sector | Households | Surplus Energy | Households | Energetic | GAP | Others | EU | Energy demand | 0 | FEC
IT | TYNDP2026 | NT | 2040 | TWh | 464 | Sub_sector | Households | Surplus Energy | Households | Energetic | GAP | Ammonia | EU | Energy demand | 0 | FEC
IT | TYNDP2026 | NT | 2050 | TWh | 102 | Sub_sector | Industry | Aluminium | Industry (aluminium) | Energetic | industry_aluminium_demand_electricity_energetic | Electricity | EU | Energy demand | 0 | FEC
IT | TYNDP2026 | NT | 2050 | TWh | 103 | Sub_sector | Industry | Aluminium | Industry (aluminium) | Energetic | industry_aluminium_demand_hydrogen_energetic | Hydrogen | EU | Energy demand | 0 | FEC
IT | TYNDP2026 | NT | 2050 | TWh | 104 | Sub_sector | Industry | Aluminium | Industry (aluminium) | Energetic | industry_aluminium_demand_methane_energetic | Methane | EU | Energy demand | 0 | FEC
IT | TYNDP2026 | NT | 2050 | TWh | 105 | Sub_sector | Industry | Aluminium | Industry (aluminium) | Energetic | industry_aluminium_demand_heat_energetic | Heat | EU | Energy demand | 0 | FEC
IT | TYNDP2026 | NT | 2050 | TWh | 106 | Sub_sector | Industry | Aluminium | Industry (aluminium) | Energetic | industry_aluminium_demand_biomass_energetic | Biomass | EU | Energy demand | 0 | FEC
IT | TYNDP2026 | NT | 2050 | TWh | 107 | Sub_sector | Industry | Aluminium | Industry (aluminium) | Energetic | industry_aluminium_demand_coal_energetic | Solids | EU | Energy demand | 0 | FEC
IT | TYNDP2026 | NT | 2050 | TWh | 108 | Sub_sector | Industry | Aluminium | Industry (aluminium) | Energetic | industry_aluminium_demand_oil_energetic | Liquids | EU | Energy demand | 0 | FEC
IT | TYNDP2026 | NT | 2050 | TWh | 109 | Sub_sector | Industry | Aluminium | Industry (aluminium) | Energetic | industry_aluminium_demand_others_energetic | Others | EU | Energy demand | 0 | FEC
IT | TYNDP2026 | NT | 2050 | TWh | 110 | Sub_sector | Industry | Aluminium | Industry (aluminium) | Energetic | industry_ammonia_demand_others_energetic | Ammonia | EU | Energy demand | 0 | FEC
IT | TYNDP2026 | NT | 2050 | TWh | 112 | Sub_sector | Industry | Chemicals | Industry (chemicals, energetic) | Energetic | industry_chemical_demand_electricity_energetic | Electricity | EU | Energy demand | 6.7765 | FEC
IT | TYNDP2026 | NT | 2050 | TWh | 113 | Sub_sector | Industry | Chemicals | Industry (chemicals, energetic) | Energetic | industry_chemical_demand_hydrogen_energetic | Hydrogen | EU | Energy demand | 2.4277 | FEC
IT | TYNDP2026 | NT | 2050 | TWh | 114 | Sub_sector | Industry | Chemicals | Industry (chemicals, energetic) | Energetic | industry_chemical_demand_methane_energetic | Methane | EU | Energy demand | 18.1192 | FEC
IT | TYNDP2026 | NT | 2050 | TWh | 115 | Sub_sector | Industry | Chemicals | Industry (chemicals, energetic) | Energetic | industry_chemical_demand_heat_energetic | Heat | EU | Energy demand | 1.1719 | FEC
IT | TYNDP2026 | NT | 2050 | TWh | 116 | Sub_sector | Industry | Chemicals | Industry (chemicals, energetic) | Energetic | industry_chemical_demand_biomass_energetic | Biomass | EU | Energy demand | 0.012162 | FEC
IT | TYNDP2026 | NT | 2050 | TWh | 117 | Sub_sector | Industry | Chemicals | Industry (chemicals, energetic) | Energetic | industry_chemical_demand_coal_energetic | Solids | EU | Energy demand | 0 | FEC
IT | TYNDP2026 | NT | 2050 | TWh | 118 | Sub_sector | Industry | Chemicals | Industry (chemicals, energetic) | Energetic | industry_chemical_demand_oil_energetic | Liquids | EU | Energy demand | 0.22759 | FEC
IT | TYNDP2026 | NT | 2050 | TWh | 119 | Sub_sector | Industry | Chemicals | Industry (chemicals, energetic) | Energetic | industry_chemical_demand_others_energetic | Others | EU | Energy demand | 0 | FEC
IT | TYNDP2026 | NT | 2050 | TWh | 120 | Sub_sector | Industry | Chemicals | Industry (chemicals, energetic) | Energetic | industry_chemical_demand_ammonia_energetic | Ammonia | EU | Energy demand | 0 | FEC
IT | TYNDP2026 | NT | 2050 | TWh | 122 | Sub_sector | Industry | Chemicals | Industry (chemicals, non-energetic) | Non-energetic | industry_chemical_demand_electricity_non_energetic | Electricity | EU | Energy demand | 0 | not_included_in_FEC
IT | TYNDP2026 | NT | 2050 | TWh | 123 | Sub_sector | Industry | Chemicals | Industry (chemicals, non-energetic) | Non-energetic | industry_chemical_demand_hydrogen_non_energetic | Hydrogen | EU | Energy demand | 6.0984 | not_included_in_FEC
IT | TYNDP2026 | NT | 2050 | TWh | 124 | Sub_sector | Industry | Chemicals | Industry (chemicals, non-energetic) | Non-energetic | industry_chemical_demand_methane_non_energetic | Methane | EU | Energy demand | 7.3846 | not_included_in_FEC
IT | TYNDP2026 | NT | 2050 | TWh | 125 | Sub_sector | Industry | Chemicals | Industry (chemicals, non-energetic) | Non-energetic | industry_chemical_demand_heat_non_energetic | Heat | EU | Energy demand | 0 | not_included_in_FEC
IT | TYNDP2026 | NT | 2050 | TWh | 126 | Sub_sector | Industry | Chemicals | Industry (chemicals, non-energetic) | Non-energetic | industry_chemical_demand_biomass_non_energetic | Biomass | EU | Energy demand | 0 | not_included_in_FEC
IT | TYNDP2026 | NT | 2050 | TWh | 127 | Sub_sector | Industry | Chemicals | Industry (chemicals, non-energetic) | Non-energetic | industry_chemical_demand_coal_non_energetic | Solids | EU | Energy demand | 0 | not_included_in_FEC
IT | TYNDP2026 | NT | 2050 | TWh | 128 | Sub_sector | Industry | Chemicals | Industry (chemicals, non-energetic) | Non-energetic | industry_chemical_demand_oil_non_energetic | Liquids | EU | Energy demand | 41.9568 | not_included_in_FEC
IT | TYNDP2026 | NT | 2050 | TWh | 129 | Sub_sector | Industry | Chemicals | Industry (chemicals, non-energetic) | Non-energetic | industry_chemical_demand_others_non_energetic | Others | EU | Energy demand | 0 | not_included_in_FEC
IT | TYNDP2026 | NT | 2050 | TWh | 130 | Sub_sector | Industry | Chemicals | Industry (chemicals, non-energetic) | Non-energetic | industry_chemical_demand_ammonia_non_energetic | Ammonia | EU | Energy demand | 0 | not_included_in_FEC
IT | TYNDP2026 | NT | 2050 | TWh | 132 | Sub_sector | Industry | Fertilizers | Industry (fertilizers, energetic) | Energetic | industry_fertilizers_demand_electricity_energetic | Electricity | EU | Energy demand | 0.054269 | FEC
IT | TYNDP2026 | NT | 2050 | TWh | 133 | Sub_sector | Industry | Fertilizers | Industry (fertilizers, energetic) | Energetic | industry_fertilizers_demand_hydrogen_energetic | Hydrogen | EU | Energy demand | 0.30967 | FEC
IT | TYNDP2026 | NT | 2050 | TWh | 134 | Sub_sector | Industry | Fertilizers | Industry (fertilizers, energetic) | Energetic | industry_fertilizers_demand_methane_energetic | Methane | EU | Energy demand | 0.5751 | FEC
IT | TYNDP2026 | NT | 2050 | TWh | 135 | Sub_sector | Industry | Fertilizers | Industry (fertilizers, energetic) | Energetic | industry_fertilizers_demand_heat_energetic | Heat | EU | Energy demand | 0 | FEC
IT | TYNDP2026 | NT | 2050 | TWh | 136 | Sub_sector | Industry | Fertilizers | Industry (fertilizers, energetic) | Energetic | industry_fertilizers_demand_biomass_energetic | Biomass | EU | Energy demand | 0 | FEC
IT | TYNDP2026 | NT | 2050 | TWh | 137 | Sub_sector | Industry | Fertilizers | Industry (fertilizers, energetic) | Energetic | industry_fertilizers_demand_coal_energetic | Solids | EU | Energy demand | 0 | FEC
IT | TYNDP2026 | NT | 2050 | TWh | 138 | Sub_sector | Industry | Fertilizers | Industry (fertilizers, energetic) | Energetic | industry_fertilizers_demand_oil_energetic | Liquids | EU | Energy demand | 0 | FEC
IT | TYNDP2026 | NT | 2050 | TWh | 139 | Sub_sector | Industry | Fertilizers | Industry (fertilizers, energetic) | Energetic | industry_fertilizers_demand_others_energetic | Others | EU | Energy demand | 0 | FEC
IT | TYNDP2026 | NT | 2050 | TWh | 140 | Sub_sector | Industry | Fertilizers | Industry (fertilizers, energetic) | Energetic | industry_fertilizers_demand_ammonia_energetic | Ammonia | EU | Energy demand | 0 | FEC
IT | TYNDP2026 | NT | 2050 | TWh | 142 | Sub_sector | Industry | Fertilizers | Industry (fertilizers, non-energetic) | Non-energetic | industry_fertilizers_demand_electricity_non_energetic | Electricity | EU | Energy demand | 0 | not_included_in_FEC
IT | TYNDP2026 | NT | 2050 | TWh | 143 | Sub_sector | Industry | Fertilizers | Industry (fertilizers, non-energetic) | Non-energetic | industry_fertilizers_demand_hydrogen_non_energetic | Hydrogen | EU | Energy demand | 0.275 | not_included_in_FEC
IT | TYNDP2026 | NT | 2050 | TWh | 144 | Sub_sector | Industry | Fertilizers | Industry (fertilizers, non-energetic) | Non-energetic | industry_fertilizers_demand_methane_non_energetic | Methane | EU | Energy demand | 2.0576 | not_included_in_FEC
IT | TYNDP2026 | NT | 2050 | TWh | 145 | Sub_sector | Industry | Fertilizers | Industry (fertilizers, non-energetic) | Non-energetic | industry_fertilizers_demand_heat_non_energetic | Heat | EU | Energy demand | 0 | not_included_in_FEC
IT | TYNDP2026 | NT | 2050 | TWh | 146 | Sub_sector | Industry | Fertilizers | Industry (fertilizers, non-energetic) | Non-energetic | industry_fertilizers_demand_biomass_non_energetic | Biomass | EU | Energy demand | 0 | not_included_in_FEC
IT | TYNDP2026 | NT | 2050 | TWh | 147 | Sub_sector | Industry | Fertilizers | Industry (fertilizers, non-energetic) | Non-energetic | industry_fertilizers_demand_coal_non_energetic | Solids | EU | Energy demand | 0 | not_included_in_FEC
IT | TYNDP2026 | NT | 2050 | TWh | 148 | Sub_sector | Industry | Fertilizers | Industry (fertilizers, non-energetic) | Non-energetic | industry_fertilizers_demand_oil_non_energetic | Liquids | EU | Energy demand | 0 | not_included_in_FEC
IT | TYNDP2026 | NT | 2050 | TWh | 149 | Sub_sector | Industry | Fertilizers | Industry (fertilizers, non-energetic) | Non-energetic | industry_fertilizers_demand_others_non_energetic | Others | EU | Energy demand | 0 | not_included_in_FEC
IT | TYNDP2026 | NT | 2050 | TWh | 150 | Sub_sector | Industry | Fertilizers | Industry (fertilizers, non-energetic) | Non-energetic | industry_fertilizers_demand_ammonia_non_energetic | Ammonia | EU | Energy demand | 0 | not_included_in_FEC
IT | TYNDP2026 | NT | 2050 | TWh | 152 | Sub_sector | Industry | Food | Industry (food) | Energetic | industry_food_demand_electricity_energetic | Electricity | EU | Energy demand | 7.1453 | FEC
IT | TYNDP2026 | NT | 2050 | TWh | 153 | Sub_sector | Industry | Food | Industry (food) | Energetic | industry_food_demand_hydrogen_energetic | Hydrogen | EU | Energy demand | 2.152 | FEC
IT | TYNDP2026 | NT | 2050 | TWh | 154 | Sub_sector | Industry | Food | Industry (food) | Energetic | industry_food_demand_methane_energetic | Methane | EU | Energy demand | 9.4532 | FEC
IT | TYNDP2026 | NT | 2050 | TWh | 155 | Sub_sector | Industry | Food | Industry (food) | Energetic | industry_food_demand_heat_energetic | Heat | EU | Energy demand | 2.7668 | FEC
IT | TYNDP2026 | NT | 2050 | TWh | 156 | Sub_sector | Industry | Food | Industry (food) | Energetic | industry_food_demand_biomass_energetic | Biomass | EU | Energy demand | 0.25939 | FEC
IT | TYNDP2026 | NT | 2050 | TWh | 157 | Sub_sector | Industry | Food | Industry (food) | Energetic | industry_food_demand_coal_energetic | Solids | EU | Energy demand | 0 | FEC
IT | TYNDP2026 | NT | 2050 | TWh | 158 | Sub_sector | Industry | Food | Industry (food) | Energetic | industry_food_demand_oil_energetic | Liquids | EU | Energy demand | 0 | FEC
IT | TYNDP2026 | NT | 2050 | TWh | 159 | Sub_sector | Industry | Food | Industry (food) | Energetic | industry_food_demand_others_energetic | Others | EU | Energy demand | 0 | FEC
IT | TYNDP2026 | NT | 2050 | TWh | 160 | Sub_sector | Industry | Food | Industry (food) | Energetic | industry_food_demand_ammonia_energetic | Ammonia | EU | Energy demand | 0 | FEC
IT | TYNDP2026 | NT | 2050 | TWh | 162 | Sub_sector | Industry | Metals | Industry (metal) | Energetic | industry_metal_demand_electricity_energetic | Electricity | EU | Energy demand | 1.7585 | FEC
IT | TYNDP2026 | NT | 2050 | TWh | 163 | Sub_sector | Industry | Metals | Industry (metal) | Energetic | industry_metal_demand_hydrogen_energetic | Hydrogen | EU | Energy demand | 0 | FEC
IT | TYNDP2026 | NT | 2050 | TWh | 164 | Sub_sector | Industry | Metals | Industry (metal) | Energetic | industry_metal_demand_methane_energetic | Methane | EU | Energy demand | 4.8667 | FEC
IT | TYNDP2026 | NT | 2050 | TWh | 165 | Sub_sector | Industry | Metals | Industry (metal) | Energetic | industry_metal_demand_heat_energetic | Heat | EU | Energy demand | 0.015813 | FEC
IT | TYNDP2026 | NT | 2050 | TWh | 166 | Sub_sector | Industry | Metals | Industry (metal) | Energetic | industry_metal_demand_biomass_energetic | Biomass | EU | Energy demand | 0 | FEC
IT | TYNDP2026 | NT | 2050 | TWh | 167 | Sub_sector | Industry | Metals | Industry (metal) | Energetic | industry_metal_demand_coal_energetic | Solids | EU | Energy demand | 0.31569 | FEC
IT | TYNDP2026 | NT | 2050 | TWh | 168 | Sub_sector | Industry | Metals | Industry (metal) | Energetic | industry_metal_demand_oil_energetic | Liquids | EU | Energy demand | 0.76935 | FEC
IT | TYNDP2026 | NT | 2050 | TWh | 169 | Sub_sector | Industry | Metals | Industry (metal) | Energetic | industry_metal_demand_others_energetic | Others | EU | Energy demand | 0 | FEC
IT | TYNDP2026 | NT | 2050 | TWh | 170 | Sub_sector | Industry | Metals | Industry (metal) | Energetic | industry_metal_demand_ammonia_energetic | Ammonia | EU | Energy demand | 0 | FEC
IT | TYNDP2026 | NT | 2050 | TWh | 172 | Sub_sector | Industry | Others | Industry (other, energetic) | Energetic | industry_other_demand_electricity_energetic | Electricity | EU | Energy demand | 83.4193 | FEC
IT | TYNDP2026 | NT | 2050 | TWh | 173 | Sub_sector | Industry | Others | Industry (other, energetic) | Energetic | industry_other_demand_hydrogen_energetic | Hydrogen | EU | Energy demand | 4.9671 | FEC
IT | TYNDP2026 | NT | 2050 | TWh | 174 | Sub_sector | Industry | Others | Industry (other, energetic) | Energetic | industry_other_demand_methane_energetic | Methane | EU | Energy demand | 0 | FEC
IT | TYNDP2026 | NT | 2050 | TWh | 175 | Sub_sector | Industry | Others | Industry (other, energetic) | Energetic | industry_other_demand_heat_energetic | Heat | EU | Energy demand | 10.431 | FEC
IT | TYNDP2026 | NT | 2050 | TWh | 176 | Sub_sector | Industry | Others | Industry (other, energetic) | Energetic | industry_other_demand_biomass_energetic | Biomass | EU | Energy demand | 0 | FEC
IT | TYNDP2026 | NT | 2050 | TWh | 177 | Sub_sector | Industry | Others | Industry (other, energetic) | Energetic | industry_other_demand_coal_energetic | Solids | EU | Energy demand | 0.050741 | FEC
IT | TYNDP2026 | NT | 2050 | TWh | 178 | Sub_sector | Industry | Others | Industry (other, energetic) | Energetic | industry_other_demand_oil_energetic | Liquids | EU | Energy demand | 0 | FEC
IT | TYNDP2026 | NT | 2050 | TWh | 179 | Sub_sector | Industry | Others | Industry (other, energetic) | Energetic | industry_other_demand_others_energetic | Others | EU | Energy demand | 0 | FEC
IT | TYNDP2026 | NT | 2050 | TWh | 180 | Sub_sector | Industry | Others | Industry (other, energetic) | Energetic | industry_other_demand_ammonia_energetic | Ammonia | EU | Energy demand | 0 | FEC
IT | TYNDP2026 | NT | 2050 | TWh | 182 | Sub_sector | Industry | Others | Industry (other, non-energetic) | Non-energetic | industry_other_demand_electricity_non_energetic | Electricity | EU | Energy demand | 0 | not_included_in_FEC
IT | TYNDP2026 | NT | 2050 | TWh | 183 | Sub_sector | Industry | Others | Industry (other, non-energetic) | Non-energetic | industry_other_demand_hydrogen_non_energetic | Hydrogen | EU | Energy demand | 0 | not_included_in_FEC
IT | TYNDP2026 | NT | 2050 | TWh | 184 | Sub_sector | Industry | Others | Industry (other, non-energetic) | Non-energetic | industry_other_demand_methane_non_energetic | Methane | EU | Energy demand | 11.1616 | not_included_in_FEC
IT | TYNDP2026 | NT | 2050 | TWh | 185 | Sub_sector | Industry | Others | Industry (other, non-energetic) | Non-energetic | industry_other_demand_heat_non_energetic | Heat | EU | Energy demand | 0 | not_included_in_FEC
IT | TYNDP2026 | NT | 2050 | TWh | 186 | Sub_sector | Industry | Others | Industry (other, non-energetic) | Non-energetic | industry_other_demand_biomass_non_energetic | Biomass | EU | Energy demand | 5.5808 | not_included_in_FEC
IT | TYNDP2026 | NT | 2050 | TWh | 187 | Sub_sector | Industry | Others | Industry (other, non-energetic) | Non-energetic | industry_other_demand_coal_non_energetic | Solids | EU | Energy demand | 0 | not_included_in_FEC
IT | TYNDP2026 | NT | 2050 | TWh | 188 | Sub_sector | Industry | Others | Industry (other, non-energetic) | Non-energetic | industry_other_demand_oil_non_energetic | Liquids | EU | Energy demand | 5.5808 | not_included_in_FEC
IT | TYNDP2026 | NT | 2050 | TWh | 189 | Sub_sector | Industry | Others | Industry (other, non-energetic) | Non-energetic | industry_other_demand_others_non_energetic | Others | EU | Energy demand | 0 | not_included_in_FEC
IT | TYNDP2026 | NT | 2050 | TWh | 190 | Sub_sector | Industry | Others | Industry (other, non-energetic) | Non-energetic | industry_other_demand_ammonia_non_energetic | Ammonia | EU | Energy demand | 0 | not_included_in_FEC
IT | TYNDP2026 | NT | 2050 | TWh | 192 | Sub_sector | Industry | Paper | Industry (paper) | Energetic | industry_paper_demand_electricity_energetic | Electricity | EU | Energy demand | 4.7496 | FEC
IT | TYNDP2026 | NT | 2050 | TWh | 193 | Sub_sector | Industry | Paper | Industry (paper) | Energetic | industry_paper_demand_hydrogen_energetic | Hydrogen | EU | Energy demand | 2.6645 | FEC
IT | TYNDP2026 | NT | 2050 | TWh | 194 | Sub_sector | Industry | Paper | Industry (paper) | Energetic | industry_paper_demand_methane_energetic | Methane | EU | Energy demand | 11.3592 | FEC
IT | TYNDP2026 | NT | 2050 | TWh | 195 | Sub_sector | Industry | Paper | Industry (paper) | Energetic | industry_paper_demand_heat_energetic | Heat | EU | Energy demand | 0 | FEC
IT | TYNDP2026 | NT | 2050 | TWh | 196 | Sub_sector | Industry | Paper | Industry (paper) | Energetic | industry_paper_demand_biomass_energetic | Biomass | EU | Energy demand | 0 | FEC
IT | TYNDP2026 | NT | 2050 | TWh | 197 | Sub_sector | Industry | Paper | Industry (paper) | Energetic | industry_paper_demand_coal_energetic | Solids | EU | Energy demand | 0 | FEC
IT | TYNDP2026 | NT | 2050 | TWh | 198 | Sub_sector | Industry | Paper | Industry (paper) | Energetic | industry_paper_demand_oil_energetic | Liquids | EU | Energy demand | 0 | FEC
IT | TYNDP2026 | NT | 2050 | TWh | 199 | Sub_sector | Industry | Paper | Industry (paper) | Energetic | industry_paper_demand_others_energetic | Others | EU | Energy demand | 0 | FEC
IT | TYNDP2026 | NT | 2050 | TWh | 200 | Sub_sector | Industry | Paper | Industry (paper) | Energetic | industry_paper_demand_ammonia_energetic | Ammonia | EU | Energy demand | 0 | FEC
IT | TYNDP2026 | NT | 2050 | TWh | 202 | Sub_sector | Industry | Refineries | Industry (refineries, energetic) | Energetic | industry_refinery_demand_electricity_energetic | Electricity | EU | Energy demand | 4.7924 | not_included_in_FEC
IT | TYNDP2026 | NT | 2050 | TWh | 203 | Sub_sector | Industry | Refineries | Industry (refineries, energetic) | Energetic | industry_refinery_demand_hydrogen_energetic | Hydrogen | EU | Energy demand | 4.232 | not_included_in_FEC
IT | TYNDP2026 | NT | 2050 | TWh | 204 | Sub_sector | Industry | Refineries | Industry (refineries, energetic) | Energetic | industry_refinery_demand_methane_energetic | Methane | EU | Energy demand | 13.0809 | not_included_in_FEC
IT | TYNDP2026 | NT | 2050 | TWh | 205 | Sub_sector | Industry | Refineries | Industry (refineries, energetic) | Energetic | industry_refinery_demand_heat_energetic | Heat | EU | Energy demand | 6.7578 | not_included_in_FEC
IT | TYNDP2026 | NT | 2050 | TWh | 206 | Sub_sector | Industry | Refineries | Industry (refineries, energetic) | Energetic | industry_refinery_demand_biomass_energetic | Biomass | EU | Energy demand | 0 | not_included_in_FEC
IT | TYNDP2026 | NT | 2050 | TWh | 207 | Sub_sector | Industry | Refineries | Industry (refineries, energetic) | Energetic | industry_refinery_demand_coal_energetic | Solids | EU | Energy demand | 0 | not_included_in_FEC
IT | TYNDP2026 | NT | 2050 | TWh | 208 | Sub_sector | Industry | Refineries | Industry (refineries, energetic) | Energetic | industry_refinery_demand_oil_energetic | Liquids | EU | Energy demand | 14.8029 | not_included_in_FEC
IT | TYNDP2026 | NT | 2050 | TWh | 209 | Sub_sector | Industry | Refineries | Industry (refineries, energetic) | Energetic | industry_refinery_demand_others_energetic | Others | EU | Energy demand | 0 | not_included_in_FEC
IT | TYNDP2026 | NT | 2050 | TWh | 210 | Sub_sector | Industry | Refineries | Industry (refineries, energetic) | Energetic | industry_refinery_demand_ammonia_energetic | Ammonia | EU | Energy demand | 0 | not_included_in_FEC
IT | TYNDP2026 | NT | 2050 | TWh | 212 | Sub_sector | Industry | Refineries | Industry (refineries, non-energetic) | Non-energetic | industry_refinery_demand_electricity_non_energetic | Electricity | EU | Energy demand | 0 | not_included_in_FEC
IT | TYNDP2026 | NT | 2050 | TWh | 213 | Sub_sector | Industry | Refineries | Industry (refineries, non-energetic) | Non-energetic | industry_refinery_demand_hydrogen_non_energetic | Hydrogen | EU | Energy demand | 0 | not_included_in_FEC
IT | TYNDP2026 | NT | 2050 | TWh | 214 | Sub_sector | Industry | Refineries | Industry (refineries, non-energetic) | Non-energetic | industry_refinery_demand_methane_non_energetic | Methane | EU | Energy demand | 0 | not_included_in_FEC
IT | TYNDP2026 | NT | 2050 | TWh | 215 | Sub_sector | Industry | Refineries | Industry (refineries, non-energetic) | Non-energetic | industry_refinery_demand_heat_non_energetic | Heat | EU | Energy demand | 0 | not_included_in_FEC
IT | TYNDP2026 | NT | 2050 | TWh | 216 | Sub_sector | Industry | Refineries | Industry (refineries, non-energetic) | Non-energetic | industry_refinery_demand_biomass_non_energetic | Biomass | EU | Energy demand | 0 | not_included_in_FEC
IT | TYNDP2026 | NT | 2050 | TWh | 217 | Sub_sector | Industry | Refineries | Industry (refineries, non-energetic) | Non-energetic | industry_refinery_demand_coal_non_energetic | Solids | EU | Energy demand | 0 | not_included_in_FEC
IT | TYNDP2026 | NT | 2050 | TWh | 218 | Sub_sector | Industry | Refineries | Industry (refineries, non-energetic) | Non-energetic | industry_refinery_demand_oil_non_energetic | Liquids | EU | Energy demand | 0 | not_included_in_FEC
IT | TYNDP2026 | NT | 2050 | TWh | 219 | Sub_sector | Industry | Refineries | Industry (refineries, non-energetic) | Non-energetic | industry_refinery_demand_others_non_energetic | Others | EU | Energy demand | 0 | not_included_in_FEC
IT | TYNDP2026 | NT | 2050 | TWh | 220 | Sub_sector | Industry | Refineries | Industry (refineries, non-energetic) | Non-energetic | industry_refinery_demand_ammonia_non_energetic | Ammonia | EU | Energy demand | 0 | not_included_in_FEC
IT | TYNDP2026 | NT | 2050 | TWh | 222 | Sub_sector | Industry | Steel | Industry (steel) | Energetic | industry_steel_demand_electricity_energetic | Electricity | EU | Energy demand | 23.6011 | FEC
IT | TYNDP2026 | NT | 2050 | TWh | 223 | Sub_sector | Industry | Steel | Industry (steel) | Energetic | industry_steel_demand_hydrogen_energetic | Hydrogen | EU | Energy demand | 13.6795 | FEC
IT | TYNDP2026 | NT | 2050 | TWh | 224 | Sub_sector | Industry | Steel | Industry (steel) | Energetic | industry_steel_demand_methane_energetic | Methane | EU | Energy demand | 28.2046 | FEC
IT | TYNDP2026 | NT | 2050 | TWh | 225 | Sub_sector | Industry | Steel | Industry (steel) | Energetic | industry_steel_demand_heat_energetic | Heat | EU | Energy demand | 0 | FEC
IT | TYNDP2026 | NT | 2050 | TWh | 226 | Sub_sector | Industry | Steel | Industry (steel) | Energetic | industry_steel_demand_biomass_energetic | Biomass | EU | Energy demand | 0 | FEC
IT | TYNDP2026 | NT | 2050 | TWh | 227 | Sub_sector | Industry | Steel | Industry (steel) | Energetic | industry_steel_demand_coal_energetic | Solids | EU | Energy demand | 2.6638 | FEC
IT | TYNDP2026 | NT | 2050 | TWh | 228 | Sub_sector | Industry | Steel | Industry (steel) | Energetic | industry_steel_demand_oil_energetic | Liquids | EU | Energy demand | 0 | FEC
IT | TYNDP2026 | NT | 2050 | TWh | 229 | Sub_sector | Industry | Steel | Industry (steel) | Energetic | industry_steel_demand_others_energetic | Others | EU | Energy demand | 0 | FEC
IT | TYNDP2026 | NT | 2050 | TWh | 230 | Sub_sector | Industry | Steel | Industry (steel) | Energetic | industry_steel_demand_ammonia_energetic | Ammonia | EU | Energy demand | 0 | FEC
IT | TYNDP2026 | NT | 2050 | TWh | 232 | Sub_sector | Transport | Cars | Transport (cars) | Energetic | transport_cars_final_demand_electricity | Electricity | EU | Energy demand | 59.8048 | FEC
IT | TYNDP2026 | NT | 2050 | TWh | 233 | Sub_sector | Transport | Cars | Transport (cars) | Energetic | transport_cars_final_demand_hydrogen | Hydrogen | EU | Energy demand | 2.0438 | FEC
IT | TYNDP2026 | NT | 2050 | TWh | 234 | Sub_sector | Transport | Cars | Transport (cars) | Energetic | transport_cars_final_demand_methane | Methane | EU | Energy demand | 0 | FEC
IT | TYNDP2026 | NT | 2050 | TWh | 235 | Sub_sector | Transport | Cars | Transport (cars) | Energetic | transport_cars_final_demand_heat | Heat | EU | Energy demand | 0 | FEC
IT | TYNDP2026 | NT | 2050 | TWh | 236 | Sub_sector | Transport | Cars | Transport (cars) | Energetic | transport_cars_final_demand_biomass | Biomass | EU | Energy demand | 0 | FEC
IT | TYNDP2026 | NT | 2050 | TWh | 237 | Sub_sector | Transport | Cars | Transport (cars) | Energetic | transport_cars_final_demand_coal | Solids | EU | Energy demand | 0 | FEC
IT | TYNDP2026 | NT | 2050 | TWh | 238 | Sub_sector | Transport | Cars | Transport (cars) | Energetic | transport_cars_final_demand_oil | Liquids | EU | Energy demand | 55.8684 | FEC
IT | TYNDP2026 | NT | 2050 | TWh | 239 | Sub_sector | Transport | Cars | Transport (cars) | Energetic | transport_cars_final_demand_other | Others | EU | Energy demand | 0 | FEC
IT | TYNDP2026 | NT | 2050 | TWh | 240 | Sub_sector | Transport | Cars | Transport (cars) | Energetic | transport_cars_final_demand_ammonia | Ammonia | EU | Energy demand | 0 | FEC
IT | TYNDP2026 | NT | 2050 | TWh | 242 | Sub_sector | Transport | Busses | Transport (busses) | Energetic | transport_busses_final_demand_electricity | Electricity | EU | Energy demand | 3.2511 | FEC
IT | TYNDP2026 | NT | 2050 | TWh | 243 | Sub_sector | Transport | Busses | Transport (busses) | Energetic | transport_busses_final_demand_hydrogen | Hydrogen | EU | Energy demand | 6.225 | FEC
IT | TYNDP2026 | NT | 2050 | TWh | 244 | Sub_sector | Transport | Busses | Transport (busses) | Energetic | transport_busses_final_demand_methane | Methane | EU | Energy demand | 2.251 | FEC
IT | TYNDP2026 | NT | 2050 | TWh | 245 | Sub_sector | Transport | Busses | Transport (busses) | Energetic | transport_busses_final_demand_heat | Heat | EU | Energy demand | 0 | FEC
IT | TYNDP2026 | NT | 2050 | TWh | 246 | Sub_sector | Transport | Busses | Transport (busses) | Energetic | transport_busses_final_demand_biomass | Biomass | EU | Energy demand | 0 | FEC
IT | TYNDP2026 | NT | 2050 | TWh | 247 | Sub_sector | Transport | Busses | Transport (busses) | Energetic | transport_busses_final_demand_coal | Solids | EU | Energy demand | 0 | FEC
IT | TYNDP2026 | NT | 2050 | TWh | 248 | Sub_sector | Transport | Busses | Transport (busses) | Energetic | transport_busses_final_demand_oil | Liquids | EU | Energy demand | 0 | FEC
IT | TYNDP2026 | NT | 2050 | TWh | 249 | Sub_sector | Transport | Busses | Transport (busses) | Energetic | transport_busses_final_demand_other | Others | EU | Energy demand | 0 | FEC
IT | TYNDP2026 | NT | 2050 | TWh | 250 | Sub_sector | Transport | Busses | Transport (busses) | Energetic | transport_busses_final_demand_ammonia | Ammonia | EU | Energy demand | 0 | FEC
IT | TYNDP2026 | NT | 2050 | TWh | 252 | Sub_sector | Transport | Trucks | Transport (trucks) | Energetic | transport_trucks_final_demand_electricity | Electricity | EU | Energy demand | 4.8413 | FEC
IT | TYNDP2026 | NT | 2050 | TWh | 253 | Sub_sector | Transport | Trucks | Transport (trucks) | Energetic | transport_trucks_final_demand_hydrogen | Hydrogen | EU | Energy demand | 7.872 | FEC
IT | TYNDP2026 | NT | 2050 | TWh | 254 | Sub_sector | Transport | Trucks | Transport (trucks) | Energetic | transport_trucks_final_demand_methane | Methane | EU | Energy demand | 9.5779 | FEC
IT | TYNDP2026 | NT | 2050 | TWh | 255 | Sub_sector | Transport | Trucks | Transport (trucks) | Energetic | transport_trucks_final_demand_heat | Heat | EU | Energy demand | 0 | FEC
IT | TYNDP2026 | NT | 2050 | TWh | 256 | Sub_sector | Transport | Trucks | Transport (trucks) | Energetic | transport_trucks_final_demand_biomass | Biomass | EU | Energy demand | 0 | FEC
IT | TYNDP2026 | NT | 2050 | TWh | 257 | Sub_sector | Transport | Trucks | Transport (trucks) | Energetic | transport_trucks_final_demand_coal | Solids | EU | Energy demand | 0 | FEC
IT | TYNDP2026 | NT | 2050 | TWh | 258 | Sub_sector | Transport | Trucks | Transport (trucks) | Energetic | transport_trucks_final_demand_oil | Liquids | EU | Energy demand | 0.76015 | FEC
IT | TYNDP2026 | NT | 2050 | TWh | 259 | Sub_sector | Transport | Trucks | Transport (trucks) | Energetic | transport_trucks_final_demand_other | Others | EU | Energy demand | 0 | FEC
IT | TYNDP2026 | NT | 2050 | TWh | 260 | Sub_sector | Transport | Trucks | Transport (trucks) | Energetic | transport_trucks_final_demand_ammonia | Ammonia | EU | Energy demand | 0 | FEC
IT | TYNDP2026 | NT | 2050 | TWh | 262 | Sub_sector | Transport | Vans | Transport (vans) | Energetic | transport_vans_final_demand_electricity | Electricity | EU | Energy demand | 20.0052 | FEC
IT | TYNDP2026 | NT | 2050 | TWh | 263 | Sub_sector | Transport | Vans | Transport (vans) | Energetic | transport_vans_final_demand_hydrogen | Hydrogen | EU | Energy demand | 8.6345 | FEC
IT | TYNDP2026 | NT | 2050 | TWh | 264 | Sub_sector | Transport | Vans | Transport (vans) | Energetic | transport_vans_final_demand_methane | Methane | EU | Energy demand | 4.575 | FEC
IT | TYNDP2026 | NT | 2050 | TWh | 265 | Sub_sector | Transport | Vans | Transport (vans) | Energetic | transport_vans_final_demand_heat | Heat | EU | Energy demand | 0 | FEC
IT | TYNDP2026 | NT | 2050 | TWh | 266 | Sub_sector | Transport | Vans | Transport (vans) | Energetic | transport_vans_final_demand_biomass | Biomass | EU | Energy demand | 0 | FEC
IT | TYNDP2026 | NT | 2050 | TWh | 267 | Sub_sector | Transport | Vans | Transport (vans) | Energetic | transport_vans_final_demand_coal | Solids | EU | Energy demand | 0 | FEC
IT | TYNDP2026 | NT | 2050 | TWh | 268 | Sub_sector | Transport | Vans | Transport (vans) | Energetic | transport_vans_final_demand_oil | Liquids | EU | Energy demand | 1.2027 | FEC
IT | TYNDP2026 | NT | 2050 | TWh | 269 | Sub_sector | Transport | Vans | Transport (vans) | Energetic | transport_vans_final_demand_other | Others | EU | Energy demand | 0 | FEC
IT | TYNDP2026 | NT | 2050 | TWh | 270 | Sub_sector | Transport | Vans | Transport (vans) | Energetic | transport_vans_final_demand_ammonia | Ammonia | EU | Energy demand | 0 | FEC
IT | TYNDP2026 | NT | 2050 | TWh | 272 | Sub_sector | Transport | Freight trains | Transport (trains) | Energetic | transport_trains_final_demand_electricity | Electricity | EU | Energy demand | 13.01 | FEC
IT | TYNDP2026 | NT | 2050 | TWh | 273 | Sub_sector | Transport | Freight trains | Transport (trains) | Energetic | transport_trains_final_demand_hydrogen | Hydrogen | EU | Energy demand | 0.39953 | FEC
IT | TYNDP2026 | NT | 2050 | TWh | 274 | Sub_sector | Transport | Freight trains | Transport (trains) | Energetic | transport_trains_final_demand_methane | Methane | EU | Energy demand | 0 | FEC
IT | TYNDP2026 | NT | 2050 | TWh | 275 | Sub_sector | Transport | Freight trains | Transport (trains) | Energetic | transport_trains_final_demand_heat | Heat | EU | Energy demand | 0 | FEC
IT | TYNDP2026 | NT | 2050 | TWh | 276 | Sub_sector | Transport | Freight trains | Transport (trains) | Energetic | transport_trains_final_demand_biomass | Biomass | EU | Energy demand | 0 | FEC
IT | TYNDP2026 | NT | 2050 | TWh | 277 | Sub_sector | Transport | Freight trains | Transport (trains) | Energetic | transport_trains_final_demand_coal | Solids | EU | Energy demand | 0 | FEC
IT | TYNDP2026 | NT | 2050 | TWh | 278 | Sub_sector | Transport | Freight trains | Transport (trains) | Energetic | transport_trains_final_demand_oil | Liquids | EU | Energy demand | 0.82785 | FEC
IT | TYNDP2026 | NT | 2050 | TWh | 279 | Sub_sector | Transport | Freight trains | Transport (trains) | Energetic | transport_trains_final_demand_other | Others | EU | Energy demand | 0 | FEC
IT | TYNDP2026 | NT | 2050 | TWh | 280 | Sub_sector | Transport | Freight trains | Transport (trains) | Energetic | transport_trains_final_demand_ammonia | Ammonia | EU | Energy demand | 0 | FEC
IT | TYNDP2026 | NT | 2050 | TWh | 282 | Sub_sector | Transport | Ships | Transport (ships) | Energetic | transport_ships_final_demand_electricity | Electricity | EU | Energy demand | 0.17111 | FEC
IT | TYNDP2026 | NT | 2050 | TWh | 283 | Sub_sector | Transport | Ships | Transport (ships) | Energetic | transport_ships_final_demand_hydrogen | Hydrogen | EU | Energy demand | 0.49466 | FEC
IT | TYNDP2026 | NT | 2050 | TWh | 284 | Sub_sector | Transport | Ships | Transport (ships) | Energetic | transport_ships_final_demand_methane | Methane | EU | Energy demand | 2.8186 | FEC
IT | TYNDP2026 | NT | 2050 | TWh | 285 | Sub_sector | Transport | Ships | Transport (ships) | Energetic | transport_ships_final_demand_heat | Heat | EU | Energy demand | 0 | FEC
IT | TYNDP2026 | NT | 2050 | TWh | 286 | Sub_sector | Transport | Ships | Transport (ships) | Energetic | transport_ships_final_demand_biomass | Biomass | EU | Energy demand | 0 | FEC
IT | TYNDP2026 | NT | 2050 | TWh | 287 | Sub_sector | Transport | Ships | Transport (ships) | Energetic | transport_ships_final_demand_coal | Solids | EU | Energy demand | 0 | FEC
IT | TYNDP2026 | NT | 2050 | TWh | 288 | Sub_sector | Transport | Ships | Transport (ships) | Energetic | transport_ships_final_demand_oil | Liquids | EU | Energy demand | 1.1323 | FEC
IT | TYNDP2026 | NT | 2050 | TWh | 289 | Sub_sector | Transport | Ships | Transport (ships) | Energetic | transport_ships_final_demand_other | Others | EU | Energy demand | 0 | FEC
IT | TYNDP2026 | NT | 2050 | TWh | 290 | Sub_sector | Transport | Ships | Transport (ships) | Energetic | transport_ships_final_demand_ammonia | Ammonia | EU | Energy demand | 0 | FEC
IT | TYNDP2026 | NT | 2050 | TWh | 292 | Sub_sector | Transport | Planes | Transport (planes) | Energetic | transport_planes_final_demand_electricity | Electricity | EU | Energy demand | 1.2645 | FEC
IT | TYNDP2026 | NT | 2050 | TWh | 293 | Sub_sector | Transport | Planes | Transport (planes) | Energetic | transport_planes_final_demand_hydrogen | Hydrogen | EU | Energy demand | 0.2825 | FEC
IT | TYNDP2026 | NT | 2050 | TWh | 294 | Sub_sector | Transport | Planes | Transport (planes) | Energetic | transport_planes_final_demand_methane | Methane | EU | Energy demand | 0 | FEC
IT | TYNDP2026 | NT | 2050 | TWh | 295 | Sub_sector | Transport | Planes | Transport (planes) | Energetic | transport_planes_final_demand_heat | Heat | EU | Energy demand | 0 | FEC
IT | TYNDP2026 | NT | 2050 | TWh | 296 | Sub_sector | Transport | Planes | Transport (planes) | Energetic | transport_planes_final_demand_biomass | Biomass | EU | Energy demand | 0 | FEC
IT | TYNDP2026 | NT | 2050 | TWh | 297 | Sub_sector | Transport | Planes | Transport (planes) | Energetic | transport_planes_final_demand_coal | Solids | EU | Energy demand | 0 | FEC
IT | TYNDP2026 | NT | 2050 | TWh | 298 | Sub_sector | Transport | Planes | Transport (planes) | Energetic | transport_planes_final_demand_oil | Liquids | EU | Energy demand | 22.5923 | FEC
IT | TYNDP2026 | NT | 2050 | TWh | 299 | Sub_sector | Transport | Planes | Transport (planes) | Energetic | transport_planes_final_demand_other | Others | EU | Energy demand | 0 | FEC
IT | TYNDP2026 | NT | 2050 | TWh | 300 | Sub_sector | Transport | Planes | Transport (planes) | Energetic | transport_planes_final_demand_ammonia | Ammonia | EU | Energy demand | 0 | FEC
IT | TYNDP2026 | NT | 2050 | TWh | 302 | Sub_sector | Transport | Others | Transport (others) | Energetic | transport_other_final_demand_electricity | Electricity | EU | Energy demand | 0.039649 | FEC
IT | TYNDP2026 | NT | 2050 | TWh | 303 | Sub_sector | Transport | Others | Transport (others) | Energetic | transport_other_final_demand_hydrogen | Hydrogen | EU | Energy demand | 0 | FEC
IT | TYNDP2026 | NT | 2050 | TWh | 304 | Sub_sector | Transport | Others | Transport (others) | Energetic | transport_other_final_demand_methane | Methane | EU | Energy demand | 0 | FEC
IT | TYNDP2026 | NT | 2050 | TWh | 305 | Sub_sector | Transport | Others | Transport (others) | Energetic | transport_other_final_demand_heat | Heat | EU | Energy demand | 0 | FEC
IT | TYNDP2026 | NT | 2050 | TWh | 306 | Sub_sector | Transport | Others | Transport (others) | Energetic | transport_other_final_demand_biomass | Biomass | EU | Energy demand | 0 | FEC
IT | TYNDP2026 | NT | 2050 | TWh | 307 | Sub_sector | Transport | Others | Transport (others) | Energetic | transport_other_final_demand_coal | Solids | EU | Energy demand | 0 | FEC
IT | TYNDP2026 | NT | 2050 | TWh | 308 | Sub_sector | Transport | Others | Transport (others) | Energetic | transport_other_final_demand_oil | Liquids | EU | Energy demand | 10.6864 | FEC
IT | TYNDP2026 | NT | 2050 | TWh | 309 | Sub_sector | Transport | Others | Transport (others) | Energetic | transport_other_final_demand_other | Others | EU | Energy demand | 0 | FEC
IT | TYNDP2026 | NT | 2050 | TWh | 310 | Sub_sector | Transport | Others | Transport (others) | Energetic | transport_other_final_demand_ammonia | Ammonia | EU | Energy demand | 0 | FEC
IT | TYNDP2026 | NT | 2050 | TWh | 312 | Sub_sector | International transport | International aviation | Transport (int. aviation) | Energetic | transport_int_aviation_final_demand_electricity | Electricity | EU | Energy demand | 0 | FEC
IT | TYNDP2026 | NT | 2050 | TWh | 313 | Sub_sector | International transport | International aviation | Transport (int. aviation) | Energetic | transport_int_aviation_final_demand_hydrogen | Hydrogen | EU | Energy demand | 1.1817 | FEC
IT | TYNDP2026 | NT | 2050 | TWh | 314 | Sub_sector | International transport | International aviation | Transport (int. aviation) | Energetic | transport_int_aviation_final_demand_methane | Methane | EU | Energy demand | 0 | FEC
IT | TYNDP2026 | NT | 2050 | TWh | 315 | Sub_sector | International transport | International aviation | Transport (int. aviation) | Energetic | transport_int_aviation_final_demand_heat | Heat | EU | Energy demand | 0 | FEC
IT | TYNDP2026 | NT | 2050 | TWh | 316 | Sub_sector | International transport | International aviation | Transport (int. aviation) | Energetic | transport_int_aviation_final_demand_biofuels | Biomass | EU | Energy demand | 0 | FEC
IT | TYNDP2026 | NT | 2050 | TWh | 317 | Sub_sector | International transport | International aviation | Transport (int. aviation) | Energetic | transport_int_aviation_final_demand_coal | Solids | EU | Energy demand | 0 | FEC
IT | TYNDP2026 | NT | 2050 | TWh | 318 | Sub_sector | International transport | International aviation | Transport (int. aviation) | Energetic | transport_int_aviation_final_demand_oil | Liquids | EU | Energy demand | 47.8075 | FEC
IT | TYNDP2026 | NT | 2050 | TWh | 319 | Sub_sector | International transport | International aviation | Transport (int. aviation) | Energetic | transport_int_aviation_final_demand_other | Others | EU | Energy demand | 0 | FEC
IT | TYNDP2026 | NT | 2050 | TWh | 320 | Sub_sector | International transport | International aviation | Transport (int. aviation) | Energetic | transport_int_aviation_final_demand_ammonia | Ammonia | EU | Energy demand | 0 | FEC
IT | TYNDP2026 | NT | 2050 | TWh | 322 | Sub_sector | International transport | International shipping | Transport (int. shipping) | Energetic | transport_int_shipping_final_demand_electricity | Electricity | EU | Energy demand | 0 | not_included_in_FEC
IT | TYNDP2026 | NT | 2050 | TWh | 323 | Sub_sector | International transport | International shipping | Transport (int. shipping) | Energetic | transport_int_shipping_final_demand_hydrogen | Hydrogen | EU | Energy demand | 3.2922 | not_included_in_FEC
IT | TYNDP2026 | NT | 2050 | TWh | 324 | Sub_sector | International transport | International shipping | Transport (int. shipping) | Energetic | transport_int_shipping_final_demand_methane | Methane | EU | Energy demand | 15.5631 | not_included_in_FEC
IT | TYNDP2026 | NT | 2050 | TWh | 325 | Sub_sector | International transport | International shipping | Transport (int. shipping) | Energetic | transport_int_shipping_final_demand_heat | Heat | EU | Energy demand | 0 | not_included_in_FEC
IT | TYNDP2026 | NT | 2050 | TWh | 326 | Sub_sector | International transport | International shipping | Transport (int. shipping) | Energetic | transport_int_shipping_final_demand_biofuels | Biomass | EU | Energy demand | 0 | not_included_in_FEC
IT | TYNDP2026 | NT | 2050 | TWh | 327 | Sub_sector | International transport | International shipping | Transport (int. shipping) | Energetic | transport_int_shipping_final_demand_coal | Solids | EU | Energy demand | 0 | not_included_in_FEC
IT | TYNDP2026 | NT | 2050 | TWh | 328 | Sub_sector | International transport | International shipping | Transport (int. shipping) | Energetic | transport_int_shipping_final_demand_oil | Liquids | EU | Energy demand | 11.0738 | not_included_in_FEC
IT | TYNDP2026 | NT | 2050 | TWh | 329 | Sub_sector | International transport | International shipping | Transport (int. shipping) | Energetic | transport_int_shipping_final_demand_other | Others | EU | Energy demand | 0 | not_included_in_FEC
IT | TYNDP2026 | NT | 2050 | TWh | 330 | Sub_sector | International transport | International shipping | Transport (int. shipping) | Energetic | transport_int_shipping_final_demand_ammonia | Ammonia | EU | Energy demand | 0 | not_included_in_FEC
IT | TYNDP2026 | NT | 2050 | TWh | 332 | Sub_sector | Households | Space heating | Households (heating) | Energetic | households_heating_final_demand_electricity | Electricity | EU | Energy demand | 32.8542 | FEC
IT | TYNDP2026 | NT | 2050 | TWh | 333 | Sub_sector | Households | Space heating | Households (heating) | Energetic | households_heating_final_demand_hydrogen | Hydrogen | EU | Energy demand | 4.3216 | FEC
IT | TYNDP2026 | NT | 2050 | TWh | 334 | Sub_sector | Households | Space heating | Households (heating) | Energetic | households_heating_final_demand_methane | Methane | EU | Energy demand | 44.6968 | FEC
IT | TYNDP2026 | NT | 2050 | TWh | 335 | Sub_sector | Households | Space heating | Households (heating) | Energetic | households_heating_final_demand_heat | Heat | EU | Energy demand | 14.3929 | FEC
IT | TYNDP2026 | NT | 2050 | TWh | 336 | Sub_sector | Households | Space heating | Households (heating) | Energetic | households_heating_final_demand_biomass | Biomass | EU | Energy demand | 18.4059 | FEC
IT | TYNDP2026 | NT | 2050 | TWh | 337 | Sub_sector | Households | Space heating | Households (heating) | Energetic | households_heating_final_demand_coal | Solids | EU | Energy demand | 0 | FEC
IT | TYNDP2026 | NT | 2050 | TWh | 338 | Sub_sector | Households | Space heating | Households (heating) | Energetic | households_heating_final_demand_oil | Liquids | EU | Energy demand | 0 | FEC
IT | TYNDP2026 | NT | 2050 | TWh | 339 | Sub_sector | Households | Space heating | Households (heating) | Energetic | households_heating_final_demand_other | Others | EU | Energy demand | 0 | FEC
IT | TYNDP2026 | NT | 2050 | TWh | 340 | Sub_sector | Households | Space heating | Households (heating) | Energetic | households_heating_final_demand_ammonia | Ammonia | EU | Energy demand | 0 | FEC
IT | TYNDP2026 | NT | 2050 | TWh | 343 | Sub_sector | Households | Cooling | Households (cooling) | Energetic | households_cooling_final_demand_electricity | Electricity | EU | Energy demand | 8.2996 | FEC
IT | TYNDP2026 | NT | 2050 | TWh | 344 | Sub_sector | Households | Cooling | Households (cooling) | Energetic | households_cooling_final_demand_hydrogen | Hydrogen | EU | Energy demand | 0 | FEC
IT | TYNDP2026 | NT | 2050 | TWh | 345 | Sub_sector | Households | Cooling | Households (cooling) | Energetic | households_cooling_final_demand_methane | Methane | EU | Energy demand | 0 | FEC
IT | TYNDP2026 | NT | 2050 | TWh | 346 | Sub_sector | Households | Cooling | Households (cooling) | Energetic | households_cooling_final_demand_heat | Heat | EU | Energy demand | 0 | FEC
IT | TYNDP2026 | NT | 2050 | TWh | 347 | Sub_sector | Households | Cooling | Households (cooling) | Energetic | households_cooling_final_demand_biomass | Biomass | EU | Energy demand | 0 | FEC
IT | TYNDP2026 | NT | 2050 | TWh | 348 | Sub_sector | Households | Cooling | Households (cooling) | Energetic | households_cooling_final_demand_coal | Solids | EU | Energy demand | 0 | FEC
IT | TYNDP2026 | NT | 2050 | TWh | 349 | Sub_sector | Households | Cooling | Households (cooling) | Energetic | households_cooling_final_demand_oil | Liquids | EU | Energy demand | 0 | FEC
IT | TYNDP2026 | NT | 2050 | TWh | 350 | Sub_sector | Households | Cooling | Households (cooling) | Energetic | households_cooling_final_demand_other | Others | EU | Energy demand | 0 | FEC
IT | TYNDP2026 | NT | 2050 | TWh | 351 | Sub_sector | Households | Cooling | Households (cooling) | Energetic | households_cooling_final_demand_ammonia | Ammonia | EU | Energy demand | 0 | FEC
IT | TYNDP2026 | NT | 2050 | TWh | 354 | Sub_sector | Households | Hot water | Households (hot water) | Energetic | households_hot_water_final_demand_electricity | Electricity | EU | Energy demand | 9.5903 | FEC
IT | TYNDP2026 | NT | 2050 | TWh | 355 | Sub_sector | Households | Hot water | Households (hot water) | Energetic | households_hot_water_final_demand_hydrogen | Hydrogen | EU | Energy demand | 1.6739 | FEC
IT | TYNDP2026 | NT | 2050 | TWh | 356 | Sub_sector | Households | Hot water | Households (hot water) | Energetic | households_hot_water_final_demand_methane | Methane | EU | Energy demand | 14.5656 | FEC
IT | TYNDP2026 | NT | 2050 | TWh | 357 | Sub_sector | Households | Hot water | Households (hot water) | Energetic | households_hot_water_final_demand_heat | Heat | EU | Energy demand | 1.6179 | FEC
IT | TYNDP2026 | NT | 2050 | TWh | 358 | Sub_sector | Households | Hot water | Households (hot water) | Energetic | households_hot_water_final_demand_biomass | Biomass | EU | Energy demand | 2.5295 | FEC
IT | TYNDP2026 | NT | 2050 | TWh | 359 | Sub_sector | Households | Hot water | Households (hot water) | Energetic | households_hot_water_final_demand_coal | Solids | EU | Energy demand | 0 | FEC
IT | TYNDP2026 | NT | 2050 | TWh | 360 | Sub_sector | Households | Hot water | Households (hot water) | Energetic | households_hot_water_final_demand_oil | Liquids | EU | Energy demand | 0 | FEC
IT | TYNDP2026 | NT | 2050 | TWh | 361 | Sub_sector | Households | Hot water | Households (hot water) | Energetic | households_hot_water_final_demand_other | Others | EU | Energy demand | 1.291 | FEC
IT | TYNDP2026 | NT | 2050 | TWh | 362 | Sub_sector | Households | Hot water | Households (hot water) | Energetic | households_hot_water_final_demand_ammonia | Ammonia | EU | Energy demand | 0 | FEC
IT | TYNDP2026 | NT | 2050 | TWh | 365 | Sub_sector | Households | Appliances | Households (appliances) | Energetic | households_appliances_final_demand_electricity | Electricity | EU | Energy demand | 49.1616 | FEC
IT | TYNDP2026 | NT | 2050 | TWh | 366 | Sub_sector | Households | Appliances | Households (appliances) | Energetic | households_appliances_final_demand_hydrogen | Hydrogen | EU | Energy demand | 0 | FEC
IT | TYNDP2026 | NT | 2050 | TWh | 367 | Sub_sector | Households | Appliances | Households (appliances) | Energetic | households_appliances_final_demand_methane | Methane | EU | Energy demand | 9.2577 | FEC
IT | TYNDP2026 | NT | 2050 | TWh | 368 | Sub_sector | Households | Appliances | Households (appliances) | Energetic | households_appliances_final_demand_heat | Heat | EU | Energy demand | 0 | FEC
IT | TYNDP2026 | NT | 2050 | TWh | 369 | Sub_sector | Households | Appliances | Households (appliances) | Energetic | households_appliances_final_demand_biomass | Biomass | EU | Energy demand | 0.16379 | FEC
IT | TYNDP2026 | NT | 2050 | TWh | 370 | Sub_sector | Households | Appliances | Households (appliances) | Energetic | households_appliances_final_demand_coal | Solids | EU | Energy demand | 0 | FEC
IT | TYNDP2026 | NT | 2050 | TWh | 371 | Sub_sector | Households | Appliances | Households (appliances) | Energetic | households_appliances_final_demand_oil | Liquids | EU | Energy demand | 0 | FEC
IT | TYNDP2026 | NT | 2050 | TWh | 372 | Sub_sector | Households | Appliances | Households (appliances) | Energetic | households_appliances_final_demand_other | Others | EU | Energy demand | 0 | FEC
IT | TYNDP2026 | NT | 2050 | TWh | 373 | Sub_sector | Households | Appliances | Households (appliances) | Energetic | households_appliances_final_demand_ammonia | Ammonia | EU | Energy demand | 0 | FEC
IT | TYNDP2026 | NT | 2050 | TWh | 375 | Sub_sector | Buildings | Space heating | Buildings (heat) | Energetic | buildings_heat_final_demand_electricity | Electricity | EU | Energy demand | 12.5044 | FEC
IT | TYNDP2026 | NT | 2050 | TWh | 376 | Sub_sector | Buildings | Space heating | Buildings (heat) | Energetic | buildings_heat_final_demand_hydrogen | Hydrogen | EU | Energy demand | 4.2725 | FEC
IT | TYNDP2026 | NT | 2050 | TWh | 377 | Sub_sector | Buildings | Space heating | Buildings (heat) | Energetic | buildings_heat_final_demand_methane | Methane | EU | Energy demand | 10.4832 | FEC
IT | TYNDP2026 | NT | 2050 | TWh | 378 | Sub_sector | Buildings | Space heating | Buildings (heat) | Energetic | buildings_heat_final_demand_heat | Heat | EU | Energy demand | 0 | FEC
IT | TYNDP2026 | NT | 2050 | TWh | 379 | Sub_sector | Buildings | Space heating | Buildings (heat) | Energetic | buildings_heat_final_demand_biomass | Biomass | EU | Energy demand | 0 | FEC
IT | TYNDP2026 | NT | 2050 | TWh | 380 | Sub_sector | Buildings | Space heating | Buildings (heat) | Energetic | buildings_heat_final_demand_coal | Solids | EU | Energy demand | 0 | FEC
IT | TYNDP2026 | NT | 2050 | TWh | 381 | Sub_sector | Buildings | Space heating | Buildings (heat) | Energetic | buildings_heat_final_demand_oil | Liquids | EU | Energy demand | 0 | FEC
IT | TYNDP2026 | NT | 2050 | TWh | 382 | Sub_sector | Buildings | Space heating | Buildings (heat) | Energetic | buildings_heat_final_demand_other | Others | EU | Energy demand | 0.041527 | FEC
IT | TYNDP2026 | NT | 2050 | TWh | 383 | Sub_sector | Buildings | Space heating | Buildings (heat) | Energetic | buildings_heat_final_demand_ammonia | Ammonia | EU | Energy demand | 0 | FEC
IT | TYNDP2026 | NT | 2050 | TWh | 386 | Sub_sector | Buildings | Cooling | Buildings (cooling) | Energetic | buildings_cooling_final_demand_electricity | Electricity | EU | Energy demand | 34.102 | FEC
IT | TYNDP2026 | NT | 2050 | TWh | 387 | Sub_sector | Buildings | Cooling | Buildings (cooling) | Energetic | buildings_cooling_final_demand_hydrogen | Hydrogen | EU | Energy demand | 0 | FEC
IT | TYNDP2026 | NT | 2050 | TWh | 388 | Sub_sector | Buildings | Cooling | Buildings (cooling) | Energetic | buildings_cooling_final_demand_methane | Methane | EU | Energy demand | 1.3782 | FEC
IT | TYNDP2026 | NT | 2050 | TWh | 389 | Sub_sector | Buildings | Cooling | Buildings (cooling) | Energetic | buildings_cooling_final_demand_heat | Heat | EU | Energy demand | 0 | FEC
IT | TYNDP2026 | NT | 2050 | TWh | 390 | Sub_sector | Buildings | Cooling | Buildings (cooling) | Energetic | buildings_cooling_final_demand_biomass | Biomass | EU | Energy demand | 0 | FEC
IT | TYNDP2026 | NT | 2050 | TWh | 391 | Sub_sector | Buildings | Cooling | Buildings (cooling) | Energetic | buildings_cooling_final_demand_coal | Solids | EU | Energy demand | 0 | FEC
IT | TYNDP2026 | NT | 2050 | TWh | 392 | Sub_sector | Buildings | Cooling | Buildings (cooling) | Energetic | buildings_cooling_final_demand_oil | Liquids | EU | Energy demand | 0 | FEC
IT | TYNDP2026 | NT | 2050 | TWh | 393 | Sub_sector | Buildings | Cooling | Buildings (cooling) | Energetic | buildings_cooling_final_demand_other | Others | EU | Energy demand | 0 | FEC
IT | TYNDP2026 | NT | 2050 | TWh | 394 | Sub_sector | Buildings | Cooling | Buildings (cooling) | Energetic | buildings_cooling_final_demand_ammonia | Ammonia | EU | Energy demand | 0 | FEC
IT | TYNDP2026 | NT | 2050 | TWh | 397 | Sub_sector | Buildings | Appliances | Buildings (appliances) | Energetic | buildings_appliances_final_demand_electricity | Electricity | EU | Energy demand | 30.0774 | FEC
IT | TYNDP2026 | NT | 2050 | TWh | 398 | Sub_sector | Buildings | Appliances | Buildings (appliances) | Energetic | buildings_appliances_final_demand_hydrogen | Hydrogen | EU | Energy demand | 0 | FEC
IT | TYNDP2026 | NT | 2050 | TWh | 399 | Sub_sector | Buildings | Appliances | Buildings (appliances) | Energetic | buildings_appliances_final_demand_methane | Methane | EU | Energy demand | 17.3573 | FEC
IT | TYNDP2026 | NT | 2050 | TWh | 400 | Sub_sector | Buildings | Appliances | Buildings (appliances) | Energetic | buildings_appliances_final_demand_heat | Heat | EU | Energy demand | 0 | FEC
IT | TYNDP2026 | NT | 2050 | TWh | 401 | Sub_sector | Buildings | Appliances | Buildings (appliances) | Energetic | buildings_appliances_final_demand_biomass | Biomass | EU | Energy demand | 0 | FEC
IT | TYNDP2026 | NT | 2050 | TWh | 402 | Sub_sector | Buildings | Appliances | Buildings (appliances) | Energetic | buildings_appliances_final_demand_coal | Solids | EU | Energy demand | 0 | FEC
IT | TYNDP2026 | NT | 2050 | TWh | 403 | Sub_sector | Buildings | Appliances | Buildings (appliances) | Energetic | buildings_appliances_final_demand_oil | Liquids | EU | Energy demand | 0 | FEC
IT | TYNDP2026 | NT | 2050 | TWh | 404 | Sub_sector | Buildings | Appliances | Buildings (appliances) | Energetic | buildings_appliances_final_demand_other | Others | EU | Energy demand | 0 | FEC
IT | TYNDP2026 | NT | 2050 | TWh | 405 | Sub_sector | Buildings | Appliances | Buildings (appliances) | Energetic | buildings_appliances_final_demand_ammonia | Ammonia | EU | Energy demand | 0 | FEC
IT | TYNDP2026 | NT | 2050 | TWh | 407 | Sub_sector | Buildings | Datacenters | Datacenters & ICT | Energetic | datacentres_final_demand_electricity_energetic | Electricity | EU | Energy demand | 49.2431 | FEC
IT | TYNDP2026 | NT | 2050 | TWh | 408 | Sub_sector | Buildings | Datacenters | Datacenters & ICT | Energetic | datacentres_final_demand_hydrogen_energetic | Hydrogen | EU | Energy demand | 0 | FEC
IT | TYNDP2026 | NT | 2050 | TWh | 409 | Sub_sector | Buildings | Datacenters | Datacenters & ICT | Energetic | datacentres_final_demand_methane_energetic | Methane | EU | Energy demand | 0 | FEC
IT | TYNDP2026 | NT | 2050 | TWh | 410 | Sub_sector | Buildings | Datacenters | Datacenters & ICT | Energetic | datacentres_final_demand_heat_energetic | Heat | EU | Energy demand | 0 | FEC
IT | TYNDP2026 | NT | 2050 | TWh | 411 | Sub_sector | Buildings | Datacenters | Datacenters & ICT | Energetic | datacentres_final_demand_biomass_energetic | Biomass | EU | Energy demand | 0 | FEC
IT | TYNDP2026 | NT | 2050 | TWh | 412 | Sub_sector | Buildings | Datacenters | Datacenters & ICT | Energetic | datacentres_final_demand_coal_energetic | Solids | EU | Energy demand | 0 | FEC
IT | TYNDP2026 | NT | 2050 | TWh | 413 | Sub_sector | Buildings | Datacenters | Datacenters & ICT | Energetic | datacentres_final_demand_oil_energetic | Liquids | EU | Energy demand | 0 | FEC
IT | TYNDP2026 | NT | 2050 | TWh | 414 | Sub_sector | Buildings | Datacenters | Datacenters & ICT | Energetic | datacentres_final_demand_other_energetic | Others | EU | Energy demand | 0 | FEC
IT | TYNDP2026 | NT | 2050 | TWh | 415 | Sub_sector | Buildings | Datacenters | Datacenters & ICT | Energetic | datacentres_final_demand_ammonia_energetic | Ammonia | EU | Energy demand | 0 | FEC
IT | TYNDP2026 | NT | 2050 | TWh | 417 | Sub_sector | Transport | Others_Sector | Others_Sector | Energetic | other_final_demand_electricity_energetic | Electricity | EU | Energy demand | 0 | FEC
IT | TYNDP2026 | NT | 2050 | TWh | 418 | Sub_sector | Transport | Others_Sector | Others_Sector | Energetic | other_final_demand_hydrogen_energetic | Hydrogen | EU | Energy demand | 0 | FEC
IT | TYNDP2026 | NT | 2050 | TWh | 419 | Sub_sector | Transport | Pipeline Transport | Others_Sector | Energetic | other_final_demand_methane_energetic | Methane | EU | Energy demand | 2.4703 | FEC
IT | TYNDP2026 | NT | 2050 | TWh | 420 | Sub_sector | Transport | Others_Sector | Others_Sector | Energetic | other_final_demand_heat_energetic | Heat | EU | Energy demand | 0.16922 | FEC
IT | TYNDP2026 | NT | 2050 | TWh | 421 | Sub_sector | Transport | Others_Sector | Others_Sector | Energetic | other_final_demand_biomass_energetic | Biomass | EU | Energy demand | 0 | FEC
IT | TYNDP2026 | NT | 2050 | TWh | 422 | Sub_sector | Transport | Others_Sector | Others_Sector | Energetic | other_final_demand_coal_energetic | Solids | EU | Energy demand | 0 | FEC
IT | TYNDP2026 | NT | 2050 | TWh | 423 | Sub_sector | Transport | Others_Sector | Others_Sector | Energetic | other_final_demand_oil_energetic | Liquids | EU | Energy demand | 0 | FEC
IT | TYNDP2026 | NT | 2050 | TWh | 424 | Sub_sector | Others_Sector | Others_Sector | Others_Sector | Non-energetic | other_final_demand_oil_non_energetic | Liquids | EU | Energy demand | 0 | not_included_in_FEC
IT | TYNDP2026 | NT | 2050 | TWh | 425 | Sub_sector | Transport | Others_Sector | Others_Sector | Energetic | other_final_demand_other_energetic | Others | EU | Energy demand | 0 | FEC
IT | TYNDP2026 | NT | 2050 | TWh | 426 | Sub_sector | Transport | Others_Sector | Others_Sector | Energetic | other_final_demand_ammonia_energetic | Ammonia | EU | Energy demand | 0 | FEC
IT | TYNDP2026 | NT | 2050 | TWh | 427 | Sub_sector | Industry | Surplus_Heat_in_Industry | Surplus_Heat_in_Industry | Energetic | final_demand_of_industry_unused_local_production_steam_hot_water | Heat | EU | Energy demand | 0 | FEC
IT | TYNDP2026 | NT | 2050 | TWh | 429 | Sub_sector | Agriculture | Total | Agriculture | Energetic | agriculture_final_demand_electricity_energetic | Electricity | EU | Energy demand | 11.4872 | FEC
IT | TYNDP2026 | NT | 2050 | TWh | 430 | Sub_sector | Agriculture | Total | Agriculture | Energetic | agriculture_final_demand_hydrogen_energetic | Hydrogen | EU | Energy demand | 0.064254 | FEC
IT | TYNDP2026 | NT | 2050 | TWh | 431 | Sub_sector | Agriculture | Total | Agriculture | Energetic | agriculture_final_demand_methane_energetic | Methane | EU | Energy demand | 4.3371 | FEC
IT | TYNDP2026 | NT | 2050 | TWh | 432 | Sub_sector | Agriculture | Total | Agriculture | Energetic | agriculture_final_demand_heat_energetic | Heat | EU | Energy demand | 0 | FEC
IT | TYNDP2026 | NT | 2050 | TWh | 433 | Sub_sector | Agriculture | Total | Agriculture | Energetic | agriculture_final_demand_biomass_energetic | Biomass | EU | Energy demand | 0.39904 | FEC
IT | TYNDP2026 | NT | 2050 | TWh | 434 | Sub_sector | Agriculture | Total | Agriculture | Energetic | agriculture_final_demand_coal_energetic | Solids | EU | Energy demand | 0 | FEC
IT | TYNDP2026 | NT | 2050 | TWh | 435 | Sub_sector | Agriculture | Total | Agriculture | Energetic | agriculture_final_demand_oil_energetic | Liquids | EU | Energy demand | 12.2636 | FEC
IT | TYNDP2026 | NT | 2050 | TWh | 436 | Sub_sector | Agriculture | Total | Agriculture | Energetic | agriculture_final_demand_other_energetic | Others | EU | Energy demand | 0 | FEC
IT | TYNDP2026 | NT | 2050 | TWh | 437 | Sub_sector | Agriculture | Total | Agriculture | Energetic | agriculture_final_demand_ammonia_energetic | Ammonia | EU | Energy demand | 0 | FEC
IT | TYNDP2026 | NT | 2050 | TWh | 447 | Sub_sector | Buildings | Surplus Energy | Buildings | Energetic | GAP | Electricity | EU | Energy demand | 0 | FEC
IT | TYNDP2026 | NT | 2050 | TWh | 448 | Sub_sector | Buildings | Surplus Energy | Buildings | Energetic | GAP | Hydrogen | EU | Energy demand | 0 | FEC
IT | TYNDP2026 | NT | 2050 | TWh | 449 | Sub_sector | Buildings | Surplus Energy | Buildings | Energetic | GAP | Methane | EU | Energy demand | 0 | FEC
IT | TYNDP2026 | NT | 2050 | TWh | 450 | Sub_sector | Buildings | Surplus Energy | Buildings | Energetic | GAP | Heat | EU | Energy demand | 0 | FEC
IT | TYNDP2026 | NT | 2050 | TWh | 451 | Sub_sector | Buildings | Surplus Energy | Buildings | Energetic | GAP | Biomass | EU | Energy demand | 0.0030798 | FEC
IT | TYNDP2026 | NT | 2050 | TWh | 452 | Sub_sector | Buildings | Surplus Energy | Buildings | Energetic | GAP | Solids | EU | Energy demand | 0 | FEC
IT | TYNDP2026 | NT | 2050 | TWh | 453 | Sub_sector | Buildings | Surplus Energy | Buildings | Energetic | GAP | Liquids | EU | Energy demand | 0.54302 | FEC
IT | TYNDP2026 | NT | 2050 | TWh | 454 | Sub_sector | Buildings | Surplus Energy | Buildings | Energetic | GAP | Others | EU | Energy demand | 0 | FEC
IT | TYNDP2026 | NT | 2050 | TWh | 455 | Sub_sector | Buildings | Surplus Energy | Buildings | Energetic | GAP | Ammonia | EU | Energy demand | 0 | FEC
IT | TYNDP2026 | NT | 2050 | TWh | 456 | Sub_sector | Households | Surplus Energy | Households | Energetic | GAP | Electricity | EU | Energy demand | 0 | FEC
IT | TYNDP2026 | NT | 2050 | TWh | 457 | Sub_sector | Households | Surplus Energy | Households | Energetic | GAP | Hydrogen | EU | Energy demand | 0 | FEC
IT | TYNDP2026 | NT | 2050 | TWh | 458 | Sub_sector | Households | Surplus Energy | Households | Energetic | GAP | Methane | EU | Energy demand | 0 | FEC
IT | TYNDP2026 | NT | 2050 | TWh | 459 | Sub_sector | Households | Surplus Energy | Households | Energetic | GAP | Heat | EU | Energy demand | 0 | FEC
IT | TYNDP2026 | NT | 2050 | TWh | 460 | Sub_sector | Households | Surplus Energy | Households | Energetic | GAP | Biomass | EU | Energy demand | 0 | FEC
IT | TYNDP2026 | NT | 2050 | TWh | 461 | Sub_sector | Households | Surplus Energy | Households | Energetic | GAP | Solids | EU | Energy demand | 0 | FEC
IT | TYNDP2026 | NT | 2050 | TWh | 462 | Sub_sector | Households | Surplus Energy | Households | Energetic | GAP | Liquids | EU | Energy demand | 0 | FEC
IT | TYNDP2026 | NT | 2050 | TWh | 463 | Sub_sector | Households | Surplus Energy | Households | Energetic | GAP | Others | EU | Energy demand | 0 | FEC
IT | TYNDP2026 | NT | 2050 | TWh | 464 | Sub_sector | Households | Surplus Energy | Households | Energetic | GAP | Ammonia | EU | Energy demand | 0 | FEC
IT | TYNDP2026 | HEV | 2035 | TWh | 102 | Sub_sector | Industry | Aluminium | Industry (aluminium) | Energetic | industry_aluminium_demand_electricity_energetic | Electricity | EU | Energy demand | 0 | FEC
IT | TYNDP2026 | HEV | 2035 | TWh | 103 | Sub_sector | Industry | Aluminium | Industry (aluminium) | Energetic | industry_aluminium_demand_hydrogen_energetic | Hydrogen | EU | Energy demand | 0 | FEC
IT | TYNDP2026 | HEV | 2035 | TWh | 104 | Sub_sector | Industry | Aluminium | Industry (aluminium) | Energetic | industry_aluminium_demand_methane_energetic | Methane | EU | Energy demand | 0 | FEC
IT | TYNDP2026 | HEV | 2035 | TWh | 105 | Sub_sector | Industry | Aluminium | Industry (aluminium) | Energetic | industry_aluminium_demand_heat_energetic | Heat | EU | Energy demand | 0 | FEC
IT | TYNDP2026 | HEV | 2035 | TWh | 106 | Sub_sector | Industry | Aluminium | Industry (aluminium) | Energetic | industry_aluminium_demand_biomass_energetic | Biomass | EU | Energy demand | 0 | FEC
IT | TYNDP2026 | HEV | 2035 | TWh | 107 | Sub_sector | Industry | Aluminium | Industry (aluminium) | Energetic | industry_aluminium_demand_coal_energetic | Solids | EU | Energy demand | 0 | FEC
IT | TYNDP2026 | HEV | 2035 | TWh | 108 | Sub_sector | Industry | Aluminium | Industry (aluminium) | Energetic | industry_aluminium_demand_oil_energetic | Liquids | EU | Energy demand | 0 | FEC
IT | TYNDP2026 | HEV | 2035 | TWh | 109 | Sub_sector | Industry | Aluminium | Industry (aluminium) | Energetic | industry_aluminium_demand_others_energetic | Others | EU | Energy demand | 0 | FEC
IT | TYNDP2026 | HEV | 2035 | TWh | 110 | Sub_sector | Industry | Aluminium | Industry (aluminium) | Energetic | industry_ammonia_demand_others_energetic | Ammonia | EU | Energy demand | 0 | FEC
IT | TYNDP2026 | HEV | 2035 | TWh | 112 | Sub_sector | Industry | Chemicals | Industry (chemicals, energetic) | Energetic | industry_chemical_demand_electricity_energetic | Electricity | EU | Energy demand | 10.053 | FEC
IT | TYNDP2026 | HEV | 2035 | TWh | 113 | Sub_sector | Industry | Chemicals | Industry (chemicals, energetic) | Energetic | industry_chemical_demand_hydrogen_energetic | Hydrogen | EU | Energy demand | 1.9664 | FEC
IT | TYNDP2026 | HEV | 2035 | TWh | 114 | Sub_sector | Industry | Chemicals | Industry (chemicals, energetic) | Energetic | industry_chemical_demand_methane_energetic | Methane | EU | Energy demand | 21.9405 | FEC
IT | TYNDP2026 | HEV | 2035 | TWh | 115 | Sub_sector | Industry | Chemicals | Industry (chemicals, energetic) | Energetic | industry_chemical_demand_heat_energetic | Heat | EU | Energy demand | 1.3635 | FEC
IT | TYNDP2026 | HEV | 2035 | TWh | 116 | Sub_sector | Industry | Chemicals | Industry (chemicals, energetic) | Energetic | industry_chemical_demand_biomass_energetic | Biomass | EU | Energy demand | 0.014444 | FEC
IT | TYNDP2026 | HEV | 2035 | TWh | 117 | Sub_sector | Industry | Chemicals | Industry (chemicals, energetic) | Energetic | industry_chemical_demand_coal_energetic | Solids | EU | Energy demand | 0 | FEC
IT | TYNDP2026 | HEV | 2035 | TWh | 118 | Sub_sector | Industry | Chemicals | Industry (chemicals, energetic) | Energetic | industry_chemical_demand_oil_energetic | Liquids | EU | Energy demand | 0.26451 | FEC
IT | TYNDP2026 | HEV | 2035 | TWh | 119 | Sub_sector | Industry | Chemicals | Industry (chemicals, energetic) | Energetic | industry_chemical_demand_others_energetic | Others | EU | Energy demand | 0 | FEC
IT | TYNDP2026 | HEV | 2035 | TWh | 120 | Sub_sector | Industry | Chemicals | Industry (chemicals, energetic) | Energetic | industry_chemical_demand_ammonia_energetic | Ammonia | EU | Energy demand | 0 | FEC
IT | TYNDP2026 | HEV | 2035 | TWh | 122 | Sub_sector | Industry | Chemicals | Industry (chemicals, non-energetic) | Non-energetic | industry_chemical_demand_electricity_non_energetic | Electricity | EU | Energy demand | 0 | not_included_in_FEC
IT | TYNDP2026 | HEV | 2035 | TWh | 123 | Sub_sector | Industry | Chemicals | Industry (chemicals, non-energetic) | Non-energetic | industry_chemical_demand_hydrogen_non_energetic | Hydrogen | EU | Energy demand | 4.4698 | not_included_in_FEC
IT | TYNDP2026 | HEV | 2035 | TWh | 124 | Sub_sector | Industry | Chemicals | Industry (chemicals, non-energetic) | Non-energetic | industry_chemical_demand_methane_non_energetic | Methane | EU | Energy demand | 5.5426 | not_included_in_FEC
IT | TYNDP2026 | HEV | 2035 | TWh | 125 | Sub_sector | Industry | Chemicals | Industry (chemicals, non-energetic) | Non-energetic | industry_chemical_demand_heat_non_energetic | Heat | EU | Energy demand | 0 | not_included_in_FEC
IT | TYNDP2026 | HEV | 2035 | TWh | 126 | Sub_sector | Industry | Chemicals | Industry (chemicals, non-energetic) | Non-energetic | industry_chemical_demand_biomass_non_energetic | Biomass | EU | Energy demand | 0 | not_included_in_FEC
IT | TYNDP2026 | HEV | 2035 | TWh | 127 | Sub_sector | Industry | Chemicals | Industry (chemicals, non-energetic) | Non-energetic | industry_chemical_demand_coal_non_energetic | Solids | EU | Energy demand | 0 | not_included_in_FEC
IT | TYNDP2026 | HEV | 2035 | TWh | 128 | Sub_sector | Industry | Chemicals | Industry (chemicals, non-energetic) | Non-energetic | industry_chemical_demand_oil_non_energetic | Liquids | EU | Energy demand | 49.5853 | not_included_in_FEC
IT | TYNDP2026 | HEV | 2035 | TWh | 129 | Sub_sector | Industry | Chemicals | Industry (chemicals, non-energetic) | Non-energetic | industry_chemical_demand_others_non_energetic | Others | EU | Energy demand | 0 | not_included_in_FEC
IT | TYNDP2026 | HEV | 2035 | TWh | 130 | Sub_sector | Industry | Chemicals | Industry (chemicals, non-energetic) | Non-energetic | industry_chemical_demand_ammonia_non_energetic | Ammonia | EU | Energy demand | 0 | not_included_in_FEC
IT | TYNDP2026 | HEV | 2035 | TWh | 132 | Sub_sector | Industry | Fertilizers | Industry (fertilizers, energetic) | Energetic | industry_fertilizers_demand_electricity_energetic | Electricity | EU | Energy demand | 0.074892 | FEC
IT | TYNDP2026 | HEV | 2035 | TWh | 133 | Sub_sector | Industry | Fertilizers | Industry (fertilizers, energetic) | Energetic | industry_fertilizers_demand_hydrogen_energetic | Hydrogen | EU | Energy demand | 0.11495 | FEC
IT | TYNDP2026 | HEV | 2035 | TWh | 134 | Sub_sector | Industry | Fertilizers | Industry (fertilizers, energetic) | Energetic | industry_fertilizers_demand_methane_energetic | Methane | EU | Energy demand | 0.80463 | FEC
IT | TYNDP2026 | HEV | 2035 | TWh | 135 | Sub_sector | Industry | Fertilizers | Industry (fertilizers, energetic) | Energetic | industry_fertilizers_demand_heat_energetic | Heat | EU | Energy demand | 0 | FEC
IT | TYNDP2026 | HEV | 2035 | TWh | 136 | Sub_sector | Industry | Fertilizers | Industry (fertilizers, energetic) | Energetic | industry_fertilizers_demand_biomass_energetic | Biomass | EU | Energy demand | 0 | FEC
IT | TYNDP2026 | HEV | 2035 | TWh | 137 | Sub_sector | Industry | Fertilizers | Industry (fertilizers, energetic) | Energetic | industry_fertilizers_demand_coal_energetic | Solids | EU | Energy demand | 0 | FEC
IT | TYNDP2026 | HEV | 2035 | TWh | 138 | Sub_sector | Industry | Fertilizers | Industry (fertilizers, energetic) | Energetic | industry_fertilizers_demand_oil_energetic | Liquids | EU | Energy demand | 0 | FEC
IT | TYNDP2026 | HEV | 2035 | TWh | 139 | Sub_sector | Industry | Fertilizers | Industry (fertilizers, energetic) | Energetic | industry_fertilizers_demand_others_energetic | Others | EU | Energy demand | 0 | FEC
IT | TYNDP2026 | HEV | 2035 | TWh | 140 | Sub_sector | Industry | Fertilizers | Industry (fertilizers, energetic) | Energetic | industry_fertilizers_demand_ammonia_energetic | Ammonia | EU | Energy demand | 0 | FEC
IT | TYNDP2026 | HEV | 2035 | TWh | 142 | Sub_sector | Industry | Fertilizers | Industry (fertilizers, non-energetic) | Non-energetic | industry_fertilizers_demand_electricity_non_energetic | Electricity | EU | Energy demand | 0 | not_included_in_FEC
IT | TYNDP2026 | HEV | 2035 | TWh | 143 | Sub_sector | Industry | Fertilizers | Industry (fertilizers, non-energetic) | Non-energetic | industry_fertilizers_demand_hydrogen_non_energetic | Hydrogen | EU | Energy demand | 0.19144 | not_included_in_FEC
IT | TYNDP2026 | HEV | 2035 | TWh | 144 | Sub_sector | Industry | Fertilizers | Industry (fertilizers, non-energetic) | Non-energetic | industry_fertilizers_demand_methane_non_energetic | Methane | EU | Energy demand | 2.1348 | not_included_in_FEC
IT | TYNDP2026 | HEV | 2035 | TWh | 145 | Sub_sector | Industry | Fertilizers | Industry (fertilizers, non-energetic) | Non-energetic | industry_fertilizers_demand_heat_non_energetic | Heat | EU | Energy demand | 0 | not_included_in_FEC
IT | TYNDP2026 | HEV | 2035 | TWh | 146 | Sub_sector | Industry | Fertilizers | Industry (fertilizers, non-energetic) | Non-energetic | industry_fertilizers_demand_biomass_non_energetic | Biomass | EU | Energy demand | 0 | not_included_in_FEC
IT | TYNDP2026 | HEV | 2035 | TWh | 147 | Sub_sector | Industry | Fertilizers | Industry (fertilizers, non-energetic) | Non-energetic | industry_fertilizers_demand_coal_non_energetic | Solids | EU | Energy demand | 0 | not_included_in_FEC
IT | TYNDP2026 | HEV | 2035 | TWh | 148 | Sub_sector | Industry | Fertilizers | Industry (fertilizers, non-energetic) | Non-energetic | industry_fertilizers_demand_oil_non_energetic | Liquids | EU | Energy demand | 0 | not_included_in_FEC
IT | TYNDP2026 | HEV | 2035 | TWh | 149 | Sub_sector | Industry | Fertilizers | Industry (fertilizers, non-energetic) | Non-energetic | industry_fertilizers_demand_others_non_energetic | Others | EU | Energy demand | 0 | not_included_in_FEC
IT | TYNDP2026 | HEV | 2035 | TWh | 150 | Sub_sector | Industry | Fertilizers | Industry (fertilizers, non-energetic) | Non-energetic | industry_fertilizers_demand_ammonia_non_energetic | Ammonia | EU | Energy demand | 0 | not_included_in_FEC
IT | TYNDP2026 | HEV | 2035 | TWh | 152 | Sub_sector | Industry | Food | Industry (food) | Energetic | industry_food_demand_electricity_energetic | Electricity | EU | Energy demand | 9.9813 | FEC
IT | TYNDP2026 | HEV | 2035 | TWh | 153 | Sub_sector | Industry | Food | Industry (food) | Energetic | industry_food_demand_hydrogen_energetic | Hydrogen | EU | Energy demand | 1.2654 | FEC
IT | TYNDP2026 | HEV | 2035 | TWh | 154 | Sub_sector | Industry | Food | Industry (food) | Energetic | industry_food_demand_methane_energetic | Methane | EU | Energy demand | 11.3755 | FEC
IT | TYNDP2026 | HEV | 2035 | TWh | 155 | Sub_sector | Industry | Food | Industry (food) | Energetic | industry_food_demand_heat_energetic | Heat | EU | Energy demand | 2.9743 | FEC
IT | TYNDP2026 | HEV | 2035 | TWh | 156 | Sub_sector | Industry | Food | Industry (food) | Energetic | industry_food_demand_biomass_energetic | Biomass | EU | Energy demand | 0.27884 | FEC
IT | TYNDP2026 | HEV | 2035 | TWh | 157 | Sub_sector | Industry | Food | Industry (food) | Energetic | industry_food_demand_coal_energetic | Solids | EU | Energy demand | 0 | FEC
IT | TYNDP2026 | HEV | 2035 | TWh | 158 | Sub_sector | Industry | Food | Industry (food) | Energetic | industry_food_demand_oil_energetic | Liquids | EU | Energy demand | 0.35831 | FEC
IT | TYNDP2026 | HEV | 2035 | TWh | 159 | Sub_sector | Industry | Food | Industry (food) | Energetic | industry_food_demand_others_energetic | Others | EU | Energy demand | 0 | FEC
IT | TYNDP2026 | HEV | 2035 | TWh | 160 | Sub_sector | Industry | Food | Industry (food) | Energetic | industry_food_demand_ammonia_energetic | Ammonia | EU | Energy demand | 0 | FEC
IT | TYNDP2026 | HEV | 2035 | TWh | 162 | Sub_sector | Industry | Metals | Industry (metal) | Energetic | industry_metal_demand_electricity_energetic | Electricity | EU | Energy demand | 2.2989 | FEC
IT | TYNDP2026 | HEV | 2035 | TWh | 163 | Sub_sector | Industry | Metals | Industry (metal) | Energetic | industry_metal_demand_hydrogen_energetic | Hydrogen | EU | Energy demand | 0 | FEC
IT | TYNDP2026 | HEV | 2035 | TWh | 164 | Sub_sector | Industry | Metals | Industry (metal) | Energetic | industry_metal_demand_methane_energetic | Methane | EU | Energy demand | 5.4507 | FEC
IT | TYNDP2026 | HEV | 2035 | TWh | 165 | Sub_sector | Industry | Metals | Industry (metal) | Energetic | industry_metal_demand_heat_energetic | Heat | EU | Energy demand | 0.01771 | FEC
IT | TYNDP2026 | HEV | 2035 | TWh | 166 | Sub_sector | Industry | Metals | Industry (metal) | Energetic | industry_metal_demand_biomass_energetic | Biomass | EU | Energy demand | 0 | FEC
IT | TYNDP2026 | HEV | 2035 | TWh | 167 | Sub_sector | Industry | Metals | Industry (metal) | Energetic | industry_metal_demand_coal_energetic | Solids | EU | Energy demand | 0.35357 | FEC
IT | TYNDP2026 | HEV | 2035 | TWh | 168 | Sub_sector | Industry | Metals | Industry (metal) | Energetic | industry_metal_demand_oil_energetic | Liquids | EU | Energy demand | 0.86167 | FEC
IT | TYNDP2026 | HEV | 2035 | TWh | 169 | Sub_sector | Industry | Metals | Industry (metal) | Energetic | industry_metal_demand_others_energetic | Others | EU | Energy demand | 0 | FEC
IT | TYNDP2026 | HEV | 2035 | TWh | 170 | Sub_sector | Industry | Metals | Industry (metal) | Energetic | industry_metal_demand_ammonia_energetic | Ammonia | EU | Energy demand | 0 | FEC
IT | TYNDP2026 | HEV | 2035 | TWh | 172 | Sub_sector | Industry | Others | Industry (other, energetic) | Energetic | industry_other_demand_electricity_energetic | Electricity | EU | Energy demand | 87.4279 | FEC
IT | TYNDP2026 | HEV | 2035 | TWh | 173 | Sub_sector | Industry | Others | Industry (other, energetic) | Energetic | industry_other_demand_hydrogen_energetic | Hydrogen | EU | Energy demand | 2.6276 | FEC
IT | TYNDP2026 | HEV | 2035 | TWh | 174 | Sub_sector | Industry | Others | Industry (other, energetic) | Energetic | industry_other_demand_methane_energetic | Methane | EU | Energy demand | 23.3878 | FEC
IT | TYNDP2026 | HEV | 2035 | TWh | 175 | Sub_sector | Industry | Others | Industry (other, energetic) | Energetic | industry_other_demand_heat_energetic | Heat | EU | Energy demand | 0 | FEC
IT | TYNDP2026 | HEV | 2035 | TWh | 176 | Sub_sector | Industry | Others | Industry (other, energetic) | Energetic | industry_other_demand_biomass_energetic | Biomass | EU | Energy demand | 6.7311 | FEC
IT | TYNDP2026 | HEV | 2035 | TWh | 177 | Sub_sector | Industry | Others | Industry (other, energetic) | Energetic | industry_other_demand_coal_energetic | Solids | EU | Energy demand | 1.2195 | FEC
IT | TYNDP2026 | HEV | 2035 | TWh | 178 | Sub_sector | Industry | Others | Industry (other, energetic) | Energetic | industry_other_demand_oil_energetic | Liquids | EU | Energy demand | 17.7302 | FEC
IT | TYNDP2026 | HEV | 2035 | TWh | 179 | Sub_sector | Industry | Others | Industry (other, energetic) | Energetic | industry_other_demand_others_energetic | Others | EU | Energy demand | 0 | FEC
IT | TYNDP2026 | HEV | 2035 | TWh | 180 | Sub_sector | Industry | Others | Industry (other, energetic) | Energetic | industry_other_demand_ammonia_energetic | Ammonia | EU | Energy demand | 0 | FEC
IT | TYNDP2026 | HEV | 2035 | TWh | 182 | Sub_sector | Industry | Others | Industry (other, non-energetic) | Non-energetic | industry_other_demand_electricity_non_energetic | Electricity | EU | Energy demand | 0 | not_included_in_FEC
IT | TYNDP2026 | HEV | 2035 | TWh | 183 | Sub_sector | Industry | Others | Industry (other, non-energetic) | Non-energetic | industry_other_demand_hydrogen_non_energetic | Hydrogen | EU | Energy demand | 0 | not_included_in_FEC
IT | TYNDP2026 | HEV | 2035 | TWh | 184 | Sub_sector | Industry | Others | Industry (other, non-energetic) | Non-energetic | industry_other_demand_methane_non_energetic | Methane | EU | Energy demand | 5.5492 | not_included_in_FEC
IT | TYNDP2026 | HEV | 2035 | TWh | 185 | Sub_sector | Industry | Others | Industry (other, non-energetic) | Non-energetic | industry_other_demand_heat_non_energetic | Heat | EU | Energy demand | 0 | not_included_in_FEC
IT | TYNDP2026 | HEV | 2035 | TWh | 186 | Sub_sector | Industry | Others | Industry (other, non-energetic) | Non-energetic | industry_other_demand_biomass_non_energetic | Biomass | EU | Energy demand | 0 | not_included_in_FEC
IT | TYNDP2026 | HEV | 2035 | TWh | 187 | Sub_sector | Industry | Others | Industry (other, non-energetic) | Non-energetic | industry_other_demand_coal_non_energetic | Solids | EU | Energy demand | 0 | not_included_in_FEC
IT | TYNDP2026 | HEV | 2035 | TWh | 188 | Sub_sector | Industry | Others | Industry (other, non-energetic) | Non-energetic | industry_other_demand_oil_non_energetic | Liquids | EU | Energy demand | 16.6475 | not_included_in_FEC
IT | TYNDP2026 | HEV | 2035 | TWh | 189 | Sub_sector | Industry | Others | Industry (other, non-energetic) | Non-energetic | industry_other_demand_others_non_energetic | Others | EU | Energy demand | 0 | not_included_in_FEC
IT | TYNDP2026 | HEV | 2035 | TWh | 190 | Sub_sector | Industry | Others | Industry (other, non-energetic) | Non-energetic | industry_other_demand_ammonia_non_energetic | Ammonia | EU | Energy demand | 0 | not_included_in_FEC
IT | TYNDP2026 | HEV | 2035 | TWh | 192 | Sub_sector | Industry | Paper | Industry (paper) | Energetic | industry_paper_demand_electricity_energetic | Electricity | EU | Energy demand | 7.0073 | FEC
IT | TYNDP2026 | HEV | 2035 | TWh | 193 | Sub_sector | Industry | Paper | Industry (paper) | Energetic | industry_paper_demand_hydrogen_energetic | Hydrogen | EU | Energy demand | 1.5567 | FEC
IT | TYNDP2026 | HEV | 2035 | TWh | 194 | Sub_sector | Industry | Paper | Industry (paper) | Energetic | industry_paper_demand_methane_energetic | Methane | EU | Energy demand | 13.436 | FEC
IT | TYNDP2026 | HEV | 2035 | TWh | 195 | Sub_sector | Industry | Paper | Industry (paper) | Energetic | industry_paper_demand_heat_energetic | Heat | EU | Energy demand | 0 | FEC
IT | TYNDP2026 | HEV | 2035 | TWh | 196 | Sub_sector | Industry | Paper | Industry (paper) | Energetic | industry_paper_demand_biomass_energetic | Biomass | EU | Energy demand | 0 | FEC
IT | TYNDP2026 | HEV | 2035 | TWh | 197 | Sub_sector | Industry | Paper | Industry (paper) | Energetic | industry_paper_demand_coal_energetic | Solids | EU | Energy demand | 0 | FEC
IT | TYNDP2026 | HEV | 2035 | TWh | 198 | Sub_sector | Industry | Paper | Industry (paper) | Energetic | industry_paper_demand_oil_energetic | Liquids | EU | Energy demand | 0 | FEC
IT | TYNDP2026 | HEV | 2035 | TWh | 199 | Sub_sector | Industry | Paper | Industry (paper) | Energetic | industry_paper_demand_others_energetic | Others | EU | Energy demand | 0 | FEC
IT | TYNDP2026 | HEV | 2035 | TWh | 200 | Sub_sector | Industry | Paper | Industry (paper) | Energetic | industry_paper_demand_ammonia_energetic | Ammonia | EU | Energy demand | 0 | FEC
IT | TYNDP2026 | HEV | 2035 | TWh | 202 | Sub_sector | Industry | Refineries | Industry (refineries, energetic) | Energetic | industry_refinery_demand_electricity_energetic | Electricity | EU | Energy demand | 4.7654 | not_included_in_FEC
IT | TYNDP2026 | HEV | 2035 | TWh | 203 | Sub_sector | Industry | Refineries | Industry (refineries, energetic) | Energetic | industry_refinery_demand_hydrogen_energetic | Hydrogen | EU | Energy demand | 2.158 | not_included_in_FEC
IT | TYNDP2026 | HEV | 2035 | TWh | 204 | Sub_sector | Industry | Refineries | Industry (refineries, energetic) | Energetic | industry_refinery_demand_methane_energetic | Methane | EU | Energy demand | 11.751 | not_included_in_FEC
IT | TYNDP2026 | HEV | 2035 | TWh | 205 | Sub_sector | Industry | Refineries | Industry (refineries, energetic) | Energetic | industry_refinery_demand_heat_energetic | Heat | EU | Energy demand | 7.5104 | not_included_in_FEC
IT | TYNDP2026 | HEV | 2035 | TWh | 206 | Sub_sector | Industry | Refineries | Industry (refineries, energetic) | Energetic | industry_refinery_demand_biomass_energetic | Biomass | EU | Energy demand | 0 | not_included_in_FEC
IT | TYNDP2026 | HEV | 2035 | TWh | 207 | Sub_sector | Industry | Refineries | Industry (refineries, energetic) | Energetic | industry_refinery_demand_coal_energetic | Solids | EU | Energy demand | 0 | not_included_in_FEC
IT | TYNDP2026 | HEV | 2035 | TWh | 208 | Sub_sector | Industry | Refineries | Industry (refineries, energetic) | Energetic | industry_refinery_demand_oil_energetic | Liquids | EU | Energy demand | 22.2329 | not_included_in_FEC
IT | TYNDP2026 | HEV | 2035 | TWh | 209 | Sub_sector | Industry | Refineries | Industry (refineries, energetic) | Energetic | industry_refinery_demand_others_energetic | Others | EU | Energy demand | 0 | not_included_in_FEC
IT | TYNDP2026 | HEV | 2035 | TWh | 210 | Sub_sector | Industry | Refineries | Industry (refineries, energetic) | Energetic | industry_refinery_demand_ammonia_energetic | Ammonia | EU | Energy demand | 0 | not_included_in_FEC
IT | TYNDP2026 | HEV | 2035 | TWh | 212 | Sub_sector | Industry | Refineries | Industry (refineries, non-energetic) | Non-energetic | industry_refinery_demand_electricity_non_energetic | Electricity | EU | Energy demand | 0 | not_included_in_FEC
IT | TYNDP2026 | HEV | 2035 | TWh | 213 | Sub_sector | Industry | Refineries | Industry (refineries, non-energetic) | Non-energetic | industry_refinery_demand_hydrogen_non_energetic | Hydrogen | EU | Energy demand | 0 | not_included_in_FEC
IT | TYNDP2026 | HEV | 2035 | TWh | 214 | Sub_sector | Industry | Refineries | Industry (refineries, non-energetic) | Non-energetic | industry_refinery_demand_methane_non_energetic | Methane | EU | Energy demand | 0 | not_included_in_FEC
IT | TYNDP2026 | HEV | 2035 | TWh | 215 | Sub_sector | Industry | Refineries | Industry (refineries, non-energetic) | Non-energetic | industry_refinery_demand_heat_non_energetic | Heat | EU | Energy demand | 0 | not_included_in_FEC
IT | TYNDP2026 | HEV | 2035 | TWh | 216 | Sub_sector | Industry | Refineries | Industry (refineries, non-energetic) | Non-energetic | industry_refinery_demand_biomass_non_energetic | Biomass | EU | Energy demand | 0 | not_included_in_FEC
IT | TYNDP2026 | HEV | 2035 | TWh | 217 | Sub_sector | Industry | Refineries | Industry (refineries, non-energetic) | Non-energetic | industry_refinery_demand_coal_non_energetic | Solids | EU | Energy demand | 0 | not_included_in_FEC
IT | TYNDP2026 | HEV | 2035 | TWh | 218 | Sub_sector | Industry | Refineries | Industry (refineries, non-energetic) | Non-energetic | industry_refinery_demand_oil_non_energetic | Liquids | EU | Energy demand | 0 | not_included_in_FEC
IT | TYNDP2026 | HEV | 2035 | TWh | 219 | Sub_sector | Industry | Refineries | Industry (refineries, non-energetic) | Non-energetic | industry_refinery_demand_others_non_energetic | Others | EU | Energy demand | 0 | not_included_in_FEC
IT | TYNDP2026 | HEV | 2035 | TWh | 220 | Sub_sector | Industry | Refineries | Industry (refineries, non-energetic) | Non-energetic | industry_refinery_demand_ammonia_non_energetic | Ammonia | EU | Energy demand | 0 | not_included_in_FEC
IT | TYNDP2026 | HEV | 2035 | TWh | 222 | Sub_sector | Industry | Steel | Industry (steel) | Energetic | industry_steel_demand_electricity_energetic | Electricity | EU | Energy demand | 25.5273 | FEC
IT | TYNDP2026 | HEV | 2035 | TWh | 223 | Sub_sector | Industry | Steel | Industry (steel) | Energetic | industry_steel_demand_hydrogen_energetic | Hydrogen | EU | Energy demand | 1.7589 | FEC
IT | TYNDP2026 | HEV | 2035 | TWh | 224 | Sub_sector | Industry | Steel | Industry (steel) | Energetic | industry_steel_demand_methane_energetic | Methane | EU | Energy demand | 32.5524 | FEC
IT | TYNDP2026 | HEV | 2035 | TWh | 225 | Sub_sector | Industry | Steel | Industry (steel) | Energetic | industry_steel_demand_heat_energetic | Heat | EU | Energy demand | 1.3873 | FEC
IT | TYNDP2026 | HEV | 2035 | TWh | 226 | Sub_sector | Industry | Steel | Industry (steel) | Energetic | industry_steel_demand_biomass_energetic | Biomass | EU | Energy demand | 1.11e-05 | FEC
IT | TYNDP2026 | HEV | 2035 | TWh | 227 | Sub_sector | Industry | Steel | Industry (steel) | Energetic | industry_steel_demand_coal_energetic | Solids | EU | Energy demand | 5.8856 | FEC
IT | TYNDP2026 | HEV | 2035 | TWh | 228 | Sub_sector | Industry | Steel | Industry (steel) | Energetic | industry_steel_demand_oil_energetic | Liquids | EU | Energy demand | 0.5389 | FEC
IT | TYNDP2026 | HEV | 2035 | TWh | 229 | Sub_sector | Industry | Steel | Industry (steel) | Energetic | industry_steel_demand_others_energetic | Others | EU | Energy demand | 0 | FEC
IT | TYNDP2026 | HEV | 2035 | TWh | 230 | Sub_sector | Industry | Steel | Industry (steel) | Energetic | industry_steel_demand_ammonia_energetic | Ammonia | EU | Energy demand | 0 | FEC
IT | TYNDP2026 | HEV | 2035 | TWh | 232 | Sub_sector | Transport | Cars | Transport (cars) | Energetic | transport_cars_final_demand_electricity | Electricity | EU | Energy demand | 24.9419 | FEC
IT | TYNDP2026 | HEV | 2035 | TWh | 233 | Sub_sector | Transport | Cars | Transport (cars) | Energetic | transport_cars_final_demand_hydrogen | Hydrogen | EU | Energy demand | 13.3803 | FEC
IT | TYNDP2026 | HEV | 2035 | TWh | 234 | Sub_sector | Transport | Cars | Transport (cars) | Energetic | transport_cars_final_demand_methane | Methane | EU | Energy demand | 2.4003 | FEC
IT | TYNDP2026 | HEV | 2035 | TWh | 235 | Sub_sector | Transport | Cars | Transport (cars) | Energetic | transport_cars_final_demand_heat | Heat | EU | Energy demand | 0 | FEC
IT | TYNDP2026 | HEV | 2035 | TWh | 236 | Sub_sector | Transport | Cars | Transport (cars) | Energetic | transport_cars_final_demand_biomass | Biomass | EU | Energy demand | 0 | FEC
IT | TYNDP2026 | HEV | 2035 | TWh | 237 | Sub_sector | Transport | Cars | Transport (cars) | Energetic | transport_cars_final_demand_coal | Solids | EU | Energy demand | 0 | FEC
IT | TYNDP2026 | HEV | 2035 | TWh | 238 | Sub_sector | Transport | Cars | Transport (cars) | Energetic | transport_cars_final_demand_oil | Liquids | EU | Energy demand | 126.4658 | FEC
IT | TYNDP2026 | HEV | 2035 | TWh | 239 | Sub_sector | Transport | Cars | Transport (cars) | Energetic | transport_cars_final_demand_other | Others | EU | Energy demand | 0 | FEC
IT | TYNDP2026 | HEV | 2035 | TWh | 240 | Sub_sector | Transport | Cars | Transport (cars) | Energetic | transport_cars_final_demand_ammonia | Ammonia | EU | Energy demand | 0 | FEC
IT | TYNDP2026 | HEV | 2035 | TWh | 242 | Sub_sector | Transport | Busses | Transport (busses) | Energetic | transport_busses_final_demand_electricity | Electricity | EU | Energy demand | 1.2355 | FEC
IT | TYNDP2026 | HEV | 2035 | TWh | 243 | Sub_sector | Transport | Busses | Transport (busses) | Energetic | transport_busses_final_demand_hydrogen | Hydrogen | EU | Energy demand | 0.9897 | FEC
IT | TYNDP2026 | HEV | 2035 | TWh | 244 | Sub_sector | Transport | Busses | Transport (busses) | Energetic | transport_busses_final_demand_methane | Methane | EU | Energy demand | 4.3875 | FEC
IT | TYNDP2026 | HEV | 2035 | TWh | 245 | Sub_sector | Transport | Busses | Transport (busses) | Energetic | transport_busses_final_demand_heat | Heat | EU | Energy demand | 0 | FEC
IT | TYNDP2026 | HEV | 2035 | TWh | 246 | Sub_sector | Transport | Busses | Transport (busses) | Energetic | transport_busses_final_demand_biomass | Biomass | EU | Energy demand | 0 | FEC
IT | TYNDP2026 | HEV | 2035 | TWh | 247 | Sub_sector | Transport | Busses | Transport (busses) | Energetic | transport_busses_final_demand_coal | Solids | EU | Energy demand | 0 | FEC
IT | TYNDP2026 | HEV | 2035 | TWh | 248 | Sub_sector | Transport | Busses | Transport (busses) | Energetic | transport_busses_final_demand_oil | Liquids | EU | Energy demand | 10.1399 | FEC
IT | TYNDP2026 | HEV | 2035 | TWh | 249 | Sub_sector | Transport | Busses | Transport (busses) | Energetic | transport_busses_final_demand_other | Others | EU | Energy demand | 0 | FEC
IT | TYNDP2026 | HEV | 2035 | TWh | 250 | Sub_sector | Transport | Busses | Transport (busses) | Energetic | transport_busses_final_demand_ammonia | Ammonia | EU | Energy demand | 0 | FEC
IT | TYNDP2026 | HEV | 2035 | TWh | 252 | Sub_sector | Transport | Trucks | Transport (trucks) | Energetic | transport_trucks_final_demand_electricity | Electricity | EU | Energy demand | 2.3615 | FEC
IT | TYNDP2026 | HEV | 2035 | TWh | 253 | Sub_sector | Transport | Trucks | Transport (trucks) | Energetic | transport_trucks_final_demand_hydrogen | Hydrogen | EU | Energy demand | 3.9791 | FEC
IT | TYNDP2026 | HEV | 2035 | TWh | 254 | Sub_sector | Transport | Trucks | Transport (trucks) | Energetic | transport_trucks_final_demand_methane | Methane | EU | Energy demand | 12.0439 | FEC
IT | TYNDP2026 | HEV | 2035 | TWh | 255 | Sub_sector | Transport | Trucks | Transport (trucks) | Energetic | transport_trucks_final_demand_heat | Heat | EU | Energy demand | 0 | FEC
IT | TYNDP2026 | HEV | 2035 | TWh | 256 | Sub_sector | Transport | Trucks | Transport (trucks) | Energetic | transport_trucks_final_demand_biomass | Biomass | EU | Energy demand | 0 | FEC
IT | TYNDP2026 | HEV | 2035 | TWh | 257 | Sub_sector | Transport | Trucks | Transport (trucks) | Energetic | transport_trucks_final_demand_coal | Solids | EU | Energy demand | 0 | FEC
IT | TYNDP2026 | HEV | 2035 | TWh | 258 | Sub_sector | Transport | Trucks | Transport (trucks) | Energetic | transport_trucks_final_demand_oil | Liquids | EU | Energy demand | 14.9137 | FEC
IT | TYNDP2026 | HEV | 2035 | TWh | 259 | Sub_sector | Transport | Trucks | Transport (trucks) | Energetic | transport_trucks_final_demand_other | Others | EU | Energy demand | 0 | FEC
IT | TYNDP2026 | HEV | 2035 | TWh | 260 | Sub_sector | Transport | Trucks | Transport (trucks) | Energetic | transport_trucks_final_demand_ammonia | Ammonia | EU | Energy demand | 0 | FEC
IT | TYNDP2026 | HEV | 2035 | TWh | 262 | Sub_sector | Transport | Vans | Transport (vans) | Energetic | transport_vans_final_demand_electricity | Electricity | EU | Energy demand | 10.5696 | FEC
IT | TYNDP2026 | HEV | 2035 | TWh | 263 | Sub_sector | Transport | Vans | Transport (vans) | Energetic | transport_vans_final_demand_hydrogen | Hydrogen | EU | Energy demand | 3.2411 | FEC
IT | TYNDP2026 | HEV | 2035 | TWh | 264 | Sub_sector | Transport | Vans | Transport (vans) | Energetic | transport_vans_final_demand_methane | Methane | EU | Energy demand | 4.2777 | FEC
IT | TYNDP2026 | HEV | 2035 | TWh | 265 | Sub_sector | Transport | Vans | Transport (vans) | Energetic | transport_vans_final_demand_heat | Heat | EU | Energy demand | 0 | FEC
IT | TYNDP2026 | HEV | 2035 | TWh | 266 | Sub_sector | Transport | Vans | Transport (vans) | Energetic | transport_vans_final_demand_biomass | Biomass | EU | Energy demand | 0 | FEC
IT | TYNDP2026 | HEV | 2035 | TWh | 267 | Sub_sector | Transport | Vans | Transport (vans) | Energetic | transport_vans_final_demand_coal | Solids | EU | Energy demand | 0 | FEC
IT | TYNDP2026 | HEV | 2035 | TWh | 268 | Sub_sector | Transport | Vans | Transport (vans) | Energetic | transport_vans_final_demand_oil | Liquids | EU | Energy demand | 24.6198 | FEC
IT | TYNDP2026 | HEV | 2035 | TWh | 269 | Sub_sector | Transport | Vans | Transport (vans) | Energetic | transport_vans_final_demand_other | Others | EU | Energy demand | 0 | FEC
IT | TYNDP2026 | HEV | 2035 | TWh | 270 | Sub_sector | Transport | Vans | Transport (vans) | Energetic | transport_vans_final_demand_ammonia | Ammonia | EU | Energy demand | 0 | FEC
IT | TYNDP2026 | HEV | 2035 | TWh | 272 | Sub_sector | Transport | Freight trains | Transport (trains) | Energetic | transport_trains_final_demand_electricity | Electricity | EU | Energy demand | 9.4968 | FEC
IT | TYNDP2026 | HEV | 2035 | TWh | 273 | Sub_sector | Transport | Freight trains | Transport (trains) | Energetic | transport_trains_final_demand_hydrogen | Hydrogen | EU | Energy demand | 0.29058 | FEC
IT | TYNDP2026 | HEV | 2035 | TWh | 274 | Sub_sector | Transport | Freight trains | Transport (trains) | Energetic | transport_trains_final_demand_methane | Methane | EU | Energy demand | 0 | FEC
IT | TYNDP2026 | HEV | 2035 | TWh | 275 | Sub_sector | Transport | Freight trains | Transport (trains) | Energetic | transport_trains_final_demand_heat | Heat | EU | Energy demand | 0 | FEC
IT | TYNDP2026 | HEV | 2035 | TWh | 276 | Sub_sector | Transport | Freight trains | Transport (trains) | Energetic | transport_trains_final_demand_biomass | Biomass | EU | Energy demand | 0 | FEC
IT | TYNDP2026 | HEV | 2035 | TWh | 277 | Sub_sector | Transport | Freight trains | Transport (trains) | Energetic | transport_trains_final_demand_coal | Solids | EU | Energy demand | 0 | FEC
IT | TYNDP2026 | HEV | 2035 | TWh | 278 | Sub_sector | Transport | Freight trains | Transport (trains) | Energetic | transport_trains_final_demand_oil | Liquids | EU | Energy demand | 0.57912 | FEC
IT | TYNDP2026 | HEV | 2035 | TWh | 279 | Sub_sector | Transport | Freight trains | Transport (trains) | Energetic | transport_trains_final_demand_other | Others | EU | Energy demand | 0 | FEC
IT | TYNDP2026 | HEV | 2035 | TWh | 280 | Sub_sector | Transport | Freight trains | Transport (trains) | Energetic | transport_trains_final_demand_ammonia | Ammonia | EU | Energy demand | 0 | FEC
IT | TYNDP2026 | HEV | 2035 | TWh | 282 | Sub_sector | Transport | Ships | Transport (ships) | Energetic | transport_ships_final_demand_electricity | Electricity | EU | Energy demand | 0.13213 | FEC
IT | TYNDP2026 | HEV | 2035 | TWh | 283 | Sub_sector | Transport | Ships | Transport (ships) | Energetic | transport_ships_final_demand_hydrogen | Hydrogen | EU | Energy demand | 0.24306 | FEC
IT | TYNDP2026 | HEV | 2035 | TWh | 284 | Sub_sector | Transport | Ships | Transport (ships) | Energetic | transport_ships_final_demand_methane | Methane | EU | Energy demand | 1.6718 | FEC
IT | TYNDP2026 | HEV | 2035 | TWh | 285 | Sub_sector | Transport | Ships | Transport (ships) | Energetic | transport_ships_final_demand_heat | Heat | EU | Energy demand | 0 | FEC
IT | TYNDP2026 | HEV | 2035 | TWh | 286 | Sub_sector | Transport | Ships | Transport (ships) | Energetic | transport_ships_final_demand_biomass | Biomass | EU | Energy demand | 0 | FEC
IT | TYNDP2026 | HEV | 2035 | TWh | 287 | Sub_sector | Transport | Ships | Transport (ships) | Energetic | transport_ships_final_demand_coal | Solids | EU | Energy demand | 0 | FEC
IT | TYNDP2026 | HEV | 2035 | TWh | 288 | Sub_sector | Transport | Ships | Transport (ships) | Energetic | transport_ships_final_demand_oil | Liquids | EU | Energy demand | 2.9672 | FEC
IT | TYNDP2026 | HEV | 2035 | TWh | 289 | Sub_sector | Transport | Ships | Transport (ships) | Energetic | transport_ships_final_demand_other | Others | EU | Energy demand | 0 | FEC
IT | TYNDP2026 | HEV | 2035 | TWh | 290 | Sub_sector | Transport | Ships | Transport (ships) | Energetic | transport_ships_final_demand_ammonia | Ammonia | EU | Energy demand | 0 | FEC
IT | TYNDP2026 | HEV | 2035 | TWh | 292 | Sub_sector | Transport | Planes | Transport (planes) | Energetic | transport_planes_final_demand_electricity | Electricity | EU | Energy demand | 0.26881 | FEC
IT | TYNDP2026 | HEV | 2035 | TWh | 293 | Sub_sector | Transport | Planes | Transport (planes) | Energetic | transport_planes_final_demand_hydrogen | Hydrogen | EU | Energy demand | 0.16815 | FEC
IT | TYNDP2026 | HEV | 2035 | TWh | 294 | Sub_sector | Transport | Planes | Transport (planes) | Energetic | transport_planes_final_demand_methane | Methane | EU | Energy demand | 0 | FEC
IT | TYNDP2026 | HEV | 2035 | TWh | 295 | Sub_sector | Transport | Planes | Transport (planes) | Energetic | transport_planes_final_demand_heat | Heat | EU | Energy demand | 0 | FEC
IT | TYNDP2026 | HEV | 2035 | TWh | 296 | Sub_sector | Transport | Planes | Transport (planes) | Energetic | transport_planes_final_demand_biomass | Biomass | EU | Energy demand | 0 | FEC
IT | TYNDP2026 | HEV | 2035 | TWh | 297 | Sub_sector | Transport | Planes | Transport (planes) | Energetic | transport_planes_final_demand_coal | Solids | EU | Energy demand | 0 | FEC
IT | TYNDP2026 | HEV | 2035 | TWh | 298 | Sub_sector | Transport | Planes | Transport (planes) | Energetic | transport_planes_final_demand_oil | Liquids | EU | Energy demand | 20.9779 | FEC
IT | TYNDP2026 | HEV | 2035 | TWh | 299 | Sub_sector | Transport | Planes | Transport (planes) | Energetic | transport_planes_final_demand_other | Others | EU | Energy demand | 0 | FEC
IT | TYNDP2026 | HEV | 2035 | TWh | 300 | Sub_sector | Transport | Planes | Transport (planes) | Energetic | transport_planes_final_demand_ammonia | Ammonia | EU | Energy demand | 0 | FEC
IT | TYNDP2026 | HEV | 2035 | TWh | 302 | Sub_sector | Transport | Others | Transport (others) | Energetic | transport_other_final_demand_electricity | Electricity | EU | Energy demand | 0.037342 | FEC
IT | TYNDP2026 | HEV | 2035 | TWh | 303 | Sub_sector | Transport | Others | Transport (others) | Energetic | transport_other_final_demand_hydrogen | Hydrogen | EU | Energy demand | 0 | FEC
IT | TYNDP2026 | HEV | 2035 | TWh | 304 | Sub_sector | Transport | Others | Transport (others) | Energetic | transport_other_final_demand_methane | Methane | EU | Energy demand | 0 | FEC
IT | TYNDP2026 | HEV | 2035 | TWh | 305 | Sub_sector | Transport | Others | Transport (others) | Energetic | transport_other_final_demand_heat | Heat | EU | Energy demand | 0 | FEC
IT | TYNDP2026 | HEV | 2035 | TWh | 306 | Sub_sector | Transport | Others | Transport (others) | Energetic | transport_other_final_demand_biomass | Biomass | EU | Energy demand | 0 | FEC
IT | TYNDP2026 | HEV | 2035 | TWh | 307 | Sub_sector | Transport | Others | Transport (others) | Energetic | transport_other_final_demand_coal | Solids | EU | Energy demand | 0 | FEC
IT | TYNDP2026 | HEV | 2035 | TWh | 308 | Sub_sector | Transport | Others | Transport (others) | Energetic | transport_other_final_demand_oil | Liquids | EU | Energy demand | 9.0164 | FEC
IT | TYNDP2026 | HEV | 2035 | TWh | 309 | Sub_sector | Transport | Others | Transport (others) | Energetic | transport_other_final_demand_other | Others | EU | Energy demand | 0 | FEC
IT | TYNDP2026 | HEV | 2035 | TWh | 310 | Sub_sector | Transport | Others | Transport (others) | Energetic | transport_other_final_demand_ammonia | Ammonia | EU | Energy demand | 0 | FEC
IT | TYNDP2026 | HEV | 2035 | TWh | 312 | Sub_sector | International transport | International aviation | Transport (int. aviation) | Energetic | transport_int_aviation_final_demand_electricity | Electricity | EU | Energy demand | 0 | FEC
IT | TYNDP2026 | HEV | 2035 | TWh | 313 | Sub_sector | International transport | International aviation | Transport (int. aviation) | Energetic | transport_int_aviation_final_demand_hydrogen | Hydrogen | EU | Energy demand | 0.7285 | FEC
IT | TYNDP2026 | HEV | 2035 | TWh | 314 | Sub_sector | International transport | International aviation | Transport (int. aviation) | Energetic | transport_int_aviation_final_demand_methane | Methane | EU | Energy demand | 0 | FEC
IT | TYNDP2026 | HEV | 2035 | TWh | 315 | Sub_sector | International transport | International aviation | Transport (int. aviation) | Energetic | transport_int_aviation_final_demand_heat | Heat | EU | Energy demand | 0 | FEC
IT | TYNDP2026 | HEV | 2035 | TWh | 316 | Sub_sector | International transport | International aviation | Transport (int. aviation) | Energetic | transport_int_aviation_final_demand_biofuels | Biomass | EU | Energy demand | 0 | FEC
IT | TYNDP2026 | HEV | 2035 | TWh | 317 | Sub_sector | International transport | International aviation | Transport (int. aviation) | Energetic | transport_int_aviation_final_demand_coal | Solids | EU | Energy demand | 0 | FEC
IT | TYNDP2026 | HEV | 2035 | TWh | 318 | Sub_sector | International transport | International aviation | Transport (int. aviation) | Energetic | transport_int_aviation_final_demand_oil | Liquids | EU | Energy demand | 46.476 | FEC
IT | TYNDP2026 | HEV | 2035 | TWh | 319 | Sub_sector | International transport | International aviation | Transport (int. aviation) | Energetic | transport_int_aviation_final_demand_other | Others | EU | Energy demand | 0 | FEC
IT | TYNDP2026 | HEV | 2035 | TWh | 320 | Sub_sector | International transport | International aviation | Transport (int. aviation) | Energetic | transport_int_aviation_final_demand_ammonia | Ammonia | EU | Energy demand | 0 | FEC
IT | TYNDP2026 | HEV | 2035 | TWh | 322 | Sub_sector | International transport | International shipping | Transport (int. shipping) | Energetic | transport_int_shipping_final_demand_electricity | Electricity | EU | Energy demand | 0 | not_included_in_FEC
IT | TYNDP2026 | HEV | 2035 | TWh | 323 | Sub_sector | International transport | International shipping | Transport (int. shipping) | Energetic | transport_int_shipping_final_demand_hydrogen | Hydrogen | EU | Energy demand | 1.4959 | not_included_in_FEC
IT | TYNDP2026 | HEV | 2035 | TWh | 324 | Sub_sector | International transport | International shipping | Transport (int. shipping) | Energetic | transport_int_shipping_final_demand_methane | Methane | EU | Energy demand | 14.1449 | not_included_in_FEC
IT | TYNDP2026 | HEV | 2035 | TWh | 325 | Sub_sector | International transport | International shipping | Transport (int. shipping) | Energetic | transport_int_shipping_final_demand_heat | Heat | EU | Energy demand | 0 | not_included_in_FEC
IT | TYNDP2026 | HEV | 2035 | TWh | 326 | Sub_sector | International transport | International shipping | Transport (int. shipping) | Energetic | transport_int_shipping_final_demand_biofuels | Biomass | EU | Energy demand | 0 | not_included_in_FEC
IT | TYNDP2026 | HEV | 2035 | TWh | 327 | Sub_sector | International transport | International shipping | Transport (int. shipping) | Energetic | transport_int_shipping_final_demand_coal | Solids | EU | Energy demand | 0 | not_included_in_FEC
IT | TYNDP2026 | HEV | 2035 | TWh | 328 | Sub_sector | International transport | International shipping | Transport (int. shipping) | Energetic | transport_int_shipping_final_demand_oil | Liquids | EU | Energy demand | 13.998 | not_included_in_FEC
IT | TYNDP2026 | HEV | 2035 | TWh | 329 | Sub_sector | International transport | International shipping | Transport (int. shipping) | Energetic | transport_int_shipping_final_demand_other | Others | EU | Energy demand | 0 | not_included_in_FEC
IT | TYNDP2026 | HEV | 2035 | TWh | 330 | Sub_sector | International transport | International shipping | Transport (int. shipping) | Energetic | transport_int_shipping_final_demand_ammonia | Ammonia | EU | Energy demand | 0 | not_included_in_FEC
IT | TYNDP2026 | HEV | 2035 | TWh | 332 | Sub_sector | Households | Space heating | Households (heating) | Energetic | households_heating_final_demand_electricity | Electricity | EU | Energy demand | 15.7665 | FEC
IT | TYNDP2026 | HEV | 2035 | TWh | 333 | Sub_sector | Households | Space heating | Households (heating) | Energetic | households_heating_final_demand_hydrogen | Hydrogen | EU | Energy demand | 2.2296 | FEC
IT | TYNDP2026 | HEV | 2035 | TWh | 334 | Sub_sector | Households | Space heating | Households (heating) | Energetic | households_heating_final_demand_methane | Methane | EU | Energy demand | 83.1899 | FEC
IT | TYNDP2026 | HEV | 2035 | TWh | 335 | Sub_sector | Households | Space heating | Households (heating) | Energetic | households_heating_final_demand_heat | Heat | EU | Energy demand | 7.1984 | FEC
IT | TYNDP2026 | HEV | 2035 | TWh | 336 | Sub_sector | Households | Space heating | Households (heating) | Energetic | households_heating_final_demand_biomass | Biomass | EU | Energy demand | 52.1387 | FEC
IT | TYNDP2026 | HEV | 2035 | TWh | 337 | Sub_sector | Households | Space heating | Households (heating) | Energetic | households_heating_final_demand_coal | Solids | EU | Energy demand | 0 | FEC
IT | TYNDP2026 | HEV | 2035 | TWh | 338 | Sub_sector | Households | Space heating | Households (heating) | Energetic | households_heating_final_demand_oil | Liquids | EU | Energy demand | 2.74 | FEC
IT | TYNDP2026 | HEV | 2035 | TWh | 339 | Sub_sector | Households | Space heating | Households (heating) | Energetic | households_heating_final_demand_other | Others | EU | Energy demand | 0 | FEC
IT | TYNDP2026 | HEV | 2035 | TWh | 340 | Sub_sector | Households | Space heating | Households (heating) | Energetic | households_heating_final_demand_ammonia | Ammonia | EU | Energy demand | 0 | FEC
IT | TYNDP2026 | HEV | 2035 | TWh | 343 | Sub_sector | Households | Cooling | Households (cooling) | Energetic | households_cooling_final_demand_electricity | Electricity | EU | Energy demand | 6.5813 | FEC
IT | TYNDP2026 | HEV | 2035 | TWh | 344 | Sub_sector | Households | Cooling | Households (cooling) | Energetic | households_cooling_final_demand_hydrogen | Hydrogen | EU | Energy demand | 0 | FEC
IT | TYNDP2026 | HEV | 2035 | TWh | 345 | Sub_sector | Households | Cooling | Households (cooling) | Energetic | households_cooling_final_demand_methane | Methane | EU | Energy demand | 0 | FEC
IT | TYNDP2026 | HEV | 2035 | TWh | 346 | Sub_sector | Households | Cooling | Households (cooling) | Energetic | households_cooling_final_demand_heat | Heat | EU | Energy demand | 0 | FEC
IT | TYNDP2026 | HEV | 2035 | TWh | 347 | Sub_sector | Households | Cooling | Households (cooling) | Energetic | households_cooling_final_demand_biomass | Biomass | EU | Energy demand | 0 | FEC
IT | TYNDP2026 | HEV | 2035 | TWh | 348 | Sub_sector | Households | Cooling | Households (cooling) | Energetic | households_cooling_final_demand_coal | Solids | EU | Energy demand | 0 | FEC
IT | TYNDP2026 | HEV | 2035 | TWh | 349 | Sub_sector | Households | Cooling | Households (cooling) | Energetic | households_cooling_final_demand_oil | Liquids | EU | Energy demand | 0 | FEC
IT | TYNDP2026 | HEV | 2035 | TWh | 350 | Sub_sector | Households | Cooling | Households (cooling) | Energetic | households_cooling_final_demand_other | Others | EU | Energy demand | 0 | FEC
IT | TYNDP2026 | HEV | 2035 | TWh | 351 | Sub_sector | Households | Cooling | Households (cooling) | Energetic | households_cooling_final_demand_ammonia | Ammonia | EU | Energy demand | 0 | FEC
IT | TYNDP2026 | HEV | 2035 | TWh | 354 | Sub_sector | Households | Hot water | Households (hot water) | Energetic | households_hot_water_final_demand_electricity | Electricity | EU | Energy demand | 5.1794 | FEC
IT | TYNDP2026 | HEV | 2035 | TWh | 355 | Sub_sector | Households | Hot water | Households (hot water) | Energetic | households_hot_water_final_demand_hydrogen | Hydrogen | EU | Energy demand | 0.50221 | FEC
IT | TYNDP2026 | HEV | 2035 | TWh | 356 | Sub_sector | Households | Hot water | Households (hot water) | Energetic | households_hot_water_final_demand_methane | Methane | EU | Energy demand | 21.3493 | FEC
IT | TYNDP2026 | HEV | 2035 | TWh | 357 | Sub_sector | Households | Hot water | Households (hot water) | Energetic | households_hot_water_final_demand_heat | Heat | EU | Energy demand | 2.1212 | FEC
IT | TYNDP2026 | HEV | 2035 | TWh | 358 | Sub_sector | Households | Hot water | Households (hot water) | Energetic | households_hot_water_final_demand_biomass | Biomass | EU | Energy demand | 9.8558 | FEC
IT | TYNDP2026 | HEV | 2035 | TWh | 359 | Sub_sector | Households | Hot water | Households (hot water) | Energetic | households_hot_water_final_demand_coal | Solids | EU | Energy demand | 0 | FEC
IT | TYNDP2026 | HEV | 2035 | TWh | 360 | Sub_sector | Households | Hot water | Households (hot water) | Energetic | households_hot_water_final_demand_oil | Liquids | EU | Energy demand | 0.29918 | FEC
IT | TYNDP2026 | HEV | 2035 | TWh | 361 | Sub_sector | Households | Hot water | Households (hot water) | Energetic | households_hot_water_final_demand_other | Others | EU | Energy demand | 1.3202 | FEC
IT | TYNDP2026 | HEV | 2035 | TWh | 362 | Sub_sector | Households | Hot water | Households (hot water) | Energetic | households_hot_water_final_demand_ammonia | Ammonia | EU | Energy demand | 0 | FEC
IT | TYNDP2026 | HEV | 2035 | TWh | 365 | Sub_sector | Households | Appliances | Households (appliances) | Energetic | households_appliances_final_demand_electricity | Electricity | EU | Energy demand | 53.9133 | FEC
IT | TYNDP2026 | HEV | 2035 | TWh | 366 | Sub_sector | Households | Appliances | Households (appliances) | Energetic | households_appliances_final_demand_hydrogen | Hydrogen | EU | Energy demand | 0 | FEC
IT | TYNDP2026 | HEV | 2035 | TWh | 367 | Sub_sector | Households | Appliances | Households (appliances) | Energetic | households_appliances_final_demand_methane | Methane | EU | Energy demand | 14.7182 | FEC
IT | TYNDP2026 | HEV | 2035 | TWh | 368 | Sub_sector | Households | Appliances | Households (appliances) | Energetic | households_appliances_final_demand_heat | Heat | EU | Energy demand | 0 | FEC
IT | TYNDP2026 | HEV | 2035 | TWh | 369 | Sub_sector | Households | Appliances | Households (appliances) | Energetic | households_appliances_final_demand_biomass | Biomass | EU | Energy demand | 0.19743 | FEC
IT | TYNDP2026 | HEV | 2035 | TWh | 370 | Sub_sector | Households | Appliances | Households (appliances) | Energetic | households_appliances_final_demand_coal | Solids | EU | Energy demand | 0 | FEC
IT | TYNDP2026 | HEV | 2035 | TWh | 371 | Sub_sector | Households | Appliances | Households (appliances) | Energetic | households_appliances_final_demand_oil | Liquids | EU | Energy demand | 0 | FEC
IT | TYNDP2026 | HEV | 2035 | TWh | 372 | Sub_sector | Households | Appliances | Households (appliances) | Energetic | households_appliances_final_demand_other | Others | EU | Energy demand | 0 | FEC
IT | TYNDP2026 | HEV | 2035 | TWh | 373 | Sub_sector | Households | Appliances | Households (appliances) | Energetic | households_appliances_final_demand_ammonia | Ammonia | EU | Energy demand | 0 | FEC
IT | TYNDP2026 | HEV | 2035 | TWh | 375 | Sub_sector | Buildings | Space heating | Buildings (heat) | Energetic | buildings_heat_final_demand_electricity | Electricity | EU | Energy demand | 21.2604 | FEC
IT | TYNDP2026 | HEV | 2035 | TWh | 376 | Sub_sector | Buildings | Space heating | Buildings (heat) | Energetic | buildings_heat_final_demand_hydrogen | Hydrogen | EU | Energy demand | 1.1518 | FEC
IT | TYNDP2026 | HEV | 2035 | TWh | 377 | Sub_sector | Buildings | Space heating | Buildings (heat) | Energetic | buildings_heat_final_demand_methane | Methane | EU | Energy demand | 7.8934 | FEC
IT | TYNDP2026 | HEV | 2035 | TWh | 378 | Sub_sector | Buildings | Space heating | Buildings (heat) | Energetic | buildings_heat_final_demand_heat | Heat | EU | Energy demand | 5.1455 | FEC
IT | TYNDP2026 | HEV | 2035 | TWh | 379 | Sub_sector | Buildings | Space heating | Buildings (heat) | Energetic | buildings_heat_final_demand_biomass | Biomass | EU | Energy demand | 2.4059 | FEC
IT | TYNDP2026 | HEV | 2035 | TWh | 380 | Sub_sector | Buildings | Space heating | Buildings (heat) | Energetic | buildings_heat_final_demand_coal | Solids | EU | Energy demand | 0 | FEC
IT | TYNDP2026 | HEV | 2035 | TWh | 381 | Sub_sector | Buildings | Space heating | Buildings (heat) | Energetic | buildings_heat_final_demand_oil | Liquids | EU | Energy demand | 0.17426 | FEC
IT | TYNDP2026 | HEV | 2035 | TWh | 382 | Sub_sector | Buildings | Space heating | Buildings (heat) | Energetic | buildings_heat_final_demand_other | Others | EU | Energy demand | 0.045031 | FEC
IT | TYNDP2026 | HEV | 2035 | TWh | 383 | Sub_sector | Buildings | Space heating | Buildings (heat) | Energetic | buildings_heat_final_demand_ammonia | Ammonia | EU | Energy demand | 0 | FEC
IT | TYNDP2026 | HEV | 2035 | TWh | 386 | Sub_sector | Buildings | Cooling | Buildings (cooling) | Energetic | buildings_cooling_final_demand_electricity | Electricity | EU | Energy demand | 12.8473 | FEC
IT | TYNDP2026 | HEV | 2035 | TWh | 387 | Sub_sector | Buildings | Cooling | Buildings (cooling) | Energetic | buildings_cooling_final_demand_hydrogen | Hydrogen | EU | Energy demand | 0 | FEC
IT | TYNDP2026 | HEV | 2035 | TWh | 388 | Sub_sector | Buildings | Cooling | Buildings (cooling) | Energetic | buildings_cooling_final_demand_methane | Methane | EU | Energy demand | 0.22129 | FEC
IT | TYNDP2026 | HEV | 2035 | TWh | 389 | Sub_sector | Buildings | Cooling | Buildings (cooling) | Energetic | buildings_cooling_final_demand_heat | Heat | EU | Energy demand | 0 | FEC
IT | TYNDP2026 | HEV | 2035 | TWh | 390 | Sub_sector | Buildings | Cooling | Buildings (cooling) | Energetic | buildings_cooling_final_demand_biomass | Biomass | EU | Energy demand | 0 | FEC
IT | TYNDP2026 | HEV | 2035 | TWh | 391 | Sub_sector | Buildings | Cooling | Buildings (cooling) | Energetic | buildings_cooling_final_demand_coal | Solids | EU | Energy demand | 0 | FEC
IT | TYNDP2026 | HEV | 2035 | TWh | 392 | Sub_sector | Buildings | Cooling | Buildings (cooling) | Energetic | buildings_cooling_final_demand_oil | Liquids | EU | Energy demand | 0 | FEC
IT | TYNDP2026 | HEV | 2035 | TWh | 393 | Sub_sector | Buildings | Cooling | Buildings (cooling) | Energetic | buildings_cooling_final_demand_other | Others | EU | Energy demand | 0 | FEC
IT | TYNDP2026 | HEV | 2035 | TWh | 394 | Sub_sector | Buildings | Cooling | Buildings (cooling) | Energetic | buildings_cooling_final_demand_ammonia | Ammonia | EU | Energy demand | 0 | FEC
IT | TYNDP2026 | HEV | 2035 | TWh | 397 | Sub_sector | Buildings | Appliances | Buildings (appliances) | Energetic | buildings_appliances_final_demand_electricity | Electricity | EU | Energy demand | 47.0565 | FEC
IT | TYNDP2026 | HEV | 2035 | TWh | 398 | Sub_sector | Buildings | Appliances | Buildings (appliances) | Energetic | buildings_appliances_final_demand_hydrogen | Hydrogen | EU | Energy demand | 0 | FEC
IT | TYNDP2026 | HEV | 2035 | TWh | 399 | Sub_sector | Buildings | Appliances | Buildings (appliances) | Energetic | buildings_appliances_final_demand_methane | Methane | EU | Energy demand | 27.7904 | FEC
IT | TYNDP2026 | HEV | 2035 | TWh | 400 | Sub_sector | Buildings | Appliances | Buildings (appliances) | Energetic | buildings_appliances_final_demand_heat | Heat | EU | Energy demand | 0 | FEC
IT | TYNDP2026 | HEV | 2035 | TWh | 401 | Sub_sector | Buildings | Appliances | Buildings (appliances) | Energetic | buildings_appliances_final_demand_biomass | Biomass | EU | Energy demand | 0 | FEC
IT | TYNDP2026 | HEV | 2035 | TWh | 402 | Sub_sector | Buildings | Appliances | Buildings (appliances) | Energetic | buildings_appliances_final_demand_coal | Solids | EU | Energy demand | 0 | FEC
IT | TYNDP2026 | HEV | 2035 | TWh | 403 | Sub_sector | Buildings | Appliances | Buildings (appliances) | Energetic | buildings_appliances_final_demand_oil | Liquids | EU | Energy demand | 0 | FEC
IT | TYNDP2026 | HEV | 2035 | TWh | 404 | Sub_sector | Buildings | Appliances | Buildings (appliances) | Energetic | buildings_appliances_final_demand_other | Others | EU | Energy demand | 0 | FEC
IT | TYNDP2026 | HEV | 2035 | TWh | 405 | Sub_sector | Buildings | Appliances | Buildings (appliances) | Energetic | buildings_appliances_final_demand_ammonia | Ammonia | EU | Energy demand | 0 | FEC
IT | TYNDP2026 | HEV | 2035 | TWh | 407 | Sub_sector | Buildings | Datacenters | Datacenters & ICT | Energetic | datacentres_final_demand_electricity_energetic | Electricity | EU | Energy demand | 18.6789 | FEC
IT | TYNDP2026 | HEV | 2035 | TWh | 408 | Sub_sector | Buildings | Datacenters | Datacenters & ICT | Energetic | datacentres_final_demand_hydrogen_energetic | Hydrogen | EU | Energy demand | 0 | FEC
IT | TYNDP2026 | HEV | 2035 | TWh | 409 | Sub_sector | Buildings | Datacenters | Datacenters & ICT | Energetic | datacentres_final_demand_methane_energetic | Methane | EU | Energy demand | 0 | FEC
IT | TYNDP2026 | HEV | 2035 | TWh | 410 | Sub_sector | Buildings | Datacenters | Datacenters & ICT | Energetic | datacentres_final_demand_heat_energetic | Heat | EU | Energy demand | 0 | FEC
IT | TYNDP2026 | HEV | 2035 | TWh | 411 | Sub_sector | Buildings | Datacenters | Datacenters & ICT | Energetic | datacentres_final_demand_biomass_energetic | Biomass | EU | Energy demand | 0 | FEC
IT | TYNDP2026 | HEV | 2035 | TWh | 412 | Sub_sector | Buildings | Datacenters | Datacenters & ICT | Energetic | datacentres_final_demand_coal_energetic | Solids | EU | Energy demand | 0 | FEC
IT | TYNDP2026 | HEV | 2035 | TWh | 413 | Sub_sector | Buildings | Datacenters | Datacenters & ICT | Energetic | datacentres_final_demand_oil_energetic | Liquids | EU | Energy demand | 0 | FEC
IT | TYNDP2026 | HEV | 2035 | TWh | 414 | Sub_sector | Buildings | Datacenters | Datacenters & ICT | Energetic | datacentres_final_demand_other_energetic | Others | EU | Energy demand | 0 | FEC
IT | TYNDP2026 | HEV | 2035 | TWh | 415 | Sub_sector | Buildings | Datacenters | Datacenters & ICT | Energetic | datacentres_final_demand_ammonia_energetic | Ammonia | EU | Energy demand | 0 | FEC
IT | TYNDP2026 | HEV | 2035 | TWh | 417 | Sub_sector | Transport | Others_Sector | Others_Sector | Energetic | other_final_demand_electricity_energetic | Electricity | EU | Energy demand | 0 | FEC
IT | TYNDP2026 | HEV | 2035 | TWh | 418 | Sub_sector | Transport | Others_Sector | Others_Sector | Energetic | other_final_demand_hydrogen_energetic | Hydrogen | EU | Energy demand | 0 | FEC
IT | TYNDP2026 | HEV | 2035 | TWh | 419 | Sub_sector | Transport | Pipeline Transport | Others_Sector | Energetic | other_final_demand_methane_energetic | Methane | EU | Energy demand | 1.0872 | FEC
IT | TYNDP2026 | HEV | 2035 | TWh | 420 | Sub_sector | Transport | Others_Sector | Others_Sector | Energetic | other_final_demand_heat_energetic | Heat | EU | Energy demand | 0.074479 | FEC
IT | TYNDP2026 | HEV | 2035 | TWh | 421 | Sub_sector | Transport | Others_Sector | Others_Sector | Energetic | other_final_demand_biomass_energetic | Biomass | EU | Energy demand | 0 | FEC
IT | TYNDP2026 | HEV | 2035 | TWh | 422 | Sub_sector | Transport | Others_Sector | Others_Sector | Energetic | other_final_demand_coal_energetic | Solids | EU | Energy demand | 0 | FEC
IT | TYNDP2026 | HEV | 2035 | TWh | 423 | Sub_sector | Transport | Others_Sector | Others_Sector | Energetic | other_final_demand_oil_energetic | Liquids | EU | Energy demand | 0 | FEC
IT | TYNDP2026 | HEV | 2035 | TWh | 424 | Sub_sector | Others_Sector | Others_Sector | Others_Sector | Non-energetic | other_final_demand_oil_non_energetic | Liquids | EU | Energy demand | 0 | not_included_in_FEC
IT | TYNDP2026 | HEV | 2035 | TWh | 425 | Sub_sector | Transport | Others_Sector | Others_Sector | Energetic | other_final_demand_other_energetic | Others | EU | Energy demand | 0 | FEC
IT | TYNDP2026 | HEV | 2035 | TWh | 426 | Sub_sector | Transport | Others_Sector | Others_Sector | Energetic | other_final_demand_ammonia_energetic | Ammonia | EU | Energy demand | 0 | FEC
IT | TYNDP2026 | HEV | 2035 | TWh | 427 | Sub_sector | Industry | Surplus_Heat_in_Industry | Surplus_Heat_in_Industry | Energetic | final_demand_of_industry_unused_local_production_steam_hot_water | Heat | EU | Energy demand | 2.7058 | FEC
IT | TYNDP2026 | HEV | 2035 | TWh | 429 | Sub_sector | Agriculture | Total | Agriculture | Energetic | agriculture_final_demand_electricity_energetic | Electricity | EU | Energy demand | 7.1987 | FEC
IT | TYNDP2026 | HEV | 2035 | TWh | 430 | Sub_sector | Agriculture | Total | Agriculture | Energetic | agriculture_final_demand_hydrogen_energetic | Hydrogen | EU | Energy demand | 0.053926 | FEC
IT | TYNDP2026 | HEV | 2035 | TWh | 431 | Sub_sector | Agriculture | Total | Agriculture | Energetic | agriculture_final_demand_methane_energetic | Methane | EU | Energy demand | 4.3141 | FEC
IT | TYNDP2026 | HEV | 2035 | TWh | 432 | Sub_sector | Agriculture | Total | Agriculture | Energetic | agriculture_final_demand_heat_energetic | Heat | EU | Energy demand | 0 | FEC
IT | TYNDP2026 | HEV | 2035 | TWh | 433 | Sub_sector | Agriculture | Total | Agriculture | Energetic | agriculture_final_demand_biomass_energetic | Biomass | EU | Energy demand | 0.60602 | FEC
IT | TYNDP2026 | HEV | 2035 | TWh | 434 | Sub_sector | Agriculture | Total | Agriculture | Energetic | agriculture_final_demand_coal_energetic | Solids | EU | Energy demand | 0 | FEC
IT | TYNDP2026 | HEV | 2035 | TWh | 435 | Sub_sector | Agriculture | Total | Agriculture | Energetic | agriculture_final_demand_oil_energetic | Liquids | EU | Energy demand | 24.6466 | FEC
IT | TYNDP2026 | HEV | 2035 | TWh | 436 | Sub_sector | Agriculture | Total | Agriculture | Energetic | agriculture_final_demand_other_energetic | Others | EU | Energy demand | 0 | FEC
IT | TYNDP2026 | HEV | 2035 | TWh | 437 | Sub_sector | Agriculture | Total | Agriculture | Energetic | agriculture_final_demand_ammonia_energetic | Ammonia | EU | Energy demand | 0 | FEC
IT | TYNDP2026 | HEV | 2035 | TWh | 447 | Sub_sector | Buildings | Surplus Energy | Buildings | Energetic | GAP | Electricity | EU | Energy demand | 0 | FEC
IT | TYNDP2026 | HEV | 2035 | TWh | 448 | Sub_sector | Buildings | Surplus Energy | Buildings | Energetic | GAP | Hydrogen | EU | Energy demand | 0 | FEC
IT | TYNDP2026 | HEV | 2035 | TWh | 449 | Sub_sector | Buildings | Surplus Energy | Buildings | Energetic | GAP | Methane | EU | Energy demand | 0 | FEC
IT | TYNDP2026 | HEV | 2035 | TWh | 450 | Sub_sector | Buildings | Surplus Energy | Buildings | Energetic | GAP | Heat | EU | Energy demand | 0 | FEC
IT | TYNDP2026 | HEV | 2035 | TWh | 451 | Sub_sector | Buildings | Surplus Energy | Buildings | Energetic | GAP | Biomass | EU | Energy demand | 0.004931 | FEC
IT | TYNDP2026 | HEV | 2035 | TWh | 452 | Sub_sector | Buildings | Surplus Energy | Buildings | Energetic | GAP | Solids | EU | Energy demand | 0 | FEC
IT | TYNDP2026 | HEV | 2035 | TWh | 453 | Sub_sector | Buildings | Surplus Energy | Buildings | Energetic | GAP | Liquids | EU | Energy demand | 0.86942 | FEC
IT | TYNDP2026 | HEV | 2035 | TWh | 454 | Sub_sector | Buildings | Surplus Energy | Buildings | Energetic | GAP | Others | EU | Energy demand | 0 | FEC
IT | TYNDP2026 | HEV | 2035 | TWh | 455 | Sub_sector | Buildings | Surplus Energy | Buildings | Energetic | GAP | Ammonia | EU | Energy demand | 0 | FEC
IT | TYNDP2026 | HEV | 2035 | TWh | 456 | Sub_sector | Households | Surplus Energy | Households | Energetic | GAP | Electricity | EU | Energy demand | 0 | FEC
IT | TYNDP2026 | HEV | 2035 | TWh | 457 | Sub_sector | Households | Surplus Energy | Households | Energetic | GAP | Hydrogen | EU | Energy demand | 0 | FEC
IT | TYNDP2026 | HEV | 2035 | TWh | 458 | Sub_sector | Households | Surplus Energy | Households | Energetic | GAP | Methane | EU | Energy demand | 0 | FEC
IT | TYNDP2026 | HEV | 2035 | TWh | 459 | Sub_sector | Households | Surplus Energy | Households | Energetic | GAP | Heat | EU | Energy demand | 0 | FEC
IT | TYNDP2026 | HEV | 2035 | TWh | 460 | Sub_sector | Households | Surplus Energy | Households | Energetic | GAP | Biomass | EU | Energy demand | 0 | FEC
IT | TYNDP2026 | HEV | 2035 | TWh | 461 | Sub_sector | Households | Surplus Energy | Households | Energetic | GAP | Solids | EU | Energy demand | 0 | FEC
IT | TYNDP2026 | HEV | 2035 | TWh | 462 | Sub_sector | Households | Surplus Energy | Households | Energetic | GAP | Liquids | EU | Energy demand | 0 | FEC
IT | TYNDP2026 | HEV | 2035 | TWh | 463 | Sub_sector | Households | Surplus Energy | Households | Energetic | GAP | Others | EU | Energy demand | 0 | FEC
IT | TYNDP2026 | HEV | 2035 | TWh | 464 | Sub_sector | Households | Surplus Energy | Households | Energetic | GAP | Ammonia | EU | Energy demand | 0 | FEC
IT | TYNDP2026 | HEV | 2040 | TWh | 102 | Sub_sector | Industry | Aluminium | Industry (aluminium) | Energetic | industry_aluminium_demand_electricity_energetic | Electricity | EU | Energy demand | 0 | FEC
IT | TYNDP2026 | HEV | 2040 | TWh | 103 | Sub_sector | Industry | Aluminium | Industry (aluminium) | Energetic | industry_aluminium_demand_hydrogen_energetic | Hydrogen | EU | Energy demand | 0 | FEC
IT | TYNDP2026 | HEV | 2040 | TWh | 104 | Sub_sector | Industry | Aluminium | Industry (aluminium) | Energetic | industry_aluminium_demand_methane_energetic | Methane | EU | Energy demand | 0 | FEC
IT | TYNDP2026 | HEV | 2040 | TWh | 105 | Sub_sector | Industry | Aluminium | Industry (aluminium) | Energetic | industry_aluminium_demand_heat_energetic | Heat | EU | Energy demand | 0 | FEC
IT | TYNDP2026 | HEV | 2040 | TWh | 106 | Sub_sector | Industry | Aluminium | Industry (aluminium) | Energetic | industry_aluminium_demand_biomass_energetic | Biomass | EU | Energy demand | 0 | FEC
IT | TYNDP2026 | HEV | 2040 | TWh | 107 | Sub_sector | Industry | Aluminium | Industry (aluminium) | Energetic | industry_aluminium_demand_coal_energetic | Solids | EU | Energy demand | 0 | FEC
IT | TYNDP2026 | HEV | 2040 | TWh | 108 | Sub_sector | Industry | Aluminium | Industry (aluminium) | Energetic | industry_aluminium_demand_oil_energetic | Liquids | EU | Energy demand | 0 | FEC
IT | TYNDP2026 | HEV | 2040 | TWh | 109 | Sub_sector | Industry | Aluminium | Industry (aluminium) | Energetic | industry_aluminium_demand_others_energetic | Others | EU | Energy demand | 0 | FEC
IT | TYNDP2026 | HEV | 2040 | TWh | 110 | Sub_sector | Industry | Aluminium | Industry (aluminium) | Energetic | industry_ammonia_demand_others_energetic | Ammonia | EU | Energy demand | 0 | FEC
IT | TYNDP2026 | HEV | 2040 | TWh | 112 | Sub_sector | Industry | Chemicals | Industry (chemicals, energetic) | Energetic | industry_chemical_demand_electricity_energetic | Electricity | EU | Energy demand | 8.159 | FEC
IT | TYNDP2026 | HEV | 2040 | TWh | 113 | Sub_sector | Industry | Chemicals | Industry (chemicals, energetic) | Energetic | industry_chemical_demand_hydrogen_energetic | Hydrogen | EU | Energy demand | 2.6083 | FEC
IT | TYNDP2026 | HEV | 2040 | TWh | 114 | Sub_sector | Industry | Chemicals | Industry (chemicals, energetic) | Energetic | industry_chemical_demand_methane_energetic | Methane | EU | Energy demand | 20.779 | FEC
IT | TYNDP2026 | HEV | 2040 | TWh | 115 | Sub_sector | Industry | Chemicals | Industry (chemicals, energetic) | Energetic | industry_chemical_demand_heat_energetic | Heat | EU | Energy demand | 1.3339 | FEC
IT | TYNDP2026 | HEV | 2040 | TWh | 116 | Sub_sector | Industry | Chemicals | Industry (chemicals, energetic) | Energetic | industry_chemical_demand_biomass_energetic | Biomass | EU | Energy demand | 0.01413 | FEC
IT | TYNDP2026 | HEV | 2040 | TWh | 117 | Sub_sector | Industry | Chemicals | Industry (chemicals, energetic) | Energetic | industry_chemical_demand_coal_energetic | Solids | EU | Energy demand | 0 | FEC
IT | TYNDP2026 | HEV | 2040 | TWh | 118 | Sub_sector | Industry | Chemicals | Industry (chemicals, energetic) | Energetic | industry_chemical_demand_oil_energetic | Liquids | EU | Energy demand | 0.25875 | FEC
IT | TYNDP2026 | HEV | 2040 | TWh | 119 | Sub_sector | Industry | Chemicals | Industry (chemicals, energetic) | Energetic | industry_chemical_demand_others_energetic | Others | EU | Energy demand | 0 | FEC
IT | TYNDP2026 | HEV | 2040 | TWh | 120 | Sub_sector | Industry | Chemicals | Industry (chemicals, energetic) | Energetic | industry_chemical_demand_ammonia_energetic | Ammonia | EU | Energy demand | 0 | FEC
IT | TYNDP2026 | HEV | 2040 | TWh | 122 | Sub_sector | Industry | Chemicals | Industry (chemicals, non-energetic) | Non-energetic | industry_chemical_demand_electricity_non_energetic | Electricity | EU | Energy demand | 0 | not_included_in_FEC
IT | TYNDP2026 | HEV | 2040 | TWh | 123 | Sub_sector | Industry | Chemicals | Industry (chemicals, non-energetic) | Non-energetic | industry_chemical_demand_hydrogen_non_energetic | Hydrogen | EU | Energy demand | 6.5557 | not_included_in_FEC
IT | TYNDP2026 | HEV | 2040 | TWh | 124 | Sub_sector | Industry | Chemicals | Industry (chemicals, non-energetic) | Non-energetic | industry_chemical_demand_methane_non_energetic | Methane | EU | Energy demand | 5.5426 | not_included_in_FEC
IT | TYNDP2026 | HEV | 2040 | TWh | 125 | Sub_sector | Industry | Chemicals | Industry (chemicals, non-energetic) | Non-energetic | industry_chemical_demand_heat_non_energetic | Heat | EU | Energy demand | 0 | not_included_in_FEC
IT | TYNDP2026 | HEV | 2040 | TWh | 126 | Sub_sector | Industry | Chemicals | Industry (chemicals, non-energetic) | Non-energetic | industry_chemical_demand_biomass_non_energetic | Biomass | EU | Energy demand | 0 | not_included_in_FEC
IT | TYNDP2026 | HEV | 2040 | TWh | 127 | Sub_sector | Industry | Chemicals | Industry (chemicals, non-energetic) | Non-energetic | industry_chemical_demand_coal_non_energetic | Solids | EU | Energy demand | 0 | not_included_in_FEC
IT | TYNDP2026 | HEV | 2040 | TWh | 128 | Sub_sector | Industry | Chemicals | Industry (chemicals, non-energetic) | Non-energetic | industry_chemical_demand_oil_non_energetic | Liquids | EU | Energy demand | 47.4994 | not_included_in_FEC
IT | TYNDP2026 | HEV | 2040 | TWh | 129 | Sub_sector | Industry | Chemicals | Industry (chemicals, non-energetic) | Non-energetic | industry_chemical_demand_others_non_energetic | Others | EU | Energy demand | 0 | not_included_in_FEC
IT | TYNDP2026 | HEV | 2040 | TWh | 130 | Sub_sector | Industry | Chemicals | Industry (chemicals, non-energetic) | Non-energetic | industry_chemical_demand_ammonia_non_energetic | Ammonia | EU | Energy demand | 0 | not_included_in_FEC
IT | TYNDP2026 | HEV | 2040 | TWh | 132 | Sub_sector | Industry | Fertilizers | Industry (fertilizers, energetic) | Energetic | industry_fertilizers_demand_electricity_energetic | Electricity | EU | Energy demand | 0.060782 | FEC
IT | TYNDP2026 | HEV | 2040 | TWh | 133 | Sub_sector | Industry | Fertilizers | Industry (fertilizers, energetic) | Energetic | industry_fertilizers_demand_hydrogen_energetic | Hydrogen | EU | Energy demand | 0.17762 | FEC
IT | TYNDP2026 | HEV | 2040 | TWh | 134 | Sub_sector | Industry | Fertilizers | Industry (fertilizers, energetic) | Energetic | industry_fertilizers_demand_methane_energetic | Methane | EU | Energy demand | 0.71049 | FEC
IT | TYNDP2026 | HEV | 2040 | TWh | 135 | Sub_sector | Industry | Fertilizers | Industry (fertilizers, energetic) | Energetic | industry_fertilizers_demand_heat_energetic | Heat | EU | Energy demand | 0 | FEC
IT | TYNDP2026 | HEV | 2040 | TWh | 136 | Sub_sector | Industry | Fertilizers | Industry (fertilizers, energetic) | Energetic | industry_fertilizers_demand_biomass_energetic | Biomass | EU | Energy demand | 0 | FEC
IT | TYNDP2026 | HEV | 2040 | TWh | 137 | Sub_sector | Industry | Fertilizers | Industry (fertilizers, energetic) | Energetic | industry_fertilizers_demand_coal_energetic | Solids | EU | Energy demand | 0 | FEC
IT | TYNDP2026 | HEV | 2040 | TWh | 138 | Sub_sector | Industry | Fertilizers | Industry (fertilizers, energetic) | Energetic | industry_fertilizers_demand_oil_energetic | Liquids | EU | Energy demand | 0 | FEC
IT | TYNDP2026 | HEV | 2040 | TWh | 139 | Sub_sector | Industry | Fertilizers | Industry (fertilizers, energetic) | Energetic | industry_fertilizers_demand_others_energetic | Others | EU | Energy demand | 0 | FEC
IT | TYNDP2026 | HEV | 2040 | TWh | 140 | Sub_sector | Industry | Fertilizers | Industry (fertilizers, energetic) | Energetic | industry_fertilizers_demand_ammonia_energetic | Ammonia | EU | Energy demand | 0 | FEC
IT | TYNDP2026 | HEV | 2040 | TWh | 142 | Sub_sector | Industry | Fertilizers | Industry (fertilizers, non-energetic) | Non-energetic | industry_fertilizers_demand_electricity_non_energetic | Electricity | EU | Energy demand | 0 | not_included_in_FEC
IT | TYNDP2026 | HEV | 2040 | TWh | 143 | Sub_sector | Industry | Fertilizers | Industry (fertilizers, non-energetic) | Non-energetic | industry_fertilizers_demand_hydrogen_non_energetic | Hydrogen | EU | Energy demand | 0.25957 | not_included_in_FEC
IT | TYNDP2026 | HEV | 2040 | TWh | 144 | Sub_sector | Industry | Fertilizers | Industry (fertilizers, non-energetic) | Non-energetic | industry_fertilizers_demand_methane_non_energetic | Methane | EU | Energy demand | 2.0718 | not_included_in_FEC
IT | TYNDP2026 | HEV | 2040 | TWh | 145 | Sub_sector | Industry | Fertilizers | Industry (fertilizers, non-energetic) | Non-energetic | industry_fertilizers_demand_heat_non_energetic | Heat | EU | Energy demand | 0 | not_included_in_FEC
IT | TYNDP2026 | HEV | 2040 | TWh | 146 | Sub_sector | Industry | Fertilizers | Industry (fertilizers, non-energetic) | Non-energetic | industry_fertilizers_demand_biomass_non_energetic | Biomass | EU | Energy demand | 0 | not_included_in_FEC
IT | TYNDP2026 | HEV | 2040 | TWh | 147 | Sub_sector | Industry | Fertilizers | Industry (fertilizers, non-energetic) | Non-energetic | industry_fertilizers_demand_coal_non_energetic | Solids | EU | Energy demand | 0 | not_included_in_FEC
IT | TYNDP2026 | HEV | 2040 | TWh | 148 | Sub_sector | Industry | Fertilizers | Industry (fertilizers, non-energetic) | Non-energetic | industry_fertilizers_demand_oil_non_energetic | Liquids | EU | Energy demand | 0 | not_included_in_FEC
IT | TYNDP2026 | HEV | 2040 | TWh | 149 | Sub_sector | Industry | Fertilizers | Industry (fertilizers, non-energetic) | Non-energetic | industry_fertilizers_demand_others_non_energetic | Others | EU | Energy demand | 0 | not_included_in_FEC
IT | TYNDP2026 | HEV | 2040 | TWh | 150 | Sub_sector | Industry | Fertilizers | Industry (fertilizers, non-energetic) | Non-energetic | industry_fertilizers_demand_ammonia_non_energetic | Ammonia | EU | Energy demand | 0 | not_included_in_FEC
IT | TYNDP2026 | HEV | 2040 | TWh | 152 | Sub_sector | Industry | Food | Industry (food) | Energetic | industry_food_demand_electricity_energetic | Electricity | EU | Energy demand | 8.3254 | FEC
IT | TYNDP2026 | HEV | 2040 | TWh | 153 | Sub_sector | Industry | Food | Industry (food) | Energetic | industry_food_demand_hydrogen_energetic | Hydrogen | EU | Energy demand | 2.2851 | FEC
IT | TYNDP2026 | HEV | 2040 | TWh | 154 | Sub_sector | Industry | Food | Industry (food) | Energetic | industry_food_demand_methane_energetic | Methane | EU | Energy demand | 10.3552 | FEC
IT | TYNDP2026 | HEV | 2040 | TWh | 155 | Sub_sector | Industry | Food | Industry (food) | Energetic | industry_food_demand_heat_energetic | Heat | EU | Energy demand | 2.9743 | FEC
IT | TYNDP2026 | HEV | 2040 | TWh | 156 | Sub_sector | Industry | Food | Industry (food) | Energetic | industry_food_demand_biomass_energetic | Biomass | EU | Energy demand | 0.27884 | FEC
IT | TYNDP2026 | HEV | 2040 | TWh | 157 | Sub_sector | Industry | Food | Industry (food) | Energetic | industry_food_demand_coal_energetic | Solids | EU | Energy demand | 0 | FEC
IT | TYNDP2026 | HEV | 2040 | TWh | 158 | Sub_sector | Industry | Food | Industry (food) | Energetic | industry_food_demand_oil_energetic | Liquids | EU | Energy demand | 0.089575 | FEC
IT | TYNDP2026 | HEV | 2040 | TWh | 159 | Sub_sector | Industry | Food | Industry (food) | Energetic | industry_food_demand_others_energetic | Others | EU | Energy demand | 0 | FEC
IT | TYNDP2026 | HEV | 2040 | TWh | 160 | Sub_sector | Industry | Food | Industry (food) | Energetic | industry_food_demand_ammonia_energetic | Ammonia | EU | Energy demand | 0 | FEC
IT | TYNDP2026 | HEV | 2040 | TWh | 162 | Sub_sector | Industry | Metals | Industry (metal) | Energetic | industry_metal_demand_electricity_energetic | Electricity | EU | Energy demand | 2.0738 | FEC
IT | TYNDP2026 | HEV | 2040 | TWh | 163 | Sub_sector | Industry | Metals | Industry (metal) | Energetic | industry_metal_demand_hydrogen_energetic | Hydrogen | EU | Energy demand | 0 | FEC
IT | TYNDP2026 | HEV | 2040 | TWh | 164 | Sub_sector | Industry | Metals | Industry (metal) | Energetic | industry_metal_demand_methane_energetic | Methane | EU | Energy demand | 5.2411 | FEC
IT | TYNDP2026 | HEV | 2040 | TWh | 165 | Sub_sector | Industry | Metals | Industry (metal) | Energetic | industry_metal_demand_heat_energetic | Heat | EU | Energy demand | 0.017029 | FEC
IT | TYNDP2026 | HEV | 2040 | TWh | 166 | Sub_sector | Industry | Metals | Industry (metal) | Energetic | industry_metal_demand_biomass_energetic | Biomass | EU | Energy demand | 0 | FEC
IT | TYNDP2026 | HEV | 2040 | TWh | 167 | Sub_sector | Industry | Metals | Industry (metal) | Energetic | industry_metal_demand_coal_energetic | Solids | EU | Energy demand | 0.33997 | FEC
IT | TYNDP2026 | HEV | 2040 | TWh | 168 | Sub_sector | Industry | Metals | Industry (metal) | Energetic | industry_metal_demand_oil_energetic | Liquids | EU | Energy demand | 0.82853 | FEC
IT | TYNDP2026 | HEV | 2040 | TWh | 169 | Sub_sector | Industry | Metals | Industry (metal) | Energetic | industry_metal_demand_others_energetic | Others | EU | Energy demand | 0 | FEC
IT | TYNDP2026 | HEV | 2040 | TWh | 170 | Sub_sector | Industry | Metals | Industry (metal) | Energetic | industry_metal_demand_ammonia_energetic | Ammonia | EU | Energy demand | 0 | FEC
IT | TYNDP2026 | HEV | 2040 | TWh | 172 | Sub_sector | Industry | Others | Industry (other, energetic) | Energetic | industry_other_demand_electricity_energetic | Electricity | EU | Energy demand | 89.5115 | FEC
IT | TYNDP2026 | HEV | 2040 | TWh | 173 | Sub_sector | Industry | Others | Industry (other, energetic) | Energetic | industry_other_demand_hydrogen_energetic | Hydrogen | EU | Energy demand | 5.2967 | FEC
IT | TYNDP2026 | HEV | 2040 | TWh | 174 | Sub_sector | Industry | Others | Industry (other, energetic) | Energetic | industry_other_demand_methane_energetic | Methane | EU | Energy demand | 6.8248 | FEC
IT | TYNDP2026 | HEV | 2040 | TWh | 175 | Sub_sector | Industry | Others | Industry (other, energetic) | Energetic | industry_other_demand_heat_energetic | Heat | EU | Energy demand | 0 | FEC
IT | TYNDP2026 | HEV | 2040 | TWh | 176 | Sub_sector | Industry | Others | Industry (other, energetic) | Energetic | industry_other_demand_biomass_energetic | Biomass | EU | Energy demand | 3.9902 | FEC
IT | TYNDP2026 | HEV | 2040 | TWh | 177 | Sub_sector | Industry | Others | Industry (other, energetic) | Energetic | industry_other_demand_coal_energetic | Solids | EU | Energy demand | 0.053677 | FEC
IT | TYNDP2026 | HEV | 2040 | TWh | 178 | Sub_sector | Industry | Others | Industry (other, energetic) | Energetic | industry_other_demand_oil_energetic | Liquids | EU | Energy demand | 7.9506 | FEC
IT | TYNDP2026 | HEV | 2040 | TWh | 179 | Sub_sector | Industry | Others | Industry (other, energetic) | Energetic | industry_other_demand_others_energetic | Others | EU | Energy demand | 0 | FEC
IT | TYNDP2026 | HEV | 2040 | TWh | 180 | Sub_sector | Industry | Others | Industry (other, energetic) | Energetic | industry_other_demand_ammonia_energetic | Ammonia | EU | Energy demand | 0 | FEC
IT | TYNDP2026 | HEV | 2040 | TWh | 182 | Sub_sector | Industry | Others | Industry (other, non-energetic) | Non-energetic | industry_other_demand_electricity_non_energetic | Electricity | EU | Energy demand | 0 | not_included_in_FEC
IT | TYNDP2026 | HEV | 2040 | TWh | 183 | Sub_sector | Industry | Others | Industry (other, non-energetic) | Non-energetic | industry_other_demand_hydrogen_non_energetic | Hydrogen | EU | Energy demand | 0 | not_included_in_FEC
IT | TYNDP2026 | HEV | 2040 | TWh | 184 | Sub_sector | Industry | Others | Industry (other, non-energetic) | Non-energetic | industry_other_demand_methane_non_energetic | Methane | EU | Energy demand | 8.9293 | not_included_in_FEC
IT | TYNDP2026 | HEV | 2040 | TWh | 185 | Sub_sector | Industry | Others | Industry (other, non-energetic) | Non-energetic | industry_other_demand_heat_non_energetic | Heat | EU | Energy demand | 0 | not_included_in_FEC
IT | TYNDP2026 | HEV | 2040 | TWh | 186 | Sub_sector | Industry | Others | Industry (other, non-energetic) | Non-energetic | industry_other_demand_biomass_non_energetic | Biomass | EU | Energy demand | 2.2323 | not_included_in_FEC
IT | TYNDP2026 | HEV | 2040 | TWh | 187 | Sub_sector | Industry | Others | Industry (other, non-energetic) | Non-energetic | industry_other_demand_coal_non_energetic | Solids | EU | Energy demand | 0 | not_included_in_FEC
IT | TYNDP2026 | HEV | 2040 | TWh | 188 | Sub_sector | Industry | Others | Industry (other, non-energetic) | Non-energetic | industry_other_demand_oil_non_energetic | Liquids | EU | Energy demand | 11.1616 | not_included_in_FEC
IT | TYNDP2026 | HEV | 2040 | TWh | 189 | Sub_sector | Industry | Others | Industry (other, non-energetic) | Non-energetic | industry_other_demand_others_non_energetic | Others | EU | Energy demand | 0 | not_included_in_FEC
IT | TYNDP2026 | HEV | 2040 | TWh | 190 | Sub_sector | Industry | Others | Industry (other, non-energetic) | Non-energetic | industry_other_demand_ammonia_non_energetic | Ammonia | EU | Energy demand | 0 | not_included_in_FEC
IT | TYNDP2026 | HEV | 2040 | TWh | 192 | Sub_sector | Industry | Paper | Industry (paper) | Energetic | industry_paper_demand_electricity_energetic | Electricity | EU | Energy demand | 5.7185 | FEC
IT | TYNDP2026 | HEV | 2040 | TWh | 193 | Sub_sector | Industry | Paper | Industry (paper) | Energetic | industry_paper_demand_hydrogen_energetic | Hydrogen | EU | Energy demand | 2.9982 | FEC
IT | TYNDP2026 | HEV | 2040 | TWh | 194 | Sub_sector | Industry | Paper | Industry (paper) | Energetic | industry_paper_demand_methane_energetic | Methane | EU | Energy demand | 12.0767 | FEC
IT | TYNDP2026 | HEV | 2040 | TWh | 195 | Sub_sector | Industry | Paper | Industry (paper) | Energetic | industry_paper_demand_heat_energetic | Heat | EU | Energy demand | 0 | FEC
IT | TYNDP2026 | HEV | 2040 | TWh | 196 | Sub_sector | Industry | Paper | Industry (paper) | Energetic | industry_paper_demand_biomass_energetic | Biomass | EU | Energy demand | 0.00079069 | FEC
IT | TYNDP2026 | HEV | 2040 | TWh | 197 | Sub_sector | Industry | Paper | Industry (paper) | Energetic | industry_paper_demand_coal_energetic | Solids | EU | Energy demand | 0 | FEC
IT | TYNDP2026 | HEV | 2040 | TWh | 198 | Sub_sector | Industry | Paper | Industry (paper) | Energetic | industry_paper_demand_oil_energetic | Liquids | EU | Energy demand | 0 | FEC
IT | TYNDP2026 | HEV | 2040 | TWh | 199 | Sub_sector | Industry | Paper | Industry (paper) | Energetic | industry_paper_demand_others_energetic | Others | EU | Energy demand | 0 | FEC
IT | TYNDP2026 | HEV | 2040 | TWh | 200 | Sub_sector | Industry | Paper | Industry (paper) | Energetic | industry_paper_demand_ammonia_energetic | Ammonia | EU | Energy demand | 0 | FEC
IT | TYNDP2026 | HEV | 2040 | TWh | 202 | Sub_sector | Industry | Refineries | Industry (refineries, energetic) | Energetic | industry_refinery_demand_electricity_energetic | Electricity | EU | Energy demand | 4.71 | not_included_in_FEC
IT | TYNDP2026 | HEV | 2040 | TWh | 203 | Sub_sector | Industry | Refineries | Industry (refineries, energetic) | Energetic | industry_refinery_demand_hydrogen_energetic | Hydrogen | EU | Energy demand | 3.7967 | not_included_in_FEC
IT | TYNDP2026 | HEV | 2040 | TWh | 204 | Sub_sector | Industry | Refineries | Industry (refineries, energetic) | Energetic | industry_refinery_demand_methane_energetic | Methane | EU | Energy demand | 12.2302 | not_included_in_FEC
IT | TYNDP2026 | HEV | 2040 | TWh | 205 | Sub_sector | Industry | Refineries | Industry (refineries, energetic) | Energetic | industry_refinery_demand_heat_energetic | Heat | EU | Energy demand | 7.1887 | not_included_in_FEC
IT | TYNDP2026 | HEV | 2040 | TWh | 206 | Sub_sector | Industry | Refineries | Industry (refineries, energetic) | Energetic | industry_refinery_demand_biomass_energetic | Biomass | EU | Energy demand | 0 | not_included_in_FEC
IT | TYNDP2026 | HEV | 2040 | TWh | 207 | Sub_sector | Industry | Refineries | Industry (refineries, energetic) | Energetic | industry_refinery_demand_coal_energetic | Solids | EU | Energy demand | 0 | not_included_in_FEC
IT | TYNDP2026 | HEV | 2040 | TWh | 208 | Sub_sector | Industry | Refineries | Industry (refineries, energetic) | Energetic | industry_refinery_demand_oil_energetic | Liquids | EU | Energy demand | 18.3378 | not_included_in_FEC
IT | TYNDP2026 | HEV | 2040 | TWh | 209 | Sub_sector | Industry | Refineries | Industry (refineries, energetic) | Energetic | industry_refinery_demand_others_energetic | Others | EU | Energy demand | 0 | not_included_in_FEC
IT | TYNDP2026 | HEV | 2040 | TWh | 210 | Sub_sector | Industry | Refineries | Industry (refineries, energetic) | Energetic | industry_refinery_demand_ammonia_energetic | Ammonia | EU | Energy demand | 0 | not_included_in_FEC
IT | TYNDP2026 | HEV | 2040 | TWh | 212 | Sub_sector | Industry | Refineries | Industry (refineries, non-energetic) | Non-energetic | industry_refinery_demand_electricity_non_energetic | Electricity | EU | Energy demand | 0 | not_included_in_FEC
IT | TYNDP2026 | HEV | 2040 | TWh | 213 | Sub_sector | Industry | Refineries | Industry (refineries, non-energetic) | Non-energetic | industry_refinery_demand_hydrogen_non_energetic | Hydrogen | EU | Energy demand | 0 | not_included_in_FEC
IT | TYNDP2026 | HEV | 2040 | TWh | 214 | Sub_sector | Industry | Refineries | Industry (refineries, non-energetic) | Non-energetic | industry_refinery_demand_methane_non_energetic | Methane | EU | Energy demand | 0 | not_included_in_FEC
IT | TYNDP2026 | HEV | 2040 | TWh | 215 | Sub_sector | Industry | Refineries | Industry (refineries, non-energetic) | Non-energetic | industry_refinery_demand_heat_non_energetic | Heat | EU | Energy demand | 0 | not_included_in_FEC
IT | TYNDP2026 | HEV | 2040 | TWh | 216 | Sub_sector | Industry | Refineries | Industry (refineries, non-energetic) | Non-energetic | industry_refinery_demand_biomass_non_energetic | Biomass | EU | Energy demand | 0 | not_included_in_FEC
IT | TYNDP2026 | HEV | 2040 | TWh | 217 | Sub_sector | Industry | Refineries | Industry (refineries, non-energetic) | Non-energetic | industry_refinery_demand_coal_non_energetic | Solids | EU | Energy demand | 0 | not_included_in_FEC
IT | TYNDP2026 | HEV | 2040 | TWh | 218 | Sub_sector | Industry | Refineries | Industry (refineries, non-energetic) | Non-energetic | industry_refinery_demand_oil_non_energetic | Liquids | EU | Energy demand | 0 | not_included_in_FEC
IT | TYNDP2026 | HEV | 2040 | TWh | 219 | Sub_sector | Industry | Refineries | Industry (refineries, non-energetic) | Non-energetic | industry_refinery_demand_others_non_energetic | Others | EU | Energy demand | 0 | not_included_in_FEC
IT | TYNDP2026 | HEV | 2040 | TWh | 220 | Sub_sector | Industry | Refineries | Industry (refineries, non-energetic) | Non-energetic | industry_refinery_demand_ammonia_non_energetic | Ammonia | EU | Energy demand | 0 | not_included_in_FEC
IT | TYNDP2026 | HEV | 2040 | TWh | 222 | Sub_sector | Industry | Steel | Industry (steel) | Energetic | industry_steel_demand_electricity_energetic | Electricity | EU | Energy demand | 25.5684 | FEC
IT | TYNDP2026 | HEV | 2040 | TWh | 223 | Sub_sector | Industry | Steel | Industry (steel) | Energetic | industry_steel_demand_hydrogen_energetic | Hydrogen | EU | Energy demand | 12.2546 | FEC
IT | TYNDP2026 | HEV | 2040 | TWh | 224 | Sub_sector | Industry | Steel | Industry (steel) | Energetic | industry_steel_demand_methane_energetic | Methane | EU | Energy demand | 33.6341 | FEC
IT | TYNDP2026 | HEV | 2040 | TWh | 225 | Sub_sector | Industry | Steel | Industry (steel) | Energetic | industry_steel_demand_heat_energetic | Heat | EU | Energy demand | 1.87e-15 | FEC
IT | TYNDP2026 | HEV | 2040 | TWh | 226 | Sub_sector | Industry | Steel | Industry (steel) | Energetic | industry_steel_demand_biomass_energetic | Biomass | EU | Energy demand | 1.49e-20 | FEC
IT | TYNDP2026 | HEV | 2040 | TWh | 227 | Sub_sector | Industry | Steel | Industry (steel) | Energetic | industry_steel_demand_coal_energetic | Solids | EU | Energy demand | 2.9213 | FEC
IT | TYNDP2026 | HEV | 2040 | TWh | 228 | Sub_sector | Industry | Steel | Industry (steel) | Energetic | industry_steel_demand_oil_energetic | Liquids | EU | Energy demand | 7.25e-16 | FEC
IT | TYNDP2026 | HEV | 2040 | TWh | 229 | Sub_sector | Industry | Steel | Industry (steel) | Energetic | industry_steel_demand_others_energetic | Others | EU | Energy demand | 0 | FEC
IT | TYNDP2026 | HEV | 2040 | TWh | 230 | Sub_sector | Industry | Steel | Industry (steel) | Energetic | industry_steel_demand_ammonia_energetic | Ammonia | EU | Energy demand | 0 | FEC
IT | TYNDP2026 | HEV | 2040 | TWh | 232 | Sub_sector | Transport | Cars | Transport (cars) | Energetic | transport_cars_final_demand_electricity | Electricity | EU | Energy demand | 37.388 | FEC
IT | TYNDP2026 | HEV | 2040 | TWh | 233 | Sub_sector | Transport | Cars | Transport (cars) | Energetic | transport_cars_final_demand_hydrogen | Hydrogen | EU | Energy demand | 2.0723 | FEC
IT | TYNDP2026 | HEV | 2040 | TWh | 234 | Sub_sector | Transport | Cars | Transport (cars) | Energetic | transport_cars_final_demand_methane | Methane | EU | Energy demand | 1.2747 | FEC
IT | TYNDP2026 | HEV | 2040 | TWh | 235 | Sub_sector | Transport | Cars | Transport (cars) | Energetic | transport_cars_final_demand_heat | Heat | EU | Energy demand | 0 | FEC
IT | TYNDP2026 | HEV | 2040 | TWh | 236 | Sub_sector | Transport | Cars | Transport (cars) | Energetic | transport_cars_final_demand_biomass | Biomass | EU | Energy demand | 0 | FEC
IT | TYNDP2026 | HEV | 2040 | TWh | 237 | Sub_sector | Transport | Cars | Transport (cars) | Energetic | transport_cars_final_demand_coal | Solids | EU | Energy demand | 0 | FEC
IT | TYNDP2026 | HEV | 2040 | TWh | 238 | Sub_sector | Transport | Cars | Transport (cars) | Energetic | transport_cars_final_demand_oil | Liquids | EU | Energy demand | 126.1843 | FEC
IT | TYNDP2026 | HEV | 2040 | TWh | 239 | Sub_sector | Transport | Cars | Transport (cars) | Energetic | transport_cars_final_demand_other | Others | EU | Energy demand | 0 | FEC
IT | TYNDP2026 | HEV | 2040 | TWh | 240 | Sub_sector | Transport | Cars | Transport (cars) | Energetic | transport_cars_final_demand_ammonia | Ammonia | EU | Energy demand | 0 | FEC
IT | TYNDP2026 | HEV | 2040 | TWh | 242 | Sub_sector | Transport | Busses | Transport (busses) | Energetic | transport_busses_final_demand_electricity | Electricity | EU | Energy demand | 1.8538 | FEC
IT | TYNDP2026 | HEV | 2040 | TWh | 243 | Sub_sector | Transport | Busses | Transport (busses) | Energetic | transport_busses_final_demand_hydrogen | Hydrogen | EU | Energy demand | 2.8792 | FEC
IT | TYNDP2026 | HEV | 2040 | TWh | 244 | Sub_sector | Transport | Busses | Transport (busses) | Energetic | transport_busses_final_demand_methane | Methane | EU | Energy demand | 6.4209 | FEC
IT | TYNDP2026 | HEV | 2040 | TWh | 245 | Sub_sector | Transport | Busses | Transport (busses) | Energetic | transport_busses_final_demand_heat | Heat | EU | Energy demand | 0 | FEC
IT | TYNDP2026 | HEV | 2040 | TWh | 246 | Sub_sector | Transport | Busses | Transport (busses) | Energetic | transport_busses_final_demand_biomass | Biomass | EU | Energy demand | 0 | FEC
IT | TYNDP2026 | HEV | 2040 | TWh | 247 | Sub_sector | Transport | Busses | Transport (busses) | Energetic | transport_busses_final_demand_coal | Solids | EU | Energy demand | 0 | FEC
IT | TYNDP2026 | HEV | 2040 | TWh | 248 | Sub_sector | Transport | Busses | Transport (busses) | Energetic | transport_busses_final_demand_oil | Liquids | EU | Energy demand | 4.7572 | FEC
IT | TYNDP2026 | HEV | 2040 | TWh | 249 | Sub_sector | Transport | Busses | Transport (busses) | Energetic | transport_busses_final_demand_other | Others | EU | Energy demand | 0 | FEC
IT | TYNDP2026 | HEV | 2040 | TWh | 250 | Sub_sector | Transport | Busses | Transport (busses) | Energetic | transport_busses_final_demand_ammonia | Ammonia | EU | Energy demand | 0 | FEC
IT | TYNDP2026 | HEV | 2040 | TWh | 252 | Sub_sector | Transport | Trucks | Transport (trucks) | Energetic | transport_trucks_final_demand_electricity | Electricity | EU | Energy demand | 3.3591 | FEC
IT | TYNDP2026 | HEV | 2040 | TWh | 253 | Sub_sector | Transport | Trucks | Transport (trucks) | Energetic | transport_trucks_final_demand_hydrogen | Hydrogen | EU | Energy demand | 7.6853 | FEC
IT | TYNDP2026 | HEV | 2040 | TWh | 254 | Sub_sector | Transport | Trucks | Transport (trucks) | Energetic | transport_trucks_final_demand_methane | Methane | EU | Energy demand | 16.0119 | FEC
IT | TYNDP2026 | HEV | 2040 | TWh | 255 | Sub_sector | Transport | Trucks | Transport (trucks) | Energetic | transport_trucks_final_demand_heat | Heat | EU | Energy demand | 0 | FEC
IT | TYNDP2026 | HEV | 2040 | TWh | 256 | Sub_sector | Transport | Trucks | Transport (trucks) | Energetic | transport_trucks_final_demand_biomass | Biomass | EU | Energy demand | 0 | FEC
IT | TYNDP2026 | HEV | 2040 | TWh | 257 | Sub_sector | Transport | Trucks | Transport (trucks) | Energetic | transport_trucks_final_demand_coal | Solids | EU | Energy demand | 0 | FEC
IT | TYNDP2026 | HEV | 2040 | TWh | 258 | Sub_sector | Transport | Trucks | Transport (trucks) | Energetic | transport_trucks_final_demand_oil | Liquids | EU | Energy demand | 3.6907 | FEC
IT | TYNDP2026 | HEV | 2040 | TWh | 259 | Sub_sector | Transport | Trucks | Transport (trucks) | Energetic | transport_trucks_final_demand_other | Others | EU | Energy demand | 0 | FEC
IT | TYNDP2026 | HEV | 2040 | TWh | 260 | Sub_sector | Transport | Trucks | Transport (trucks) | Energetic | transport_trucks_final_demand_ammonia | Ammonia | EU | Energy demand | 0 | FEC
IT | TYNDP2026 | HEV | 2040 | TWh | 262 | Sub_sector | Transport | Vans | Transport (vans) | Energetic | transport_vans_final_demand_electricity | Electricity | EU | Energy demand | 12.3524 | FEC
IT | TYNDP2026 | HEV | 2040 | TWh | 263 | Sub_sector | Transport | Vans | Transport (vans) | Energetic | transport_vans_final_demand_hydrogen | Hydrogen | EU | Energy demand | 5.6981 | FEC
IT | TYNDP2026 | HEV | 2040 | TWh | 264 | Sub_sector | Transport | Vans | Transport (vans) | Energetic | transport_vans_final_demand_methane | Methane | EU | Energy demand | 5.8194 | FEC
IT | TYNDP2026 | HEV | 2040 | TWh | 265 | Sub_sector | Transport | Vans | Transport (vans) | Energetic | transport_vans_final_demand_heat | Heat | EU | Energy demand | 0 | FEC
IT | TYNDP2026 | HEV | 2040 | TWh | 266 | Sub_sector | Transport | Vans | Transport (vans) | Energetic | transport_vans_final_demand_biomass | Biomass | EU | Energy demand | 0 | FEC
IT | TYNDP2026 | HEV | 2040 | TWh | 267 | Sub_sector | Transport | Vans | Transport (vans) | Energetic | transport_vans_final_demand_coal | Solids | EU | Energy demand | 0 | FEC
IT | TYNDP2026 | HEV | 2040 | TWh | 268 | Sub_sector | Transport | Vans | Transport (vans) | Energetic | transport_vans_final_demand_oil | Liquids | EU | Energy demand | 20.806 | FEC
IT | TYNDP2026 | HEV | 2040 | TWh | 269 | Sub_sector | Transport | Vans | Transport (vans) | Energetic | transport_vans_final_demand_other | Others | EU | Energy demand | 0 | FEC
IT | TYNDP2026 | HEV | 2040 | TWh | 270 | Sub_sector | Transport | Vans | Transport (vans) | Energetic | transport_vans_final_demand_ammonia | Ammonia | EU | Energy demand | 0 | FEC
IT | TYNDP2026 | HEV | 2040 | TWh | 272 | Sub_sector | Transport | Freight trains | Transport (trains) | Energetic | transport_trains_final_demand_electricity | Electricity | EU | Energy demand | 11.1764 | FEC
IT | TYNDP2026 | HEV | 2040 | TWh | 273 | Sub_sector | Transport | Freight trains | Transport (trains) | Energetic | transport_trains_final_demand_hydrogen | Hydrogen | EU | Energy demand | 0.34245 | FEC
IT | TYNDP2026 | HEV | 2040 | TWh | 274 | Sub_sector | Transport | Freight trains | Transport (trains) | Energetic | transport_trains_final_demand_methane | Methane | EU | Energy demand | 0 | FEC
IT | TYNDP2026 | HEV | 2040 | TWh | 275 | Sub_sector | Transport | Freight trains | Transport (trains) | Energetic | transport_trains_final_demand_heat | Heat | EU | Energy demand | 0 | FEC
IT | TYNDP2026 | HEV | 2040 | TWh | 276 | Sub_sector | Transport | Freight trains | Transport (trains) | Energetic | transport_trains_final_demand_biomass | Biomass | EU | Energy demand | 0 | FEC
IT | TYNDP2026 | HEV | 2040 | TWh | 277 | Sub_sector | Transport | Freight trains | Transport (trains) | Energetic | transport_trains_final_demand_coal | Solids | EU | Energy demand | 0 | FEC
IT | TYNDP2026 | HEV | 2040 | TWh | 278 | Sub_sector | Transport | Freight trains | Transport (trains) | Energetic | transport_trains_final_demand_oil | Liquids | EU | Energy demand | 0.6946 | FEC
IT | TYNDP2026 | HEV | 2040 | TWh | 279 | Sub_sector | Transport | Freight trains | Transport (trains) | Energetic | transport_trains_final_demand_other | Others | EU | Energy demand | 0 | FEC
IT | TYNDP2026 | HEV | 2040 | TWh | 280 | Sub_sector | Transport | Freight trains | Transport (trains) | Energetic | transport_trains_final_demand_ammonia | Ammonia | EU | Energy demand | 0 | FEC
IT | TYNDP2026 | HEV | 2040 | TWh | 282 | Sub_sector | Transport | Ships | Transport (ships) | Energetic | transport_ships_final_demand_electricity | Electricity | EU | Energy demand | 0.16589 | FEC
IT | TYNDP2026 | HEV | 2040 | TWh | 283 | Sub_sector | Transport | Ships | Transport (ships) | Energetic | transport_ships_final_demand_hydrogen | Hydrogen | EU | Energy demand | 0.52114 | FEC
IT | TYNDP2026 | HEV | 2040 | TWh | 284 | Sub_sector | Transport | Ships | Transport (ships) | Energetic | transport_ships_final_demand_methane | Methane | EU | Energy demand | 2.2878 | FEC
IT | TYNDP2026 | HEV | 2040 | TWh | 285 | Sub_sector | Transport | Ships | Transport (ships) | Energetic | transport_ships_final_demand_heat | Heat | EU | Energy demand | 0 | FEC
IT | TYNDP2026 | HEV | 2040 | TWh | 286 | Sub_sector | Transport | Ships | Transport (ships) | Energetic | transport_ships_final_demand_biomass | Biomass | EU | Energy demand | 0 | FEC
IT | TYNDP2026 | HEV | 2040 | TWh | 287 | Sub_sector | Transport | Ships | Transport (ships) | Energetic | transport_ships_final_demand_coal | Solids | EU | Energy demand | 0 | FEC
IT | TYNDP2026 | HEV | 2040 | TWh | 288 | Sub_sector | Transport | Ships | Transport (ships) | Energetic | transport_ships_final_demand_oil | Liquids | EU | Energy demand | 2.2047 | FEC
IT | TYNDP2026 | HEV | 2040 | TWh | 289 | Sub_sector | Transport | Ships | Transport (ships) | Energetic | transport_ships_final_demand_other | Others | EU | Energy demand | 0 | FEC
IT | TYNDP2026 | HEV | 2040 | TWh | 290 | Sub_sector | Transport | Ships | Transport (ships) | Energetic | transport_ships_final_demand_ammonia | Ammonia | EU | Energy demand | 0 | FEC
IT | TYNDP2026 | HEV | 2040 | TWh | 292 | Sub_sector | Transport | Planes | Transport (planes) | Energetic | transport_planes_final_demand_electricity | Electricity | EU | Energy demand | 0.59616 | FEC
IT | TYNDP2026 | HEV | 2040 | TWh | 293 | Sub_sector | Transport | Planes | Transport (planes) | Energetic | transport_planes_final_demand_hydrogen | Hydrogen | EU | Energy demand | 0.26637 | FEC
IT | TYNDP2026 | HEV | 2040 | TWh | 294 | Sub_sector | Transport | Planes | Transport (planes) | Energetic | transport_planes_final_demand_methane | Methane | EU | Energy demand | 0 | FEC
IT | TYNDP2026 | HEV | 2040 | TWh | 295 | Sub_sector | Transport | Planes | Transport (planes) | Energetic | transport_planes_final_demand_heat | Heat | EU | Energy demand | 0 | FEC
IT | TYNDP2026 | HEV | 2040 | TWh | 296 | Sub_sector | Transport | Planes | Transport (planes) | Energetic | transport_planes_final_demand_biomass | Biomass | EU | Energy demand | 0 | FEC
IT | TYNDP2026 | HEV | 2040 | TWh | 297 | Sub_sector | Transport | Planes | Transport (planes) | Energetic | transport_planes_final_demand_coal | Solids | EU | Energy demand | 0 | FEC
IT | TYNDP2026 | HEV | 2040 | TWh | 298 | Sub_sector | Transport | Planes | Transport (planes) | Energetic | transport_planes_final_demand_oil | Liquids | EU | Energy demand | 22.5128 | FEC
IT | TYNDP2026 | HEV | 2040 | TWh | 299 | Sub_sector | Transport | Planes | Transport (planes) | Energetic | transport_planes_final_demand_other | Others | EU | Energy demand | 0 | FEC
IT | TYNDP2026 | HEV | 2040 | TWh | 300 | Sub_sector | Transport | Planes | Transport (planes) | Energetic | transport_planes_final_demand_ammonia | Ammonia | EU | Energy demand | 0 | FEC
IT | TYNDP2026 | HEV | 2040 | TWh | 302 | Sub_sector | Transport | Others | Transport (others) | Energetic | transport_other_final_demand_electricity | Electricity | EU | Energy demand | 0.036907 | FEC
IT | TYNDP2026 | HEV | 2040 | TWh | 303 | Sub_sector | Transport | Others | Transport (others) | Energetic | transport_other_final_demand_hydrogen | Hydrogen | EU | Energy demand | 0 | FEC
IT | TYNDP2026 | HEV | 2040 | TWh | 304 | Sub_sector | Transport | Others | Transport (others) | Energetic | transport_other_final_demand_methane | Methane | EU | Energy demand | 0 | FEC
IT | TYNDP2026 | HEV | 2040 | TWh | 305 | Sub_sector | Transport | Others | Transport (others) | Energetic | transport_other_final_demand_heat | Heat | EU | Energy demand | 0 | FEC
IT | TYNDP2026 | HEV | 2040 | TWh | 306 | Sub_sector | Transport | Others | Transport (others) | Energetic | transport_other_final_demand_biomass | Biomass | EU | Energy demand | 0 | FEC
IT | TYNDP2026 | HEV | 2040 | TWh | 307 | Sub_sector | Transport | Others | Transport (others) | Energetic | transport_other_final_demand_coal | Solids | EU | Energy demand | 0 | FEC
IT | TYNDP2026 | HEV | 2040 | TWh | 308 | Sub_sector | Transport | Others | Transport (others) | Energetic | transport_other_final_demand_oil | Liquids | EU | Energy demand | 10.0472 | FEC
IT | TYNDP2026 | HEV | 2040 | TWh | 309 | Sub_sector | Transport | Others | Transport (others) | Energetic | transport_other_final_demand_other | Others | EU | Energy demand | 0 | FEC
IT | TYNDP2026 | HEV | 2040 | TWh | 310 | Sub_sector | Transport | Others | Transport (others) | Energetic | transport_other_final_demand_ammonia | Ammonia | EU | Energy demand | 0 | FEC
IT | TYNDP2026 | HEV | 2040 | TWh | 312 | Sub_sector | International transport | International aviation | Transport (int. aviation) | Energetic | transport_int_aviation_final_demand_electricity | Electricity | EU | Energy demand | 0 | FEC
IT | TYNDP2026 | HEV | 2040 | TWh | 313 | Sub_sector | International transport | International aviation | Transport (int. aviation) | Energetic | transport_int_aviation_final_demand_hydrogen | Hydrogen | EU | Energy demand | 1.0805 | FEC
IT | TYNDP2026 | HEV | 2040 | TWh | 314 | Sub_sector | International transport | International aviation | Transport (int. aviation) | Energetic | transport_int_aviation_final_demand_methane | Methane | EU | Energy demand | 0 | FEC
IT | TYNDP2026 | HEV | 2040 | TWh | 315 | Sub_sector | International transport | International aviation | Transport (int. aviation) | Energetic | transport_int_aviation_final_demand_heat | Heat | EU | Energy demand | 0 | FEC
IT | TYNDP2026 | HEV | 2040 | TWh | 316 | Sub_sector | International transport | International aviation | Transport (int. aviation) | Energetic | transport_int_aviation_final_demand_biofuels | Biomass | EU | Energy demand | 0 | FEC
IT | TYNDP2026 | HEV | 2040 | TWh | 317 | Sub_sector | International transport | International aviation | Transport (int. aviation) | Energetic | transport_int_aviation_final_demand_coal | Solids | EU | Energy demand | 0 | FEC
IT | TYNDP2026 | HEV | 2040 | TWh | 318 | Sub_sector | International transport | International aviation | Transport (int. aviation) | Energetic | transport_int_aviation_final_demand_oil | Liquids | EU | Energy demand | 46.4981 | FEC
IT | TYNDP2026 | HEV | 2040 | TWh | 319 | Sub_sector | International transport | International aviation | Transport (int. aviation) | Energetic | transport_int_aviation_final_demand_other | Others | EU | Energy demand | 0 | FEC
IT | TYNDP2026 | HEV | 2040 | TWh | 320 | Sub_sector | International transport | International aviation | Transport (int. aviation) | Energetic | transport_int_aviation_final_demand_ammonia | Ammonia | EU | Energy demand | 0 | FEC
IT | TYNDP2026 | HEV | 2040 | TWh | 322 | Sub_sector | International transport | International shipping | Transport (int. shipping) | Energetic | transport_int_shipping_final_demand_electricity | Electricity | EU | Energy demand | 0 | not_included_in_FEC
IT | TYNDP2026 | HEV | 2040 | TWh | 323 | Sub_sector | International transport | International shipping | Transport (int. shipping) | Energetic | transport_int_shipping_final_demand_hydrogen | Hydrogen | EU | Energy demand | 3.1076 | not_included_in_FEC
IT | TYNDP2026 | HEV | 2040 | TWh | 324 | Sub_sector | International transport | International shipping | Transport (int. shipping) | Energetic | transport_int_shipping_final_demand_methane | Methane | EU | Energy demand | 15.4886 | not_included_in_FEC
IT | TYNDP2026 | HEV | 2040 | TWh | 325 | Sub_sector | International transport | International shipping | Transport (int. shipping) | Energetic | transport_int_shipping_final_demand_heat | Heat | EU | Energy demand | 0 | not_included_in_FEC
IT | TYNDP2026 | HEV | 2040 | TWh | 326 | Sub_sector | International transport | International shipping | Transport (int. shipping) | Energetic | transport_int_shipping_final_demand_biofuels | Biomass | EU | Energy demand | 0 | not_included_in_FEC
IT | TYNDP2026 | HEV | 2040 | TWh | 327 | Sub_sector | International transport | International shipping | Transport (int. shipping) | Energetic | transport_int_shipping_final_demand_coal | Solids | EU | Energy demand | 0 | not_included_in_FEC
IT | TYNDP2026 | HEV | 2040 | TWh | 328 | Sub_sector | International transport | International shipping | Transport (int. shipping) | Energetic | transport_int_shipping_final_demand_oil | Liquids | EU | Energy demand | 11.3335 | not_included_in_FEC
IT | TYNDP2026 | HEV | 2040 | TWh | 329 | Sub_sector | International transport | International shipping | Transport (int. shipping) | Energetic | transport_int_shipping_final_demand_other | Others | EU | Energy demand | 0 | not_included_in_FEC
IT | TYNDP2026 | HEV | 2040 | TWh | 330 | Sub_sector | International transport | International shipping | Transport (int. shipping) | Energetic | transport_int_shipping_final_demand_ammonia | Ammonia | EU | Energy demand | 0 | not_included_in_FEC
IT | TYNDP2026 | HEV | 2040 | TWh | 332 | Sub_sector | Households | Space heating | Households (heating) | Energetic | households_heating_final_demand_electricity | Electricity | EU | Energy demand | 24.1602 | FEC
IT | TYNDP2026 | HEV | 2040 | TWh | 333 | Sub_sector | Households | Space heating | Households (heating) | Energetic | households_heating_final_demand_hydrogen | Hydrogen | EU | Energy demand | 1.3661 | FEC
IT | TYNDP2026 | HEV | 2040 | TWh | 334 | Sub_sector | Households | Space heating | Households (heating) | Energetic | households_heating_final_demand_methane | Methane | EU | Energy demand | 69.1129 | FEC
IT | TYNDP2026 | HEV | 2040 | TWh | 335 | Sub_sector | Households | Space heating | Households (heating) | Energetic | households_heating_final_demand_heat | Heat | EU | Energy demand | 5.5138 | FEC
IT | TYNDP2026 | HEV | 2040 | TWh | 336 | Sub_sector | Households | Space heating | Households (heating) | Energetic | households_heating_final_demand_biomass | Biomass | EU | Energy demand | 37.3435 | FEC
IT | TYNDP2026 | HEV | 2040 | TWh | 337 | Sub_sector | Households | Space heating | Households (heating) | Energetic | households_heating_final_demand_coal | Solids | EU | Energy demand | 0 | FEC
IT | TYNDP2026 | HEV | 2040 | TWh | 338 | Sub_sector | Households | Space heating | Households (heating) | Energetic | households_heating_final_demand_oil | Liquids | EU | Energy demand | 0 | FEC
IT | TYNDP2026 | HEV | 2040 | TWh | 339 | Sub_sector | Households | Space heating | Households (heating) | Energetic | households_heating_final_demand_other | Others | EU | Energy demand | 0 | FEC
IT | TYNDP2026 | HEV | 2040 | TWh | 340 | Sub_sector | Households | Space heating | Households (heating) | Energetic | households_heating_final_demand_ammonia | Ammonia | EU | Energy demand | 0 | FEC
IT | TYNDP2026 | HEV | 2040 | TWh | 343 | Sub_sector | Households | Cooling | Households (cooling) | Energetic | households_cooling_final_demand_electricity | Electricity | EU | Energy demand | 7.6032 | FEC
IT | TYNDP2026 | HEV | 2040 | TWh | 344 | Sub_sector | Households | Cooling | Households (cooling) | Energetic | households_cooling_final_demand_hydrogen | Hydrogen | EU | Energy demand | 0 | FEC
IT | TYNDP2026 | HEV | 2040 | TWh | 345 | Sub_sector | Households | Cooling | Households (cooling) | Energetic | households_cooling_final_demand_methane | Methane | EU | Energy demand | 0 | FEC
IT | TYNDP2026 | HEV | 2040 | TWh | 346 | Sub_sector | Households | Cooling | Households (cooling) | Energetic | households_cooling_final_demand_heat | Heat | EU | Energy demand | 0 | FEC
IT | TYNDP2026 | HEV | 2040 | TWh | 347 | Sub_sector | Households | Cooling | Households (cooling) | Energetic | households_cooling_final_demand_biomass | Biomass | EU | Energy demand | 0 | FEC
IT | TYNDP2026 | HEV | 2040 | TWh | 348 | Sub_sector | Households | Cooling | Households (cooling) | Energetic | households_cooling_final_demand_coal | Solids | EU | Energy demand | 0 | FEC
IT | TYNDP2026 | HEV | 2040 | TWh | 349 | Sub_sector | Households | Cooling | Households (cooling) | Energetic | households_cooling_final_demand_oil | Liquids | EU | Energy demand | 0 | FEC
IT | TYNDP2026 | HEV | 2040 | TWh | 350 | Sub_sector | Households | Cooling | Households (cooling) | Energetic | households_cooling_final_demand_other | Others | EU | Energy demand | 0 | FEC
IT | TYNDP2026 | HEV | 2040 | TWh | 351 | Sub_sector | Households | Cooling | Households (cooling) | Energetic | households_cooling_final_demand_ammonia | Ammonia | EU | Energy demand | 0 | FEC
IT | TYNDP2026 | HEV | 2040 | TWh | 354 | Sub_sector | Households | Hot water | Households (hot water) | Energetic | households_hot_water_final_demand_electricity | Electricity | EU | Energy demand | 7.4323 | FEC
IT | TYNDP2026 | HEV | 2040 | TWh | 355 | Sub_sector | Households | Hot water | Households (hot water) | Energetic | households_hot_water_final_demand_hydrogen | Hydrogen | EU | Energy demand | 0.85428 | FEC
IT | TYNDP2026 | HEV | 2040 | TWh | 356 | Sub_sector | Households | Hot water | Households (hot water) | Energetic | households_hot_water_final_demand_methane | Methane | EU | Energy demand | 17.269 | FEC
IT | TYNDP2026 | HEV | 2040 | TWh | 357 | Sub_sector | Households | Hot water | Households (hot water) | Energetic | households_hot_water_final_demand_heat | Heat | EU | Energy demand | 1.6489 | FEC
IT | TYNDP2026 | HEV | 2040 | TWh | 358 | Sub_sector | Households | Hot water | Households (hot water) | Energetic | households_hot_water_final_demand_biomass | Biomass | EU | Energy demand | 7.6825 | FEC
IT | TYNDP2026 | HEV | 2040 | TWh | 359 | Sub_sector | Households | Hot water | Households (hot water) | Energetic | households_hot_water_final_demand_coal | Solids | EU | Energy demand | 0 | FEC
IT | TYNDP2026 | HEV | 2040 | TWh | 360 | Sub_sector | Households | Hot water | Households (hot water) | Energetic | households_hot_water_final_demand_oil | Liquids | EU | Energy demand | 0 | FEC
IT | TYNDP2026 | HEV | 2040 | TWh | 361 | Sub_sector | Households | Hot water | Households (hot water) | Energetic | households_hot_water_final_demand_other | Others | EU | Energy demand | 1.3157 | FEC
IT | TYNDP2026 | HEV | 2040 | TWh | 362 | Sub_sector | Households | Hot water | Households (hot water) | Energetic | households_hot_water_final_demand_ammonia | Ammonia | EU | Energy demand | 0 | FEC
IT | TYNDP2026 | HEV | 2040 | TWh | 365 | Sub_sector | Households | Appliances | Households (appliances) | Energetic | households_appliances_final_demand_electricity | Electricity | EU | Energy demand | 51.4474 | FEC
IT | TYNDP2026 | HEV | 2040 | TWh | 366 | Sub_sector | Households | Appliances | Households (appliances) | Energetic | households_appliances_final_demand_hydrogen | Hydrogen | EU | Energy demand | 0 | FEC
IT | TYNDP2026 | HEV | 2040 | TWh | 367 | Sub_sector | Households | Appliances | Households (appliances) | Energetic | households_appliances_final_demand_methane | Methane | EU | Energy demand | 13.6493 | FEC
IT | TYNDP2026 | HEV | 2040 | TWh | 368 | Sub_sector | Households | Appliances | Households (appliances) | Energetic | households_appliances_final_demand_heat | Heat | EU | Energy demand | 0 | FEC
IT | TYNDP2026 | HEV | 2040 | TWh | 369 | Sub_sector | Households | Appliances | Households (appliances) | Energetic | households_appliances_final_demand_biomass | Biomass | EU | Energy demand | 0.1821 | FEC
IT | TYNDP2026 | HEV | 2040 | TWh | 370 | Sub_sector | Households | Appliances | Households (appliances) | Energetic | households_appliances_final_demand_coal | Solids | EU | Energy demand | 0 | FEC
IT | TYNDP2026 | HEV | 2040 | TWh | 371 | Sub_sector | Households | Appliances | Households (appliances) | Energetic | households_appliances_final_demand_oil | Liquids | EU | Energy demand | 0 | FEC
IT | TYNDP2026 | HEV | 2040 | TWh | 372 | Sub_sector | Households | Appliances | Households (appliances) | Energetic | households_appliances_final_demand_other | Others | EU | Energy demand | 0 | FEC
IT | TYNDP2026 | HEV | 2040 | TWh | 373 | Sub_sector | Households | Appliances | Households (appliances) | Energetic | households_appliances_final_demand_ammonia | Ammonia | EU | Energy demand | 0 | FEC
IT | TYNDP2026 | HEV | 2040 | TWh | 375 | Sub_sector | Buildings | Space heating | Buildings (heat) | Energetic | buildings_heat_final_demand_electricity | Electricity | EU | Energy demand | 19.5695 | FEC
IT | TYNDP2026 | HEV | 2040 | TWh | 376 | Sub_sector | Buildings | Space heating | Buildings (heat) | Energetic | buildings_heat_final_demand_hydrogen | Hydrogen | EU | Energy demand | 2.2588 | FEC
IT | TYNDP2026 | HEV | 2040 | TWh | 377 | Sub_sector | Buildings | Space heating | Buildings (heat) | Energetic | buildings_heat_final_demand_methane | Methane | EU | Energy demand | 5.6854 | FEC
IT | TYNDP2026 | HEV | 2040 | TWh | 378 | Sub_sector | Buildings | Space heating | Buildings (heat) | Energetic | buildings_heat_final_demand_heat | Heat | EU | Energy demand | 4.2221 | FEC
IT | TYNDP2026 | HEV | 2040 | TWh | 379 | Sub_sector | Buildings | Space heating | Buildings (heat) | Energetic | buildings_heat_final_demand_biomass | Biomass | EU | Energy demand | 1.7163 | FEC
IT | TYNDP2026 | HEV | 2040 | TWh | 380 | Sub_sector | Buildings | Space heating | Buildings (heat) | Energetic | buildings_heat_final_demand_coal | Solids | EU | Energy demand | 0 | FEC
IT | TYNDP2026 | HEV | 2040 | TWh | 381 | Sub_sector | Buildings | Space heating | Buildings (heat) | Energetic | buildings_heat_final_demand_oil | Liquids | EU | Energy demand | 0 | FEC
IT | TYNDP2026 | HEV | 2040 | TWh | 382 | Sub_sector | Buildings | Space heating | Buildings (heat) | Energetic | buildings_heat_final_demand_other | Others | EU | Energy demand | 0.043866 | FEC
IT | TYNDP2026 | HEV | 2040 | TWh | 383 | Sub_sector | Buildings | Space heating | Buildings (heat) | Energetic | buildings_heat_final_demand_ammonia | Ammonia | EU | Energy demand | 0 | FEC
IT | TYNDP2026 | HEV | 2040 | TWh | 386 | Sub_sector | Buildings | Cooling | Buildings (cooling) | Energetic | buildings_cooling_final_demand_electricity | Electricity | EU | Energy demand | 16.9533 | FEC
IT | TYNDP2026 | HEV | 2040 | TWh | 387 | Sub_sector | Buildings | Cooling | Buildings (cooling) | Energetic | buildings_cooling_final_demand_hydrogen | Hydrogen | EU | Energy demand | 0 | FEC
IT | TYNDP2026 | HEV | 2040 | TWh | 388 | Sub_sector | Buildings | Cooling | Buildings (cooling) | Energetic | buildings_cooling_final_demand_methane | Methane | EU | Energy demand | 0.25007 | FEC
IT | TYNDP2026 | HEV | 2040 | TWh | 389 | Sub_sector | Buildings | Cooling | Buildings (cooling) | Energetic | buildings_cooling_final_demand_heat | Heat | EU | Energy demand | 0 | FEC
IT | TYNDP2026 | HEV | 2040 | TWh | 390 | Sub_sector | Buildings | Cooling | Buildings (cooling) | Energetic | buildings_cooling_final_demand_biomass | Biomass | EU | Energy demand | 0 | FEC
IT | TYNDP2026 | HEV | 2040 | TWh | 391 | Sub_sector | Buildings | Cooling | Buildings (cooling) | Energetic | buildings_cooling_final_demand_coal | Solids | EU | Energy demand | 0 | FEC
IT | TYNDP2026 | HEV | 2040 | TWh | 392 | Sub_sector | Buildings | Cooling | Buildings (cooling) | Energetic | buildings_cooling_final_demand_oil | Liquids | EU | Energy demand | 0 | FEC
IT | TYNDP2026 | HEV | 2040 | TWh | 393 | Sub_sector | Buildings | Cooling | Buildings (cooling) | Energetic | buildings_cooling_final_demand_other | Others | EU | Energy demand | 0 | FEC
IT | TYNDP2026 | HEV | 2040 | TWh | 394 | Sub_sector | Buildings | Cooling | Buildings (cooling) | Energetic | buildings_cooling_final_demand_ammonia | Ammonia | EU | Energy demand | 0 | FEC
IT | TYNDP2026 | HEV | 2040 | TWh | 397 | Sub_sector | Buildings | Appliances | Buildings (appliances) | Energetic | buildings_appliances_final_demand_electricity | Electricity | EU | Energy demand | 40.9789 | FEC
IT | TYNDP2026 | HEV | 2040 | TWh | 398 | Sub_sector | Buildings | Appliances | Buildings (appliances) | Energetic | buildings_appliances_final_demand_hydrogen | Hydrogen | EU | Energy demand | 0 | FEC
IT | TYNDP2026 | HEV | 2040 | TWh | 399 | Sub_sector | Buildings | Appliances | Buildings (appliances) | Energetic | buildings_appliances_final_demand_methane | Methane | EU | Energy demand | 25.0191 | FEC
IT | TYNDP2026 | HEV | 2040 | TWh | 400 | Sub_sector | Buildings | Appliances | Buildings (appliances) | Energetic | buildings_appliances_final_demand_heat | Heat | EU | Energy demand | 0 | FEC
IT | TYNDP2026 | HEV | 2040 | TWh | 401 | Sub_sector | Buildings | Appliances | Buildings (appliances) | Energetic | buildings_appliances_final_demand_biomass | Biomass | EU | Energy demand | 0 | FEC
IT | TYNDP2026 | HEV | 2040 | TWh | 402 | Sub_sector | Buildings | Appliances | Buildings (appliances) | Energetic | buildings_appliances_final_demand_coal | Solids | EU | Energy demand | 0 | FEC
IT | TYNDP2026 | HEV | 2040 | TWh | 403 | Sub_sector | Buildings | Appliances | Buildings (appliances) | Energetic | buildings_appliances_final_demand_oil | Liquids | EU | Energy demand | 0 | FEC
IT | TYNDP2026 | HEV | 2040 | TWh | 404 | Sub_sector | Buildings | Appliances | Buildings (appliances) | Energetic | buildings_appliances_final_demand_other | Others | EU | Energy demand | 0 | FEC
IT | TYNDP2026 | HEV | 2040 | TWh | 405 | Sub_sector | Buildings | Appliances | Buildings (appliances) | Energetic | buildings_appliances_final_demand_ammonia | Ammonia | EU | Energy demand | 0 | FEC
IT | TYNDP2026 | HEV | 2040 | TWh | 407 | Sub_sector | Buildings | Datacenters | Datacenters & ICT | Energetic | datacentres_final_demand_electricity_energetic | Electricity | EU | Energy demand | 23.5945 | FEC
IT | TYNDP2026 | HEV | 2040 | TWh | 408 | Sub_sector | Buildings | Datacenters | Datacenters & ICT | Energetic | datacentres_final_demand_hydrogen_energetic | Hydrogen | EU | Energy demand | 0 | FEC
IT | TYNDP2026 | HEV | 2040 | TWh | 409 | Sub_sector | Buildings | Datacenters | Datacenters & ICT | Energetic | datacentres_final_demand_methane_energetic | Methane | EU | Energy demand | 0 | FEC
IT | TYNDP2026 | HEV | 2040 | TWh | 410 | Sub_sector | Buildings | Datacenters | Datacenters & ICT | Energetic | datacentres_final_demand_heat_energetic | Heat | EU | Energy demand | 0 | FEC
IT | TYNDP2026 | HEV | 2040 | TWh | 411 | Sub_sector | Buildings | Datacenters | Datacenters & ICT | Energetic | datacentres_final_demand_biomass_energetic | Biomass | EU | Energy demand | 0 | FEC
IT | TYNDP2026 | HEV | 2040 | TWh | 412 | Sub_sector | Buildings | Datacenters | Datacenters & ICT | Energetic | datacentres_final_demand_coal_energetic | Solids | EU | Energy demand | 0 | FEC
IT | TYNDP2026 | HEV | 2040 | TWh | 413 | Sub_sector | Buildings | Datacenters | Datacenters & ICT | Energetic | datacentres_final_demand_oil_energetic | Liquids | EU | Energy demand | 0 | FEC
IT | TYNDP2026 | HEV | 2040 | TWh | 414 | Sub_sector | Buildings | Datacenters | Datacenters & ICT | Energetic | datacentres_final_demand_other_energetic | Others | EU | Energy demand | 0 | FEC
IT | TYNDP2026 | HEV | 2040 | TWh | 415 | Sub_sector | Buildings | Datacenters | Datacenters & ICT | Energetic | datacentres_final_demand_ammonia_energetic | Ammonia | EU | Energy demand | 0 | FEC
IT | TYNDP2026 | HEV | 2040 | TWh | 417 | Sub_sector | Transport | Others_Sector | Others_Sector | Energetic | other_final_demand_electricity_energetic | Electricity | EU | Energy demand | 0 | FEC
IT | TYNDP2026 | HEV | 2040 | TWh | 418 | Sub_sector | Transport | Others_Sector | Others_Sector | Energetic | other_final_demand_hydrogen_energetic | Hydrogen | EU | Energy demand | 0 | FEC
IT | TYNDP2026 | HEV | 2040 | TWh | 419 | Sub_sector | Transport | Pipeline Transport | Others_Sector | Energetic | other_final_demand_methane_energetic | Methane | EU | Energy demand | 0.84128 | FEC
IT | TYNDP2026 | HEV | 2040 | TWh | 420 | Sub_sector | Transport | Others_Sector | Others_Sector | Energetic | other_final_demand_heat_energetic | Heat | EU | Energy demand | 0.05763 | FEC
IT | TYNDP2026 | HEV | 2040 | TWh | 421 | Sub_sector | Transport | Others_Sector | Others_Sector | Energetic | other_final_demand_biomass_energetic | Biomass | EU | Energy demand | 0 | FEC
IT | TYNDP2026 | HEV | 2040 | TWh | 422 | Sub_sector | Transport | Others_Sector | Others_Sector | Energetic | other_final_demand_coal_energetic | Solids | EU | Energy demand | 0 | FEC
IT | TYNDP2026 | HEV | 2040 | TWh | 423 | Sub_sector | Transport | Others_Sector | Others_Sector | Energetic | other_final_demand_oil_energetic | Liquids | EU | Energy demand | 0 | FEC
IT | TYNDP2026 | HEV | 2040 | TWh | 424 | Sub_sector | Others_Sector | Others_Sector | Others_Sector | Non-energetic | other_final_demand_oil_non_energetic | Liquids | EU | Energy demand | 0 | not_included_in_FEC
IT | TYNDP2026 | HEV | 2040 | TWh | 425 | Sub_sector | Transport | Others_Sector | Others_Sector | Energetic | other_final_demand_other_energetic | Others | EU | Energy demand | 0 | FEC
IT | TYNDP2026 | HEV | 2040 | TWh | 426 | Sub_sector | Transport | Others_Sector | Others_Sector | Energetic | other_final_demand_ammonia_energetic | Ammonia | EU | Energy demand | 0 | FEC
IT | TYNDP2026 | HEV | 2040 | TWh | 427 | Sub_sector | Industry | Surplus_Heat_in_Industry | Surplus_Heat_in_Industry | Energetic | final_demand_of_industry_unused_local_production_steam_hot_water | Heat | EU | Energy demand | 0.14932 | FEC
IT | TYNDP2026 | HEV | 2040 | TWh | 429 | Sub_sector | Agriculture | Total | Agriculture | Energetic | agriculture_final_demand_electricity_energetic | Electricity | EU | Energy demand | 8.1696 | FEC
IT | TYNDP2026 | HEV | 2040 | TWh | 430 | Sub_sector | Agriculture | Total | Agriculture | Energetic | agriculture_final_demand_hydrogen_energetic | Hydrogen | EU | Energy demand | 0.07699 | FEC
IT | TYNDP2026 | HEV | 2040 | TWh | 431 | Sub_sector | Agriculture | Total | Agriculture | Energetic | agriculture_final_demand_methane_energetic | Methane | EU | Energy demand | 4.1061 | FEC
IT | TYNDP2026 | HEV | 2040 | TWh | 432 | Sub_sector | Agriculture | Total | Agriculture | Energetic | agriculture_final_demand_heat_energetic | Heat | EU | Energy demand | 0 | FEC
IT | TYNDP2026 | HEV | 2040 | TWh | 433 | Sub_sector | Agriculture | Total | Agriculture | Energetic | agriculture_final_demand_biomass_energetic | Biomass | EU | Energy demand | 0.63751 | FEC
IT | TYNDP2026 | HEV | 2040 | TWh | 434 | Sub_sector | Agriculture | Total | Agriculture | Energetic | agriculture_final_demand_coal_energetic | Solids | EU | Energy demand | 0 | FEC
IT | TYNDP2026 | HEV | 2040 | TWh | 435 | Sub_sector | Agriculture | Total | Agriculture | Energetic | agriculture_final_demand_oil_energetic | Liquids | EU | Energy demand | 23.3119 | FEC
IT | TYNDP2026 | HEV | 2040 | TWh | 436 | Sub_sector | Agriculture | Total | Agriculture | Energetic | agriculture_final_demand_other_energetic | Others | EU | Energy demand | 0 | FEC
IT | TYNDP2026 | HEV | 2040 | TWh | 437 | Sub_sector | Agriculture | Total | Agriculture | Energetic | agriculture_final_demand_ammonia_energetic | Ammonia | EU | Energy demand | 0 | FEC
IT | TYNDP2026 | HEV | 2040 | TWh | 447 | Sub_sector | Buildings | Surplus Energy | Buildings | Energetic | GAP | Electricity | EU | Energy demand | 0 | FEC
IT | TYNDP2026 | HEV | 2040 | TWh | 448 | Sub_sector | Buildings | Surplus Energy | Buildings | Energetic | GAP | Hydrogen | EU | Energy demand | 0 | FEC
IT | TYNDP2026 | HEV | 2040 | TWh | 449 | Sub_sector | Buildings | Surplus Energy | Buildings | Energetic | GAP | Methane | EU | Energy demand | 0 | FEC
IT | TYNDP2026 | HEV | 2040 | TWh | 450 | Sub_sector | Buildings | Surplus Energy | Buildings | Energetic | GAP | Heat | EU | Energy demand | 0 | FEC
IT | TYNDP2026 | HEV | 2040 | TWh | 451 | Sub_sector | Buildings | Surplus Energy | Buildings | Energetic | GAP | Biomass | EU | Energy demand | 0.0044392 | FEC
IT | TYNDP2026 | HEV | 2040 | TWh | 452 | Sub_sector | Buildings | Surplus Energy | Buildings | Energetic | GAP | Solids | EU | Energy demand | 0 | FEC
IT | TYNDP2026 | HEV | 2040 | TWh | 453 | Sub_sector | Buildings | Surplus Energy | Buildings | Energetic | GAP | Liquids | EU | Energy demand | 0.78272 | FEC
IT | TYNDP2026 | HEV | 2040 | TWh | 454 | Sub_sector | Buildings | Surplus Energy | Buildings | Energetic | GAP | Others | EU | Energy demand | 0 | FEC
IT | TYNDP2026 | HEV | 2040 | TWh | 455 | Sub_sector | Buildings | Surplus Energy | Buildings | Energetic | GAP | Ammonia | EU | Energy demand | 0 | FEC
IT | TYNDP2026 | HEV | 2040 | TWh | 456 | Sub_sector | Households | Surplus Energy | Households | Energetic | GAP | Electricity | EU | Energy demand | 0 | FEC
IT | TYNDP2026 | HEV | 2040 | TWh | 457 | Sub_sector | Households | Surplus Energy | Households | Energetic | GAP | Hydrogen | EU | Energy demand | 0 | FEC
IT | TYNDP2026 | HEV | 2040 | TWh | 458 | Sub_sector | Households | Surplus Energy | Households | Energetic | GAP | Methane | EU | Energy demand | 0 | FEC
IT | TYNDP2026 | HEV | 2040 | TWh | 459 | Sub_sector | Households | Surplus Energy | Households | Energetic | GAP | Heat | EU | Energy demand | 0 | FEC
IT | TYNDP2026 | HEV | 2040 | TWh | 460 | Sub_sector | Households | Surplus Energy | Households | Energetic | GAP | Biomass | EU | Energy demand | 0 | FEC
IT | TYNDP2026 | HEV | 2040 | TWh | 461 | Sub_sector | Households | Surplus Energy | Households | Energetic | GAP | Solids | EU | Energy demand | 0 | FEC
IT | TYNDP2026 | HEV | 2040 | TWh | 462 | Sub_sector | Households | Surplus Energy | Households | Energetic | GAP | Liquids | EU | Energy demand | 0 | FEC
IT | TYNDP2026 | HEV | 2040 | TWh | 463 | Sub_sector | Households | Surplus Energy | Households | Energetic | GAP | Others | EU | Energy demand | 0 | FEC
IT | TYNDP2026 | HEV | 2040 | TWh | 464 | Sub_sector | Households | Surplus Energy | Households | Energetic | GAP | Ammonia | EU | Energy demand | 0 | FEC
IT | TYNDP2026 | LEV | 2035 | TWh | 102 | Sub_sector | Industry | Aluminium | Industry (aluminium) | Energetic | industry_aluminium_demand_electricity_energetic | Electricity | EU | Energy demand | 0 | FEC
IT | TYNDP2026 | LEV | 2035 | TWh | 103 | Sub_sector | Industry | Aluminium | Industry (aluminium) | Energetic | industry_aluminium_demand_hydrogen_energetic | Hydrogen | EU | Energy demand | 0 | FEC
IT | TYNDP2026 | LEV | 2035 | TWh | 104 | Sub_sector | Industry | Aluminium | Industry (aluminium) | Energetic | industry_aluminium_demand_methane_energetic | Methane | EU | Energy demand | 0 | FEC
IT | TYNDP2026 | LEV | 2035 | TWh | 105 | Sub_sector | Industry | Aluminium | Industry (aluminium) | Energetic | industry_aluminium_demand_heat_energetic | Heat | EU | Energy demand | 0 | FEC
IT | TYNDP2026 | LEV | 2035 | TWh | 106 | Sub_sector | Industry | Aluminium | Industry (aluminium) | Energetic | industry_aluminium_demand_biomass_energetic | Biomass | EU | Energy demand | 0 | FEC
IT | TYNDP2026 | LEV | 2035 | TWh | 107 | Sub_sector | Industry | Aluminium | Industry (aluminium) | Energetic | industry_aluminium_demand_coal_energetic | Solids | EU | Energy demand | 0 | FEC
IT | TYNDP2026 | LEV | 2035 | TWh | 108 | Sub_sector | Industry | Aluminium | Industry (aluminium) | Energetic | industry_aluminium_demand_oil_energetic | Liquids | EU | Energy demand | 0 | FEC
IT | TYNDP2026 | LEV | 2035 | TWh | 109 | Sub_sector | Industry | Aluminium | Industry (aluminium) | Energetic | industry_aluminium_demand_others_energetic | Others | EU | Energy demand | 0 | FEC
IT | TYNDP2026 | LEV | 2035 | TWh | 110 | Sub_sector | Industry | Aluminium | Industry (aluminium) | Energetic | industry_ammonia_demand_others_energetic | Ammonia | EU | Energy demand | 0 | FEC
IT | TYNDP2026 | LEV | 2035 | TWh | 112 | Sub_sector | Industry | Chemicals | Industry (chemicals, energetic) | Energetic | industry_chemical_demand_electricity_energetic | Electricity | EU | Energy demand | 8.6503 | FEC
IT | TYNDP2026 | LEV | 2035 | TWh | 113 | Sub_sector | Industry | Chemicals | Industry (chemicals, energetic) | Energetic | industry_chemical_demand_hydrogen_energetic | Hydrogen | EU | Energy demand | 1.6223 | FEC
IT | TYNDP2026 | LEV | 2035 | TWh | 114 | Sub_sector | Industry | Chemicals | Industry (chemicals, energetic) | Energetic | industry_chemical_demand_methane_energetic | Methane | EU | Energy demand | 18.9488 | FEC
IT | TYNDP2026 | LEV | 2035 | TWh | 115 | Sub_sector | Industry | Chemicals | Industry (chemicals, energetic) | Energetic | industry_chemical_demand_heat_energetic | Heat | EU | Energy demand | 1.1733 | FEC
IT | TYNDP2026 | LEV | 2035 | TWh | 116 | Sub_sector | Industry | Chemicals | Industry (chemicals, energetic) | Energetic | industry_chemical_demand_biomass_energetic | Biomass | EU | Energy demand | 0.012429 | FEC
IT | TYNDP2026 | LEV | 2035 | TWh | 117 | Sub_sector | Industry | Chemicals | Industry (chemicals, energetic) | Energetic | industry_chemical_demand_coal_energetic | Solids | EU | Energy demand | 0 | FEC
IT | TYNDP2026 | LEV | 2035 | TWh | 118 | Sub_sector | Industry | Chemicals | Industry (chemicals, energetic) | Energetic | industry_chemical_demand_oil_energetic | Liquids | EU | Energy demand | 0.22762 | FEC
IT | TYNDP2026 | LEV | 2035 | TWh | 119 | Sub_sector | Industry | Chemicals | Industry (chemicals, energetic) | Energetic | industry_chemical_demand_others_energetic | Others | EU | Energy demand | 0 | FEC
IT | TYNDP2026 | LEV | 2035 | TWh | 120 | Sub_sector | Industry | Chemicals | Industry (chemicals, energetic) | Energetic | industry_chemical_demand_ammonia_energetic | Ammonia | EU | Energy demand | 0 | FEC
IT | TYNDP2026 | LEV | 2035 | TWh | 122 | Sub_sector | Industry | Chemicals | Industry (chemicals, non-energetic) | Non-energetic | industry_chemical_demand_electricity_non_energetic | Electricity | EU | Energy demand | 0 | not_included_in_FEC
IT | TYNDP2026 | LEV | 2035 | TWh | 123 | Sub_sector | Industry | Chemicals | Industry (chemicals, non-energetic) | Non-energetic | industry_chemical_demand_hydrogen_non_energetic | Hydrogen | EU | Energy demand | 3.8461 | not_included_in_FEC
IT | TYNDP2026 | LEV | 2035 | TWh | 124 | Sub_sector | Industry | Chemicals | Industry (chemicals, non-energetic) | Non-energetic | industry_chemical_demand_methane_non_energetic | Methane | EU | Energy demand | 4.7692 | not_included_in_FEC
IT | TYNDP2026 | LEV | 2035 | TWh | 125 | Sub_sector | Industry | Chemicals | Industry (chemicals, non-energetic) | Non-energetic | industry_chemical_demand_heat_non_energetic | Heat | EU | Energy demand | 0 | not_included_in_FEC
IT | TYNDP2026 | LEV | 2035 | TWh | 126 | Sub_sector | Industry | Chemicals | Industry (chemicals, non-energetic) | Non-energetic | industry_chemical_demand_biomass_non_energetic | Biomass | EU | Energy demand | 0 | not_included_in_FEC
IT | TYNDP2026 | LEV | 2035 | TWh | 127 | Sub_sector | Industry | Chemicals | Industry (chemicals, non-energetic) | Non-energetic | industry_chemical_demand_coal_non_energetic | Solids | EU | Energy demand | 0 | not_included_in_FEC
IT | TYNDP2026 | LEV | 2035 | TWh | 128 | Sub_sector | Industry | Chemicals | Industry (chemicals, non-energetic) | Non-energetic | industry_chemical_demand_oil_non_energetic | Liquids | EU | Energy demand | 42.6664 | not_included_in_FEC
IT | TYNDP2026 | LEV | 2035 | TWh | 129 | Sub_sector | Industry | Chemicals | Industry (chemicals, non-energetic) | Non-energetic | industry_chemical_demand_others_non_energetic | Others | EU | Energy demand | 0 | not_included_in_FEC
IT | TYNDP2026 | LEV | 2035 | TWh | 130 | Sub_sector | Industry | Chemicals | Industry (chemicals, non-energetic) | Non-energetic | industry_chemical_demand_ammonia_non_energetic | Ammonia | EU | Energy demand | 0 | not_included_in_FEC
IT | TYNDP2026 | LEV | 2035 | TWh | 132 | Sub_sector | Industry | Fertilizers | Industry (fertilizers, energetic) | Energetic | industry_fertilizers_demand_electricity_energetic | Electricity | EU | Energy demand | 0.074892 | FEC
IT | TYNDP2026 | LEV | 2035 | TWh | 133 | Sub_sector | Industry | Fertilizers | Industry (fertilizers, energetic) | Energetic | industry_fertilizers_demand_hydrogen_energetic | Hydrogen | EU | Energy demand | 0.11517 | FEC
IT | TYNDP2026 | LEV | 2035 | TWh | 134 | Sub_sector | Industry | Fertilizers | Industry (fertilizers, energetic) | Energetic | industry_fertilizers_demand_methane_energetic | Methane | EU | Energy demand | 0.80616 | FEC
IT | TYNDP2026 | LEV | 2035 | TWh | 135 | Sub_sector | Industry | Fertilizers | Industry (fertilizers, energetic) | Energetic | industry_fertilizers_demand_heat_energetic | Heat | EU | Energy demand | 0 | FEC
IT | TYNDP2026 | LEV | 2035 | TWh | 136 | Sub_sector | Industry | Fertilizers | Industry (fertilizers, energetic) | Energetic | industry_fertilizers_demand_biomass_energetic | Biomass | EU | Energy demand | 0 | FEC
IT | TYNDP2026 | LEV | 2035 | TWh | 137 | Sub_sector | Industry | Fertilizers | Industry (fertilizers, energetic) | Energetic | industry_fertilizers_demand_coal_energetic | Solids | EU | Energy demand | 0 | FEC
IT | TYNDP2026 | LEV | 2035 | TWh | 138 | Sub_sector | Industry | Fertilizers | Industry (fertilizers, energetic) | Energetic | industry_fertilizers_demand_oil_energetic | Liquids | EU | Energy demand | 0 | FEC
IT | TYNDP2026 | LEV | 2035 | TWh | 139 | Sub_sector | Industry | Fertilizers | Industry (fertilizers, energetic) | Energetic | industry_fertilizers_demand_others_energetic | Others | EU | Energy demand | 0 | FEC
IT | TYNDP2026 | LEV | 2035 | TWh | 140 | Sub_sector | Industry | Fertilizers | Industry (fertilizers, energetic) | Energetic | industry_fertilizers_demand_ammonia_energetic | Ammonia | EU | Energy demand | 0 | FEC
IT | TYNDP2026 | LEV | 2035 | TWh | 142 | Sub_sector | Industry | Fertilizers | Industry (fertilizers, non-energetic) | Non-energetic | industry_fertilizers_demand_electricity_non_energetic | Electricity | EU | Energy demand | 0 | not_included_in_FEC
IT | TYNDP2026 | LEV | 2035 | TWh | 143 | Sub_sector | Industry | Fertilizers | Industry (fertilizers, non-energetic) | Non-energetic | industry_fertilizers_demand_hydrogen_non_energetic | Hydrogen | EU | Energy demand | 0.18356 | not_included_in_FEC
IT | TYNDP2026 | LEV | 2035 | TWh | 144 | Sub_sector | Industry | Fertilizers | Industry (fertilizers, non-energetic) | Non-energetic | industry_fertilizers_demand_methane_non_energetic | Methane | EU | Energy demand | 2.1421 | not_included_in_FEC
IT | TYNDP2026 | LEV | 2035 | TWh | 145 | Sub_sector | Industry | Fertilizers | Industry (fertilizers, non-energetic) | Non-energetic | industry_fertilizers_demand_heat_non_energetic | Heat | EU | Energy demand | 0 | not_included_in_FEC
IT | TYNDP2026 | LEV | 2035 | TWh | 146 | Sub_sector | Industry | Fertilizers | Industry (fertilizers, non-energetic) | Non-energetic | industry_fertilizers_demand_biomass_non_energetic | Biomass | EU | Energy demand | 0 | not_included_in_FEC
IT | TYNDP2026 | LEV | 2035 | TWh | 147 | Sub_sector | Industry | Fertilizers | Industry (fertilizers, non-energetic) | Non-energetic | industry_fertilizers_demand_coal_non_energetic | Solids | EU | Energy demand | 0 | not_included_in_FEC
IT | TYNDP2026 | LEV | 2035 | TWh | 148 | Sub_sector | Industry | Fertilizers | Industry (fertilizers, non-energetic) | Non-energetic | industry_fertilizers_demand_oil_non_energetic | Liquids | EU | Energy demand | 0 | not_included_in_FEC
IT | TYNDP2026 | LEV | 2035 | TWh | 149 | Sub_sector | Industry | Fertilizers | Industry (fertilizers, non-energetic) | Non-energetic | industry_fertilizers_demand_others_non_energetic | Others | EU | Energy demand | 0 | not_included_in_FEC
IT | TYNDP2026 | LEV | 2035 | TWh | 150 | Sub_sector | Industry | Fertilizers | Industry (fertilizers, non-energetic) | Non-energetic | industry_fertilizers_demand_ammonia_non_energetic | Ammonia | EU | Energy demand | 0 | not_included_in_FEC
IT | TYNDP2026 | LEV | 2035 | TWh | 152 | Sub_sector | Industry | Food | Industry (food) | Energetic | industry_food_demand_electricity_energetic | Electricity | EU | Energy demand | 8.5886 | FEC
IT | TYNDP2026 | LEV | 2035 | TWh | 153 | Sub_sector | Industry | Food | Industry (food) | Energetic | industry_food_demand_hydrogen_energetic | Hydrogen | EU | Energy demand | 1.0439 | FEC
IT | TYNDP2026 | LEV | 2035 | TWh | 154 | Sub_sector | Industry | Food | Industry (food) | Energetic | industry_food_demand_methane_energetic | Methane | EU | Energy demand | 9.833 | FEC
IT | TYNDP2026 | LEV | 2035 | TWh | 155 | Sub_sector | Industry | Food | Industry (food) | Energetic | industry_food_demand_heat_energetic | Heat | EU | Energy demand | 2.5593 | FEC
IT | TYNDP2026 | LEV | 2035 | TWh | 156 | Sub_sector | Industry | Food | Industry (food) | Energetic | industry_food_demand_biomass_energetic | Biomass | EU | Energy demand | 0.23993 | FEC
IT | TYNDP2026 | LEV | 2035 | TWh | 157 | Sub_sector | Industry | Food | Industry (food) | Energetic | industry_food_demand_coal_energetic | Solids | EU | Energy demand | 0 | FEC
IT | TYNDP2026 | LEV | 2035 | TWh | 158 | Sub_sector | Industry | Food | Industry (food) | Energetic | industry_food_demand_oil_energetic | Liquids | EU | Energy demand | 0.30838 | FEC
IT | TYNDP2026 | LEV | 2035 | TWh | 159 | Sub_sector | Industry | Food | Industry (food) | Energetic | industry_food_demand_others_energetic | Others | EU | Energy demand | 0 | FEC
IT | TYNDP2026 | LEV | 2035 | TWh | 160 | Sub_sector | Industry | Food | Industry (food) | Energetic | industry_food_demand_ammonia_energetic | Ammonia | EU | Energy demand | 0 | FEC
IT | TYNDP2026 | LEV | 2035 | TWh | 162 | Sub_sector | Industry | Metals | Industry (metal) | Energetic | industry_metal_demand_electricity_energetic | Electricity | EU | Energy demand | 2.2989 | FEC
IT | TYNDP2026 | LEV | 2035 | TWh | 163 | Sub_sector | Industry | Metals | Industry (metal) | Energetic | industry_metal_demand_hydrogen_energetic | Hydrogen | EU | Energy demand | 0 | FEC
IT | TYNDP2026 | LEV | 2035 | TWh | 164 | Sub_sector | Industry | Metals | Industry (metal) | Energetic | industry_metal_demand_methane_energetic | Methane | EU | Energy demand | 5.4507 | FEC
IT | TYNDP2026 | LEV | 2035 | TWh | 165 | Sub_sector | Industry | Metals | Industry (metal) | Energetic | industry_metal_demand_heat_energetic | Heat | EU | Energy demand | 0.01771 | FEC
IT | TYNDP2026 | LEV | 2035 | TWh | 166 | Sub_sector | Industry | Metals | Industry (metal) | Energetic | industry_metal_demand_biomass_energetic | Biomass | EU | Energy demand | 0 | FEC
IT | TYNDP2026 | LEV | 2035 | TWh | 167 | Sub_sector | Industry | Metals | Industry (metal) | Energetic | industry_metal_demand_coal_energetic | Solids | EU | Energy demand | 0.35357 | FEC
IT | TYNDP2026 | LEV | 2035 | TWh | 168 | Sub_sector | Industry | Metals | Industry (metal) | Energetic | industry_metal_demand_oil_energetic | Liquids | EU | Energy demand | 0.86167 | FEC
IT | TYNDP2026 | LEV | 2035 | TWh | 169 | Sub_sector | Industry | Metals | Industry (metal) | Energetic | industry_metal_demand_others_energetic | Others | EU | Energy demand | 0 | FEC
IT | TYNDP2026 | LEV | 2035 | TWh | 170 | Sub_sector | Industry | Metals | Industry (metal) | Energetic | industry_metal_demand_ammonia_energetic | Ammonia | EU | Energy demand | 0 | FEC
IT | TYNDP2026 | LEV | 2035 | TWh | 172 | Sub_sector | Industry | Others | Industry (other, energetic) | Energetic | industry_other_demand_electricity_energetic | Electricity | EU | Energy demand | 55.6153 | FEC
IT | TYNDP2026 | LEV | 2035 | TWh | 173 | Sub_sector | Industry | Others | Industry (other, energetic) | Energetic | industry_other_demand_hydrogen_energetic | Hydrogen | EU | Energy demand | 2.2522 | FEC
IT | TYNDP2026 | LEV | 2035 | TWh | 174 | Sub_sector | Industry | Others | Industry (other, energetic) | Energetic | industry_other_demand_methane_energetic | Methane | EU | Energy demand | 35.8388 | FEC
IT | TYNDP2026 | LEV | 2035 | TWh | 175 | Sub_sector | Industry | Others | Industry (other, energetic) | Energetic | industry_other_demand_heat_energetic | Heat | EU | Energy demand | 0 | FEC
IT | TYNDP2026 | LEV | 2035 | TWh | 176 | Sub_sector | Industry | Others | Industry (other, energetic) | Energetic | industry_other_demand_biomass_energetic | Biomass | EU | Energy demand | 5.7919 | FEC
IT | TYNDP2026 | LEV | 2035 | TWh | 177 | Sub_sector | Industry | Others | Industry (other, energetic) | Energetic | industry_other_demand_coal_energetic | Solids | EU | Energy demand | 1.0568 | FEC
IT | TYNDP2026 | LEV | 2035 | TWh | 178 | Sub_sector | Industry | Others | Industry (other, energetic) | Energetic | industry_other_demand_oil_energetic | Liquids | EU | Energy demand | 27.1675 | FEC
IT | TYNDP2026 | LEV | 2035 | TWh | 179 | Sub_sector | Industry | Others | Industry (other, energetic) | Energetic | industry_other_demand_others_energetic | Others | EU | Energy demand | 0 | FEC
IT | TYNDP2026 | LEV | 2035 | TWh | 180 | Sub_sector | Industry | Others | Industry (other, energetic) | Energetic | industry_other_demand_ammonia_energetic | Ammonia | EU | Energy demand | 0 | FEC
IT | TYNDP2026 | LEV | 2035 | TWh | 182 | Sub_sector | Industry | Others | Industry (other, non-energetic) | Non-energetic | industry_other_demand_electricity_non_energetic | Electricity | EU | Energy demand | 0 | not_included_in_FEC
IT | TYNDP2026 | LEV | 2035 | TWh | 183 | Sub_sector | Industry | Others | Industry (other, non-energetic) | Non-energetic | industry_other_demand_hydrogen_non_energetic | Hydrogen | EU | Energy demand | 0 | not_included_in_FEC
IT | TYNDP2026 | LEV | 2035 | TWh | 184 | Sub_sector | Industry | Others | Industry (other, non-energetic) | Non-energetic | industry_other_demand_methane_non_energetic | Methane | EU | Energy demand | 5.5492 | not_included_in_FEC
IT | TYNDP2026 | LEV | 2035 | TWh | 185 | Sub_sector | Industry | Others | Industry (other, non-energetic) | Non-energetic | industry_other_demand_heat_non_energetic | Heat | EU | Energy demand | 0 | not_included_in_FEC
IT | TYNDP2026 | LEV | 2035 | TWh | 186 | Sub_sector | Industry | Others | Industry (other, non-energetic) | Non-energetic | industry_other_demand_biomass_non_energetic | Biomass | EU | Energy demand | 0 | not_included_in_FEC
IT | TYNDP2026 | LEV | 2035 | TWh | 187 | Sub_sector | Industry | Others | Industry (other, non-energetic) | Non-energetic | industry_other_demand_coal_non_energetic | Solids | EU | Energy demand | 0 | not_included_in_FEC
IT | TYNDP2026 | LEV | 2035 | TWh | 188 | Sub_sector | Industry | Others | Industry (other, non-energetic) | Non-energetic | industry_other_demand_oil_non_energetic | Liquids | EU | Energy demand | 16.6475 | not_included_in_FEC
IT | TYNDP2026 | LEV | 2035 | TWh | 189 | Sub_sector | Industry | Others | Industry (other, non-energetic) | Non-energetic | industry_other_demand_others_non_energetic | Others | EU | Energy demand | 0 | not_included_in_FEC
IT | TYNDP2026 | LEV | 2035 | TWh | 190 | Sub_sector | Industry | Others | Industry (other, non-energetic) | Non-energetic | industry_other_demand_ammonia_non_energetic | Ammonia | EU | Energy demand | 0 | not_included_in_FEC
IT | TYNDP2026 | LEV | 2035 | TWh | 192 | Sub_sector | Industry | Paper | Industry (paper) | Energetic | industry_paper_demand_electricity_energetic | Electricity | EU | Energy demand | 6.0295 | FEC
IT | TYNDP2026 | LEV | 2035 | TWh | 193 | Sub_sector | Industry | Paper | Industry (paper) | Energetic | industry_paper_demand_hydrogen_energetic | Hydrogen | EU | Energy demand | 1.2407 | FEC
IT | TYNDP2026 | LEV | 2035 | TWh | 194 | Sub_sector | Industry | Paper | Industry (paper) | Energetic | industry_paper_demand_methane_energetic | Methane | EU | Energy demand | 11.66 | FEC
IT | TYNDP2026 | LEV | 2035 | TWh | 195 | Sub_sector | Industry | Paper | Industry (paper) | Energetic | industry_paper_demand_heat_energetic | Heat | EU | Energy demand | 0 | FEC
IT | TYNDP2026 | LEV | 2035 | TWh | 196 | Sub_sector | Industry | Paper | Industry (paper) | Energetic | industry_paper_demand_biomass_energetic | Biomass | EU | Energy demand | 0 | FEC
IT | TYNDP2026 | LEV | 2035 | TWh | 197 | Sub_sector | Industry | Paper | Industry (paper) | Energetic | industry_paper_demand_coal_energetic | Solids | EU | Energy demand | 0 | FEC
IT | TYNDP2026 | LEV | 2035 | TWh | 198 | Sub_sector | Industry | Paper | Industry (paper) | Energetic | industry_paper_demand_oil_energetic | Liquids | EU | Energy demand | 0 | FEC
IT | TYNDP2026 | LEV | 2035 | TWh | 199 | Sub_sector | Industry | Paper | Industry (paper) | Energetic | industry_paper_demand_others_energetic | Others | EU | Energy demand | 0 | FEC
IT | TYNDP2026 | LEV | 2035 | TWh | 200 | Sub_sector | Industry | Paper | Industry (paper) | Energetic | industry_paper_demand_ammonia_energetic | Ammonia | EU | Energy demand | 0 | FEC
IT | TYNDP2026 | LEV | 2035 | TWh | 202 | Sub_sector | Industry | Refineries | Industry (refineries, energetic) | Energetic | industry_refinery_demand_electricity_energetic | Electricity | EU | Energy demand | 5.5382 | not_included_in_FEC
IT | TYNDP2026 | LEV | 2035 | TWh | 203 | Sub_sector | Industry | Refineries | Industry (refineries, energetic) | Energetic | industry_refinery_demand_hydrogen_energetic | Hydrogen | EU | Energy demand | 2.4612 | not_included_in_FEC
IT | TYNDP2026 | LEV | 2035 | TWh | 204 | Sub_sector | Industry | Refineries | Industry (refineries, energetic) | Energetic | industry_refinery_demand_methane_energetic | Methane | EU | Energy demand | 13.6736 | not_included_in_FEC
IT | TYNDP2026 | LEV | 2035 | TWh | 205 | Sub_sector | Industry | Refineries | Industry (refineries, energetic) | Energetic | industry_refinery_demand_heat_energetic | Heat | EU | Energy demand | 8.7283 | not_included_in_FEC
IT | TYNDP2026 | LEV | 2035 | TWh | 206 | Sub_sector | Industry | Refineries | Industry (refineries, energetic) | Energetic | industry_refinery_demand_biomass_energetic | Biomass | EU | Energy demand | 0 | not_included_in_FEC
IT | TYNDP2026 | LEV | 2035 | TWh | 207 | Sub_sector | Industry | Refineries | Industry (refineries, energetic) | Energetic | industry_refinery_demand_coal_energetic | Solids | EU | Energy demand | 0 | not_included_in_FEC
IT | TYNDP2026 | LEV | 2035 | TWh | 208 | Sub_sector | Industry | Refineries | Industry (refineries, energetic) | Energetic | industry_refinery_demand_oil_energetic | Liquids | EU | Energy demand | 25.8705 | not_included_in_FEC
IT | TYNDP2026 | LEV | 2035 | TWh | 209 | Sub_sector | Industry | Refineries | Industry (refineries, energetic) | Energetic | industry_refinery_demand_others_energetic | Others | EU | Energy demand | 0 | not_included_in_FEC
IT | TYNDP2026 | LEV | 2035 | TWh | 210 | Sub_sector | Industry | Refineries | Industry (refineries, energetic) | Energetic | industry_refinery_demand_ammonia_energetic | Ammonia | EU | Energy demand | 0 | not_included_in_FEC
IT | TYNDP2026 | LEV | 2035 | TWh | 212 | Sub_sector | Industry | Refineries | Industry (refineries, non-energetic) | Non-energetic | industry_refinery_demand_electricity_non_energetic | Electricity | EU | Energy demand | 0 | not_included_in_FEC
IT | TYNDP2026 | LEV | 2035 | TWh | 213 | Sub_sector | Industry | Refineries | Industry (refineries, non-energetic) | Non-energetic | industry_refinery_demand_hydrogen_non_energetic | Hydrogen | EU | Energy demand | 0 | not_included_in_FEC
IT | TYNDP2026 | LEV | 2035 | TWh | 214 | Sub_sector | Industry | Refineries | Industry (refineries, non-energetic) | Non-energetic | industry_refinery_demand_methane_non_energetic | Methane | EU | Energy demand | 0 | not_included_in_FEC
IT | TYNDP2026 | LEV | 2035 | TWh | 215 | Sub_sector | Industry | Refineries | Industry (refineries, non-energetic) | Non-energetic | industry_refinery_demand_heat_non_energetic | Heat | EU | Energy demand | 0 | not_included_in_FEC
IT | TYNDP2026 | LEV | 2035 | TWh | 216 | Sub_sector | Industry | Refineries | Industry (refineries, non-energetic) | Non-energetic | industry_refinery_demand_biomass_non_energetic | Biomass | EU | Energy demand | 0 | not_included_in_FEC
IT | TYNDP2026 | LEV | 2035 | TWh | 217 | Sub_sector | Industry | Refineries | Industry (refineries, non-energetic) | Non-energetic | industry_refinery_demand_coal_non_energetic | Solids | EU | Energy demand | 0 | not_included_in_FEC
IT | TYNDP2026 | LEV | 2035 | TWh | 218 | Sub_sector | Industry | Refineries | Industry (refineries, non-energetic) | Non-energetic | industry_refinery_demand_oil_non_energetic | Liquids | EU | Energy demand | 0 | not_included_in_FEC
IT | TYNDP2026 | LEV | 2035 | TWh | 219 | Sub_sector | Industry | Refineries | Industry (refineries, non-energetic) | Non-energetic | industry_refinery_demand_others_non_energetic | Others | EU | Energy demand | 0 | not_included_in_FEC
IT | TYNDP2026 | LEV | 2035 | TWh | 220 | Sub_sector | Industry | Refineries | Industry (refineries, non-energetic) | Non-energetic | industry_refinery_demand_ammonia_non_energetic | Ammonia | EU | Energy demand | 0 | not_included_in_FEC
IT | TYNDP2026 | LEV | 2035 | TWh | 222 | Sub_sector | Industry | Steel | Industry (steel) | Energetic | industry_steel_demand_electricity_energetic | Electricity | EU | Energy demand | 19.8095 | FEC
IT | TYNDP2026 | LEV | 2035 | TWh | 223 | Sub_sector | Industry | Steel | Industry (steel) | Energetic | industry_steel_demand_hydrogen_energetic | Hydrogen | EU | Energy demand | 1.5064 | FEC
IT | TYNDP2026 | LEV | 2035 | TWh | 224 | Sub_sector | Industry | Steel | Industry (steel) | Energetic | industry_steel_demand_methane_energetic | Methane | EU | Energy demand | 24.5249 | FEC
IT | TYNDP2026 | LEV | 2035 | TWh | 225 | Sub_sector | Industry | Steel | Industry (steel) | Energetic | industry_steel_demand_heat_energetic | Heat | EU | Energy demand | 2.9333 | FEC
IT | TYNDP2026 | LEV | 2035 | TWh | 226 | Sub_sector | Industry | Steel | Industry (steel) | Energetic | industry_steel_demand_biomass_energetic | Biomass | EU | Energy demand | 2.34e-05 | FEC
IT | TYNDP2026 | LEV | 2035 | TWh | 227 | Sub_sector | Industry | Steel | Industry (steel) | Energetic | industry_steel_demand_coal_energetic | Solids | EU | Energy demand | 10.0958 | FEC
IT | TYNDP2026 | LEV | 2035 | TWh | 228 | Sub_sector | Industry | Steel | Industry (steel) | Energetic | industry_steel_demand_oil_energetic | Liquids | EU | Energy demand | 1.1394 | FEC
IT | TYNDP2026 | LEV | 2035 | TWh | 229 | Sub_sector | Industry | Steel | Industry (steel) | Energetic | industry_steel_demand_others_energetic | Others | EU | Energy demand | 0 | FEC
IT | TYNDP2026 | LEV | 2035 | TWh | 230 | Sub_sector | Industry | Steel | Industry (steel) | Energetic | industry_steel_demand_ammonia_energetic | Ammonia | EU | Energy demand | 0 | FEC
IT | TYNDP2026 | LEV | 2035 | TWh | 232 | Sub_sector | Transport | Cars | Transport (cars) | Energetic | transport_cars_final_demand_electricity | Electricity | EU | Energy demand | 18.8304 | FEC
IT | TYNDP2026 | LEV | 2035 | TWh | 233 | Sub_sector | Transport | Cars | Transport (cars) | Energetic | transport_cars_final_demand_hydrogen | Hydrogen | EU | Energy demand | 12.2996 | FEC
IT | TYNDP2026 | LEV | 2035 | TWh | 234 | Sub_sector | Transport | Cars | Transport (cars) | Energetic | transport_cars_final_demand_methane | Methane | EU | Energy demand | 2.4367 | FEC
IT | TYNDP2026 | LEV | 2035 | TWh | 235 | Sub_sector | Transport | Cars | Transport (cars) | Energetic | transport_cars_final_demand_heat | Heat | EU | Energy demand | 0 | FEC
IT | TYNDP2026 | LEV | 2035 | TWh | 236 | Sub_sector | Transport | Cars | Transport (cars) | Energetic | transport_cars_final_demand_biomass | Biomass | EU | Energy demand | 0 | FEC
IT | TYNDP2026 | LEV | 2035 | TWh | 237 | Sub_sector | Transport | Cars | Transport (cars) | Energetic | transport_cars_final_demand_coal | Solids | EU | Energy demand | 0 | FEC
IT | TYNDP2026 | LEV | 2035 | TWh | 238 | Sub_sector | Transport | Cars | Transport (cars) | Energetic | transport_cars_final_demand_oil | Liquids | EU | Energy demand | 150.3174 | FEC
IT | TYNDP2026 | LEV | 2035 | TWh | 239 | Sub_sector | Transport | Cars | Transport (cars) | Energetic | transport_cars_final_demand_other | Others | EU | Energy demand | 0 | FEC
IT | TYNDP2026 | LEV | 2035 | TWh | 240 | Sub_sector | Transport | Cars | Transport (cars) | Energetic | transport_cars_final_demand_ammonia | Ammonia | EU | Energy demand | 0 | FEC
IT | TYNDP2026 | LEV | 2035 | TWh | 242 | Sub_sector | Transport | Busses | Transport (busses) | Energetic | transport_busses_final_demand_electricity | Electricity | EU | Energy demand | 1.0889 | FEC
IT | TYNDP2026 | LEV | 2035 | TWh | 243 | Sub_sector | Transport | Busses | Transport (busses) | Energetic | transport_busses_final_demand_hydrogen | Hydrogen | EU | Energy demand | 0.9593 | FEC
IT | TYNDP2026 | LEV | 2035 | TWh | 244 | Sub_sector | Transport | Busses | Transport (busses) | Energetic | transport_busses_final_demand_methane | Methane | EU | Energy demand | 4.567 | FEC
IT | TYNDP2026 | LEV | 2035 | TWh | 245 | Sub_sector | Transport | Busses | Transport (busses) | Energetic | transport_busses_final_demand_heat | Heat | EU | Energy demand | 0 | FEC
IT | TYNDP2026 | LEV | 2035 | TWh | 246 | Sub_sector | Transport | Busses | Transport (busses) | Energetic | transport_busses_final_demand_biomass | Biomass | EU | Energy demand | 0 | FEC
IT | TYNDP2026 | LEV | 2035 | TWh | 247 | Sub_sector | Transport | Busses | Transport (busses) | Energetic | transport_busses_final_demand_coal | Solids | EU | Energy demand | 0 | FEC
IT | TYNDP2026 | LEV | 2035 | TWh | 248 | Sub_sector | Transport | Busses | Transport (busses) | Energetic | transport_busses_final_demand_oil | Liquids | EU | Energy demand | 10.5543 | FEC
IT | TYNDP2026 | LEV | 2035 | TWh | 249 | Sub_sector | Transport | Busses | Transport (busses) | Energetic | transport_busses_final_demand_other | Others | EU | Energy demand | 0 | FEC
IT | TYNDP2026 | LEV | 2035 | TWh | 250 | Sub_sector | Transport | Busses | Transport (busses) | Energetic | transport_busses_final_demand_ammonia | Ammonia | EU | Energy demand | 0 | FEC
IT | TYNDP2026 | LEV | 2035 | TWh | 252 | Sub_sector | Transport | Trucks | Transport (trucks) | Energetic | transport_trucks_final_demand_electricity | Electricity | EU | Energy demand | 2.1305 | FEC
IT | TYNDP2026 | LEV | 2035 | TWh | 253 | Sub_sector | Transport | Trucks | Transport (trucks) | Energetic | transport_trucks_final_demand_hydrogen | Hydrogen | EU | Energy demand | 3.4197 | FEC
IT | TYNDP2026 | LEV | 2035 | TWh | 254 | Sub_sector | Transport | Trucks | Transport (trucks) | Energetic | transport_trucks_final_demand_methane | Methane | EU | Energy demand | 8.8824 | FEC
IT | TYNDP2026 | LEV | 2035 | TWh | 255 | Sub_sector | Transport | Trucks | Transport (trucks) | Energetic | transport_trucks_final_demand_heat | Heat | EU | Energy demand | 0 | FEC
IT | TYNDP2026 | LEV | 2035 | TWh | 256 | Sub_sector | Transport | Trucks | Transport (trucks) | Energetic | transport_trucks_final_demand_biomass | Biomass | EU | Energy demand | 0 | FEC
IT | TYNDP2026 | LEV | 2035 | TWh | 257 | Sub_sector | Transport | Trucks | Transport (trucks) | Energetic | transport_trucks_final_demand_coal | Solids | EU | Energy demand | 0 | FEC
IT | TYNDP2026 | LEV | 2035 | TWh | 258 | Sub_sector | Transport | Trucks | Transport (trucks) | Energetic | transport_trucks_final_demand_oil | Liquids | EU | Energy demand | 18.9703 | FEC
IT | TYNDP2026 | LEV | 2035 | TWh | 259 | Sub_sector | Transport | Trucks | Transport (trucks) | Energetic | transport_trucks_final_demand_other | Others | EU | Energy demand | 0 | FEC
IT | TYNDP2026 | LEV | 2035 | TWh | 260 | Sub_sector | Transport | Trucks | Transport (trucks) | Energetic | transport_trucks_final_demand_ammonia | Ammonia | EU | Energy demand | 0 | FEC
IT | TYNDP2026 | LEV | 2035 | TWh | 262 | Sub_sector | Transport | Vans | Transport (vans) | Energetic | transport_vans_final_demand_electricity | Electricity | EU | Energy demand | 10.3948 | FEC
IT | TYNDP2026 | LEV | 2035 | TWh | 263 | Sub_sector | Transport | Vans | Transport (vans) | Energetic | transport_vans_final_demand_hydrogen | Hydrogen | EU | Energy demand | 3.1875 | FEC
IT | TYNDP2026 | LEV | 2035 | TWh | 264 | Sub_sector | Transport | Vans | Transport (vans) | Energetic | transport_vans_final_demand_methane | Methane | EU | Energy demand | 4.207 | FEC
IT | TYNDP2026 | LEV | 2035 | TWh | 265 | Sub_sector | Transport | Vans | Transport (vans) | Energetic | transport_vans_final_demand_heat | Heat | EU | Energy demand | 0 | FEC
IT | TYNDP2026 | LEV | 2035 | TWh | 266 | Sub_sector | Transport | Vans | Transport (vans) | Energetic | transport_vans_final_demand_biomass | Biomass | EU | Energy demand | 0 | FEC
IT | TYNDP2026 | LEV | 2035 | TWh | 267 | Sub_sector | Transport | Vans | Transport (vans) | Energetic | transport_vans_final_demand_coal | Solids | EU | Energy demand | 0 | FEC
IT | TYNDP2026 | LEV | 2035 | TWh | 268 | Sub_sector | Transport | Vans | Transport (vans) | Energetic | transport_vans_final_demand_oil | Liquids | EU | Energy demand | 24.2125 | FEC
IT | TYNDP2026 | LEV | 2035 | TWh | 269 | Sub_sector | Transport | Vans | Transport (vans) | Energetic | transport_vans_final_demand_other | Others | EU | Energy demand | 0 | FEC
IT | TYNDP2026 | LEV | 2035 | TWh | 270 | Sub_sector | Transport | Vans | Transport (vans) | Energetic | transport_vans_final_demand_ammonia | Ammonia | EU | Energy demand | 0 | FEC
IT | TYNDP2026 | LEV | 2035 | TWh | 272 | Sub_sector | Transport | Freight trains | Transport (trains) | Energetic | transport_trains_final_demand_electricity | Electricity | EU | Energy demand | 9.5108 | FEC
IT | TYNDP2026 | LEV | 2035 | TWh | 273 | Sub_sector | Transport | Freight trains | Transport (trains) | Energetic | transport_trains_final_demand_hydrogen | Hydrogen | EU | Energy demand | 0.29101 | FEC
IT | TYNDP2026 | LEV | 2035 | TWh | 274 | Sub_sector | Transport | Freight trains | Transport (trains) | Energetic | transport_trains_final_demand_methane | Methane | EU | Energy demand | 0 | FEC
IT | TYNDP2026 | LEV | 2035 | TWh | 275 | Sub_sector | Transport | Freight trains | Transport (trains) | Energetic | transport_trains_final_demand_heat | Heat | EU | Energy demand | 0 | FEC
IT | TYNDP2026 | LEV | 2035 | TWh | 276 | Sub_sector | Transport | Freight trains | Transport (trains) | Energetic | transport_trains_final_demand_biomass | Biomass | EU | Energy demand | 0 | FEC
IT | TYNDP2026 | LEV | 2035 | TWh | 277 | Sub_sector | Transport | Freight trains | Transport (trains) | Energetic | transport_trains_final_demand_coal | Solids | EU | Energy demand | 0 | FEC
IT | TYNDP2026 | LEV | 2035 | TWh | 278 | Sub_sector | Transport | Freight trains | Transport (trains) | Energetic | transport_trains_final_demand_oil | Liquids | EU | Energy demand | 0.57706 | FEC
IT | TYNDP2026 | LEV | 2035 | TWh | 279 | Sub_sector | Transport | Freight trains | Transport (trains) | Energetic | transport_trains_final_demand_other | Others | EU | Energy demand | 0 | FEC
IT | TYNDP2026 | LEV | 2035 | TWh | 280 | Sub_sector | Transport | Freight trains | Transport (trains) | Energetic | transport_trains_final_demand_ammonia | Ammonia | EU | Energy demand | 0 | FEC
IT | TYNDP2026 | LEV | 2035 | TWh | 282 | Sub_sector | Transport | Ships | Transport (ships) | Energetic | transport_ships_final_demand_electricity | Electricity | EU | Energy demand | 0.12752 | FEC
IT | TYNDP2026 | LEV | 2035 | TWh | 283 | Sub_sector | Transport | Ships | Transport (ships) | Energetic | transport_ships_final_demand_hydrogen | Hydrogen | EU | Energy demand | 0.23458 | FEC
IT | TYNDP2026 | LEV | 2035 | TWh | 284 | Sub_sector | Transport | Ships | Transport (ships) | Energetic | transport_ships_final_demand_methane | Methane | EU | Energy demand | 1.228 | FEC
IT | TYNDP2026 | LEV | 2035 | TWh | 285 | Sub_sector | Transport | Ships | Transport (ships) | Energetic | transport_ships_final_demand_heat | Heat | EU | Energy demand | 0 | FEC
IT | TYNDP2026 | LEV | 2035 | TWh | 286 | Sub_sector | Transport | Ships | Transport (ships) | Energetic | transport_ships_final_demand_biomass | Biomass | EU | Energy demand | 0 | FEC
IT | TYNDP2026 | LEV | 2035 | TWh | 287 | Sub_sector | Transport | Ships | Transport (ships) | Energetic | transport_ships_final_demand_coal | Solids | EU | Energy demand | 0 | FEC
IT | TYNDP2026 | LEV | 2035 | TWh | 288 | Sub_sector | Transport | Ships | Transport (ships) | Energetic | transport_ships_final_demand_oil | Liquids | EU | Energy demand | 3.3438 | FEC
IT | TYNDP2026 | LEV | 2035 | TWh | 289 | Sub_sector | Transport | Ships | Transport (ships) | Energetic | transport_ships_final_demand_other | Others | EU | Energy demand | 0 | FEC
IT | TYNDP2026 | LEV | 2035 | TWh | 290 | Sub_sector | Transport | Ships | Transport (ships) | Energetic | transport_ships_final_demand_ammonia | Ammonia | EU | Energy demand | 0 | FEC
IT | TYNDP2026 | LEV | 2035 | TWh | 292 | Sub_sector | Transport | Planes | Transport (planes) | Energetic | transport_planes_final_demand_electricity | Electricity | EU | Energy demand | 0.27208 | FEC
IT | TYNDP2026 | LEV | 2035 | TWh | 293 | Sub_sector | Transport | Planes | Transport (planes) | Energetic | transport_planes_final_demand_hydrogen | Hydrogen | EU | Energy demand | 0.17019 | FEC
IT | TYNDP2026 | LEV | 2035 | TWh | 294 | Sub_sector | Transport | Planes | Transport (planes) | Energetic | transport_planes_final_demand_methane | Methane | EU | Energy demand | 0 | FEC
IT | TYNDP2026 | LEV | 2035 | TWh | 295 | Sub_sector | Transport | Planes | Transport (planes) | Energetic | transport_planes_final_demand_heat | Heat | EU | Energy demand | 0 | FEC
IT | TYNDP2026 | LEV | 2035 | TWh | 296 | Sub_sector | Transport | Planes | Transport (planes) | Energetic | transport_planes_final_demand_biomass | Biomass | EU | Energy demand | 0 | FEC
IT | TYNDP2026 | LEV | 2035 | TWh | 297 | Sub_sector | Transport | Planes | Transport (planes) | Energetic | transport_planes_final_demand_coal | Solids | EU | Energy demand | 0 | FEC
IT | TYNDP2026 | LEV | 2035 | TWh | 298 | Sub_sector | Transport | Planes | Transport (planes) | Energetic | transport_planes_final_demand_oil | Liquids | EU | Energy demand | 21.2324 | FEC
IT | TYNDP2026 | LEV | 2035 | TWh | 299 | Sub_sector | Transport | Planes | Transport (planes) | Energetic | transport_planes_final_demand_other | Others | EU | Energy demand | 0 | FEC
IT | TYNDP2026 | LEV | 2035 | TWh | 300 | Sub_sector | Transport | Planes | Transport (planes) | Energetic | transport_planes_final_demand_ammonia | Ammonia | EU | Energy demand | 0 | FEC
IT | TYNDP2026 | LEV | 2035 | TWh | 302 | Sub_sector | Transport | Others | Transport (others) | Energetic | transport_other_final_demand_electricity | Electricity | EU | Energy demand | 0.037795 | FEC
IT | TYNDP2026 | LEV | 2035 | TWh | 303 | Sub_sector | Transport | Others | Transport (others) | Energetic | transport_other_final_demand_hydrogen | Hydrogen | EU | Energy demand | 0 | FEC
IT | TYNDP2026 | LEV | 2035 | TWh | 304 | Sub_sector | Transport | Others | Transport (others) | Energetic | transport_other_final_demand_methane | Methane | EU | Energy demand | 0 | FEC
IT | TYNDP2026 | LEV | 2035 | TWh | 305 | Sub_sector | Transport | Others | Transport (others) | Energetic | transport_other_final_demand_heat | Heat | EU | Energy demand | 0 | FEC
IT | TYNDP2026 | LEV | 2035 | TWh | 306 | Sub_sector | Transport | Others | Transport (others) | Energetic | transport_other_final_demand_biomass | Biomass | EU | Energy demand | 0 | FEC
IT | TYNDP2026 | LEV | 2035 | TWh | 307 | Sub_sector | Transport | Others | Transport (others) | Energetic | transport_other_final_demand_coal | Solids | EU | Energy demand | 0 | FEC
IT | TYNDP2026 | LEV | 2035 | TWh | 308 | Sub_sector | Transport | Others | Transport (others) | Energetic | transport_other_final_demand_oil | Liquids | EU | Energy demand | 9.1258 | FEC
IT | TYNDP2026 | LEV | 2035 | TWh | 309 | Sub_sector | Transport | Others | Transport (others) | Energetic | transport_other_final_demand_other | Others | EU | Energy demand | 0 | FEC
IT | TYNDP2026 | LEV | 2035 | TWh | 310 | Sub_sector | Transport | Others | Transport (others) | Energetic | transport_other_final_demand_ammonia | Ammonia | EU | Energy demand | 0 | FEC
IT | TYNDP2026 | LEV | 2035 | TWh | 312 | Sub_sector | International transport | International aviation | Transport (int. aviation) | Energetic | transport_int_aviation_final_demand_electricity | Electricity | EU | Energy demand | 0 | FEC
IT | TYNDP2026 | LEV | 2035 | TWh | 313 | Sub_sector | International transport | International aviation | Transport (int. aviation) | Energetic | transport_int_aviation_final_demand_hydrogen | Hydrogen | EU | Energy demand | 0.71645 | FEC
IT | TYNDP2026 | LEV | 2035 | TWh | 314 | Sub_sector | International transport | International aviation | Transport (int. aviation) | Energetic | transport_int_aviation_final_demand_methane | Methane | EU | Energy demand | 0 | FEC
IT | TYNDP2026 | LEV | 2035 | TWh | 315 | Sub_sector | International transport | International aviation | Transport (int. aviation) | Energetic | transport_int_aviation_final_demand_heat | Heat | EU | Energy demand | 0 | FEC
IT | TYNDP2026 | LEV | 2035 | TWh | 316 | Sub_sector | International transport | International aviation | Transport (int. aviation) | Energetic | transport_int_aviation_final_demand_biofuels | Biomass | EU | Energy demand | 0 | FEC
IT | TYNDP2026 | LEV | 2035 | TWh | 317 | Sub_sector | International transport | International aviation | Transport (int. aviation) | Energetic | transport_int_aviation_final_demand_coal | Solids | EU | Energy demand | 0 | FEC
IT | TYNDP2026 | LEV | 2035 | TWh | 318 | Sub_sector | International transport | International aviation | Transport (int. aviation) | Energetic | transport_int_aviation_final_demand_oil | Liquids | EU | Energy demand | 45.7071 | FEC
IT | TYNDP2026 | LEV | 2035 | TWh | 319 | Sub_sector | International transport | International aviation | Transport (int. aviation) | Energetic | transport_int_aviation_final_demand_other | Others | EU | Energy demand | 0 | FEC
IT | TYNDP2026 | LEV | 2035 | TWh | 320 | Sub_sector | International transport | International aviation | Transport (int. aviation) | Energetic | transport_int_aviation_final_demand_ammonia | Ammonia | EU | Energy demand | 0 | FEC
IT | TYNDP2026 | LEV | 2035 | TWh | 322 | Sub_sector | International transport | International shipping | Transport (int. shipping) | Energetic | transport_int_shipping_final_demand_electricity | Electricity | EU | Energy demand | 0 | not_included_in_FEC
IT | TYNDP2026 | LEV | 2035 | TWh | 323 | Sub_sector | International transport | International shipping | Transport (int. shipping) | Energetic | transport_int_shipping_final_demand_hydrogen | Hydrogen | EU | Energy demand | 1.4471 | not_included_in_FEC
IT | TYNDP2026 | LEV | 2035 | TWh | 324 | Sub_sector | International transport | International shipping | Transport (int. shipping) | Energetic | transport_int_shipping_final_demand_methane | Methane | EU | Energy demand | 10.3067 | not_included_in_FEC
IT | TYNDP2026 | LEV | 2035 | TWh | 325 | Sub_sector | International transport | International shipping | Transport (int. shipping) | Energetic | transport_int_shipping_final_demand_heat | Heat | EU | Energy demand | 0 | not_included_in_FEC
IT | TYNDP2026 | LEV | 2035 | TWh | 326 | Sub_sector | International transport | International shipping | Transport (int. shipping) | Energetic | transport_int_shipping_final_demand_biofuels | Biomass | EU | Energy demand | 0 | not_included_in_FEC
IT | TYNDP2026 | LEV | 2035 | TWh | 327 | Sub_sector | International transport | International shipping | Transport (int. shipping) | Energetic | transport_int_shipping_final_demand_coal | Solids | EU | Energy demand | 0 | not_included_in_FEC
IT | TYNDP2026 | LEV | 2035 | TWh | 328 | Sub_sector | International transport | International shipping | Transport (int. shipping) | Energetic | transport_int_shipping_final_demand_oil | Liquids | EU | Energy demand | 17.4637 | not_included_in_FEC
IT | TYNDP2026 | LEV | 2035 | TWh | 329 | Sub_sector | International transport | International shipping | Transport (int. shipping) | Energetic | transport_int_shipping_final_demand_other | Others | EU | Energy demand | 0 | not_included_in_FEC
IT | TYNDP2026 | LEV | 2035 | TWh | 330 | Sub_sector | International transport | International shipping | Transport (int. shipping) | Energetic | transport_int_shipping_final_demand_ammonia | Ammonia | EU | Energy demand | 0 | not_included_in_FEC
IT | TYNDP2026 | LEV | 2035 | TWh | 332 | Sub_sector | Households | Space heating | Households (heating) | Energetic | households_heating_final_demand_electricity | Electricity | EU | Energy demand | 12.0266 | FEC
IT | TYNDP2026 | LEV | 2035 | TWh | 333 | Sub_sector | Households | Space heating | Households (heating) | Energetic | households_heating_final_demand_hydrogen | Hydrogen | EU | Energy demand | 2.2241 | FEC
IT | TYNDP2026 | LEV | 2035 | TWh | 334 | Sub_sector | Households | Space heating | Households (heating) | Energetic | households_heating_final_demand_methane | Methane | EU | Energy demand | 92.3739 | FEC
IT | TYNDP2026 | LEV | 2035 | TWh | 335 | Sub_sector | Households | Space heating | Households (heating) | Energetic | households_heating_final_demand_heat | Heat | EU | Energy demand | 7.1984 | FEC
IT | TYNDP2026 | LEV | 2035 | TWh | 336 | Sub_sector | Households | Space heating | Households (heating) | Energetic | households_heating_final_demand_biomass | Biomass | EU | Energy demand | 52.1379 | FEC
IT | TYNDP2026 | LEV | 2035 | TWh | 337 | Sub_sector | Households | Space heating | Households (heating) | Energetic | households_heating_final_demand_coal | Solids | EU | Energy demand | 0 | FEC
IT | TYNDP2026 | LEV | 2035 | TWh | 338 | Sub_sector | Households | Space heating | Households (heating) | Energetic | households_heating_final_demand_oil | Liquids | EU | Energy demand | 2.7452 | FEC
IT | TYNDP2026 | LEV | 2035 | TWh | 339 | Sub_sector | Households | Space heating | Households (heating) | Energetic | households_heating_final_demand_other | Others | EU | Energy demand | 0 | FEC
IT | TYNDP2026 | LEV | 2035 | TWh | 340 | Sub_sector | Households | Space heating | Households (heating) | Energetic | households_heating_final_demand_ammonia | Ammonia | EU | Energy demand | 0 | FEC
IT | TYNDP2026 | LEV | 2035 | TWh | 343 | Sub_sector | Households | Cooling | Households (cooling) | Energetic | households_cooling_final_demand_electricity | Electricity | EU | Energy demand | 5.5208 | FEC
IT | TYNDP2026 | LEV | 2035 | TWh | 344 | Sub_sector | Households | Cooling | Households (cooling) | Energetic | households_cooling_final_demand_hydrogen | Hydrogen | EU | Energy demand | 0 | FEC
IT | TYNDP2026 | LEV | 2035 | TWh | 345 | Sub_sector | Households | Cooling | Households (cooling) | Energetic | households_cooling_final_demand_methane | Methane | EU | Energy demand | 0 | FEC
IT | TYNDP2026 | LEV | 2035 | TWh | 346 | Sub_sector | Households | Cooling | Households (cooling) | Energetic | households_cooling_final_demand_heat | Heat | EU | Energy demand | 0 | FEC
IT | TYNDP2026 | LEV | 2035 | TWh | 347 | Sub_sector | Households | Cooling | Households (cooling) | Energetic | households_cooling_final_demand_biomass | Biomass | EU | Energy demand | 0 | FEC
IT | TYNDP2026 | LEV | 2035 | TWh | 348 | Sub_sector | Households | Cooling | Households (cooling) | Energetic | households_cooling_final_demand_coal | Solids | EU | Energy demand | 0 | FEC
IT | TYNDP2026 | LEV | 2035 | TWh | 349 | Sub_sector | Households | Cooling | Households (cooling) | Energetic | households_cooling_final_demand_oil | Liquids | EU | Energy demand | 0 | FEC
IT | TYNDP2026 | LEV | 2035 | TWh | 350 | Sub_sector | Households | Cooling | Households (cooling) | Energetic | households_cooling_final_demand_other | Others | EU | Energy demand | 0 | FEC
IT | TYNDP2026 | LEV | 2035 | TWh | 351 | Sub_sector | Households | Cooling | Households (cooling) | Energetic | households_cooling_final_demand_ammonia | Ammonia | EU | Energy demand | 0 | FEC
IT | TYNDP2026 | LEV | 2035 | TWh | 354 | Sub_sector | Households | Hot water | Households (hot water) | Energetic | households_hot_water_final_demand_electricity | Electricity | EU | Energy demand | 3.9593 | FEC
IT | TYNDP2026 | LEV | 2035 | TWh | 355 | Sub_sector | Households | Hot water | Households (hot water) | Energetic | households_hot_water_final_demand_hydrogen | Hydrogen | EU | Energy demand | 0.50101 | FEC
IT | TYNDP2026 | LEV | 2035 | TWh | 356 | Sub_sector | Households | Hot water | Households (hot water) | Energetic | households_hot_water_final_demand_methane | Methane | EU | Energy demand | 24.6571 | FEC
IT | TYNDP2026 | LEV | 2035 | TWh | 357 | Sub_sector | Households | Hot water | Households (hot water) | Energetic | households_hot_water_final_demand_heat | Heat | EU | Energy demand | 2.1212 | FEC
IT | TYNDP2026 | LEV | 2035 | TWh | 358 | Sub_sector | Households | Hot water | Households (hot water) | Energetic | households_hot_water_final_demand_biomass | Biomass | EU | Energy demand | 9.8558 | FEC
IT | TYNDP2026 | LEV | 2035 | TWh | 359 | Sub_sector | Households | Hot water | Households (hot water) | Energetic | households_hot_water_final_demand_coal | Solids | EU | Energy demand | 0 | FEC
IT | TYNDP2026 | LEV | 2035 | TWh | 360 | Sub_sector | Households | Hot water | Households (hot water) | Energetic | households_hot_water_final_demand_oil | Liquids | EU | Energy demand | 0.29975 | FEC
IT | TYNDP2026 | LEV | 2035 | TWh | 361 | Sub_sector | Households | Hot water | Households (hot water) | Energetic | households_hot_water_final_demand_other | Others | EU | Energy demand | 1.3202 | FEC
IT | TYNDP2026 | LEV | 2035 | TWh | 362 | Sub_sector | Households | Hot water | Households (hot water) | Energetic | households_hot_water_final_demand_ammonia | Ammonia | EU | Energy demand | 0 | FEC
IT | TYNDP2026 | LEV | 2035 | TWh | 365 | Sub_sector | Households | Appliances | Households (appliances) | Energetic | households_appliances_final_demand_electricity | Electricity | EU | Energy demand | 53.2474 | FEC
IT | TYNDP2026 | LEV | 2035 | TWh | 366 | Sub_sector | Households | Appliances | Households (appliances) | Energetic | households_appliances_final_demand_hydrogen | Hydrogen | EU | Energy demand | 0 | FEC
IT | TYNDP2026 | LEV | 2035 | TWh | 367 | Sub_sector | Households | Appliances | Households (appliances) | Energetic | households_appliances_final_demand_methane | Methane | EU | Energy demand | 16.0487 | FEC
IT | TYNDP2026 | LEV | 2035 | TWh | 368 | Sub_sector | Households | Appliances | Households (appliances) | Energetic | households_appliances_final_demand_heat | Heat | EU | Energy demand | 0 | FEC
IT | TYNDP2026 | LEV | 2035 | TWh | 369 | Sub_sector | Households | Appliances | Households (appliances) | Energetic | households_appliances_final_demand_biomass | Biomass | EU | Energy demand | 0.19743 | FEC
IT | TYNDP2026 | LEV | 2035 | TWh | 370 | Sub_sector | Households | Appliances | Households (appliances) | Energetic | households_appliances_final_demand_coal | Solids | EU | Energy demand | 0 | FEC
IT | TYNDP2026 | LEV | 2035 | TWh | 371 | Sub_sector | Households | Appliances | Households (appliances) | Energetic | households_appliances_final_demand_oil | Liquids | EU | Energy demand | 0 | FEC
IT | TYNDP2026 | LEV | 2035 | TWh | 372 | Sub_sector | Households | Appliances | Households (appliances) | Energetic | households_appliances_final_demand_other | Others | EU | Energy demand | 0 | FEC
IT | TYNDP2026 | LEV | 2035 | TWh | 373 | Sub_sector | Households | Appliances | Households (appliances) | Energetic | households_appliances_final_demand_ammonia | Ammonia | EU | Energy demand | 0 | FEC
IT | TYNDP2026 | LEV | 2035 | TWh | 375 | Sub_sector | Buildings | Space heating | Buildings (heat) | Energetic | buildings_heat_final_demand_electricity | Electricity | EU | Energy demand | 16.7113 | FEC
IT | TYNDP2026 | LEV | 2035 | TWh | 376 | Sub_sector | Buildings | Space heating | Buildings (heat) | Energetic | buildings_heat_final_demand_hydrogen | Hydrogen | EU | Energy demand | 1.1458 | FEC
IT | TYNDP2026 | LEV | 2035 | TWh | 377 | Sub_sector | Buildings | Space heating | Buildings (heat) | Energetic | buildings_heat_final_demand_methane | Methane | EU | Energy demand | 16.4486 | FEC
IT | TYNDP2026 | LEV | 2035 | TWh | 378 | Sub_sector | Buildings | Space heating | Buildings (heat) | Energetic | buildings_heat_final_demand_heat | Heat | EU | Energy demand | 5.1455 | FEC
IT | TYNDP2026 | LEV | 2035 | TWh | 379 | Sub_sector | Buildings | Space heating | Buildings (heat) | Energetic | buildings_heat_final_demand_biomass | Biomass | EU | Energy demand | 2.4059 | FEC
IT | TYNDP2026 | LEV | 2035 | TWh | 380 | Sub_sector | Buildings | Space heating | Buildings (heat) | Energetic | buildings_heat_final_demand_coal | Solids | EU | Energy demand | 0 | FEC
IT | TYNDP2026 | LEV | 2035 | TWh | 381 | Sub_sector | Buildings | Space heating | Buildings (heat) | Energetic | buildings_heat_final_demand_oil | Liquids | EU | Energy demand | 0.17538 | FEC
IT | TYNDP2026 | LEV | 2035 | TWh | 382 | Sub_sector | Buildings | Space heating | Buildings (heat) | Energetic | buildings_heat_final_demand_other | Others | EU | Energy demand | 0.045031 | FEC
IT | TYNDP2026 | LEV | 2035 | TWh | 383 | Sub_sector | Buildings | Space heating | Buildings (heat) | Energetic | buildings_heat_final_demand_ammonia | Ammonia | EU | Energy demand | 0 | FEC
IT | TYNDP2026 | LEV | 2035 | TWh | 386 | Sub_sector | Buildings | Cooling | Buildings (cooling) | Energetic | buildings_cooling_final_demand_electricity | Electricity | EU | Energy demand | 12.1936 | FEC
IT | TYNDP2026 | LEV | 2035 | TWh | 387 | Sub_sector | Buildings | Cooling | Buildings (cooling) | Energetic | buildings_cooling_final_demand_hydrogen | Hydrogen | EU | Energy demand | 0 | FEC
IT | TYNDP2026 | LEV | 2035 | TWh | 388 | Sub_sector | Buildings | Cooling | Buildings (cooling) | Energetic | buildings_cooling_final_demand_methane | Methane | EU | Energy demand | 0.21003 | FEC
IT | TYNDP2026 | LEV | 2035 | TWh | 389 | Sub_sector | Buildings | Cooling | Buildings (cooling) | Energetic | buildings_cooling_final_demand_heat | Heat | EU | Energy demand | 0 | FEC
IT | TYNDP2026 | LEV | 2035 | TWh | 390 | Sub_sector | Buildings | Cooling | Buildings (cooling) | Energetic | buildings_cooling_final_demand_biomass | Biomass | EU | Energy demand | 0 | FEC
IT | TYNDP2026 | LEV | 2035 | TWh | 391 | Sub_sector | Buildings | Cooling | Buildings (cooling) | Energetic | buildings_cooling_final_demand_coal | Solids | EU | Energy demand | 0 | FEC
IT | TYNDP2026 | LEV | 2035 | TWh | 392 | Sub_sector | Buildings | Cooling | Buildings (cooling) | Energetic | buildings_cooling_final_demand_oil | Liquids | EU | Energy demand | 0 | FEC
IT | TYNDP2026 | LEV | 2035 | TWh | 393 | Sub_sector | Buildings | Cooling | Buildings (cooling) | Energetic | buildings_cooling_final_demand_other | Others | EU | Energy demand | 0 | FEC
IT | TYNDP2026 | LEV | 2035 | TWh | 394 | Sub_sector | Buildings | Cooling | Buildings (cooling) | Energetic | buildings_cooling_final_demand_ammonia | Ammonia | EU | Energy demand | 0 | FEC
IT | TYNDP2026 | LEV | 2035 | TWh | 397 | Sub_sector | Buildings | Appliances | Buildings (appliances) | Energetic | buildings_appliances_final_demand_electricity | Electricity | EU | Energy demand | 47.0565 | FEC
IT | TYNDP2026 | LEV | 2035 | TWh | 398 | Sub_sector | Buildings | Appliances | Buildings (appliances) | Energetic | buildings_appliances_final_demand_hydrogen | Hydrogen | EU | Energy demand | 0 | FEC
IT | TYNDP2026 | LEV | 2035 | TWh | 399 | Sub_sector | Buildings | Appliances | Buildings (appliances) | Energetic | buildings_appliances_final_demand_methane | Methane | EU | Energy demand | 27.7904 | FEC
IT | TYNDP2026 | LEV | 2035 | TWh | 400 | Sub_sector | Buildings | Appliances | Buildings (appliances) | Energetic | buildings_appliances_final_demand_heat | Heat | EU | Energy demand | 0 | FEC
IT | TYNDP2026 | LEV | 2035 | TWh | 401 | Sub_sector | Buildings | Appliances | Buildings (appliances) | Energetic | buildings_appliances_final_demand_biomass | Biomass | EU | Energy demand | 0 | FEC
IT | TYNDP2026 | LEV | 2035 | TWh | 402 | Sub_sector | Buildings | Appliances | Buildings (appliances) | Energetic | buildings_appliances_final_demand_coal | Solids | EU | Energy demand | 0 | FEC
IT | TYNDP2026 | LEV | 2035 | TWh | 403 | Sub_sector | Buildings | Appliances | Buildings (appliances) | Energetic | buildings_appliances_final_demand_oil | Liquids | EU | Energy demand | 0 | FEC
IT | TYNDP2026 | LEV | 2035 | TWh | 404 | Sub_sector | Buildings | Appliances | Buildings (appliances) | Energetic | buildings_appliances_final_demand_other | Others | EU | Energy demand | 0 | FEC
IT | TYNDP2026 | LEV | 2035 | TWh | 405 | Sub_sector | Buildings | Appliances | Buildings (appliances) | Energetic | buildings_appliances_final_demand_ammonia | Ammonia | EU | Energy demand | 0 | FEC
IT | TYNDP2026 | LEV | 2035 | TWh | 407 | Sub_sector | Buildings | Datacenters | Datacenters & ICT | Energetic | datacentres_final_demand_electricity_energetic | Electricity | EU | Energy demand | 16.0726 | FEC
IT | TYNDP2026 | LEV | 2035 | TWh | 408 | Sub_sector | Buildings | Datacenters | Datacenters & ICT | Energetic | datacentres_final_demand_hydrogen_energetic | Hydrogen | EU | Energy demand | 0 | FEC
IT | TYNDP2026 | LEV | 2035 | TWh | 409 | Sub_sector | Buildings | Datacenters | Datacenters & ICT | Energetic | datacentres_final_demand_methane_energetic | Methane | EU | Energy demand | 0 | FEC
IT | TYNDP2026 | LEV | 2035 | TWh | 410 | Sub_sector | Buildings | Datacenters | Datacenters & ICT | Energetic | datacentres_final_demand_heat_energetic | Heat | EU | Energy demand | 0 | FEC
IT | TYNDP2026 | LEV | 2035 | TWh | 411 | Sub_sector | Buildings | Datacenters | Datacenters & ICT | Energetic | datacentres_final_demand_biomass_energetic | Biomass | EU | Energy demand | 0 | FEC
IT | TYNDP2026 | LEV | 2035 | TWh | 412 | Sub_sector | Buildings | Datacenters | Datacenters & ICT | Energetic | datacentres_final_demand_coal_energetic | Solids | EU | Energy demand | 0 | FEC
IT | TYNDP2026 | LEV | 2035 | TWh | 413 | Sub_sector | Buildings | Datacenters | Datacenters & ICT | Energetic | datacentres_final_demand_oil_energetic | Liquids | EU | Energy demand | 0 | FEC
IT | TYNDP2026 | LEV | 2035 | TWh | 414 | Sub_sector | Buildings | Datacenters | Datacenters & ICT | Energetic | datacentres_final_demand_other_energetic | Others | EU | Energy demand | 0 | FEC
IT | TYNDP2026 | LEV | 2035 | TWh | 415 | Sub_sector | Buildings | Datacenters | Datacenters & ICT | Energetic | datacentres_final_demand_ammonia_energetic | Ammonia | EU | Energy demand | 0 | FEC
IT | TYNDP2026 | LEV | 2035 | TWh | 417 | Sub_sector | Transport | Others_Sector | Others_Sector | Energetic | other_final_demand_electricity_energetic | Electricity | EU | Energy demand | 0 | FEC
IT | TYNDP2026 | LEV | 2035 | TWh | 418 | Sub_sector | Transport | Others_Sector | Others_Sector | Energetic | other_final_demand_hydrogen_energetic | Hydrogen | EU | Energy demand | 0 | FEC
IT | TYNDP2026 | LEV | 2035 | TWh | 419 | Sub_sector | Transport | Pipeline Transport | Others_Sector | Energetic | other_final_demand_methane_energetic | Methane | EU | Energy demand | 1.0872 | FEC
IT | TYNDP2026 | LEV | 2035 | TWh | 420 | Sub_sector | Transport | Others_Sector | Others_Sector | Energetic | other_final_demand_heat_energetic | Heat | EU | Energy demand | 0.074479 | FEC
IT | TYNDP2026 | LEV | 2035 | TWh | 421 | Sub_sector | Transport | Others_Sector | Others_Sector | Energetic | other_final_demand_biomass_energetic | Biomass | EU | Energy demand | 0 | FEC
IT | TYNDP2026 | LEV | 2035 | TWh | 422 | Sub_sector | Transport | Others_Sector | Others_Sector | Energetic | other_final_demand_coal_energetic | Solids | EU | Energy demand | 0 | FEC
IT | TYNDP2026 | LEV | 2035 | TWh | 423 | Sub_sector | Transport | Others_Sector | Others_Sector | Energetic | other_final_demand_oil_energetic | Liquids | EU | Energy demand | 0 | FEC
IT | TYNDP2026 | LEV | 2035 | TWh | 424 | Sub_sector | Others_Sector | Others_Sector | Others_Sector | Non-energetic | other_final_demand_oil_non_energetic | Liquids | EU | Energy demand | 0 | not_included_in_FEC
IT | TYNDP2026 | LEV | 2035 | TWh | 425 | Sub_sector | Transport | Others_Sector | Others_Sector | Energetic | other_final_demand_other_energetic | Others | EU | Energy demand | 0 | FEC
IT | TYNDP2026 | LEV | 2035 | TWh | 426 | Sub_sector | Transport | Others_Sector | Others_Sector | Energetic | other_final_demand_ammonia_energetic | Ammonia | EU | Energy demand | 0 | FEC
IT | TYNDP2026 | LEV | 2035 | TWh | 427 | Sub_sector | Industry | Surplus_Heat_in_Industry | Surplus_Heat_in_Industry | Energetic | final_demand_of_industry_unused_local_production_steam_hot_water | Heat | EU | Energy demand | 2.7058 | FEC
IT | TYNDP2026 | LEV | 2035 | TWh | 429 | Sub_sector | Agriculture | Total | Agriculture | Energetic | agriculture_final_demand_electricity_energetic | Electricity | EU | Energy demand | 7.1987 | FEC
IT | TYNDP2026 | LEV | 2035 | TWh | 430 | Sub_sector | Agriculture | Total | Agriculture | Energetic | agriculture_final_demand_hydrogen_energetic | Hydrogen | EU | Energy demand | 0.053926 | FEC
IT | TYNDP2026 | LEV | 2035 | TWh | 431 | Sub_sector | Agriculture | Total | Agriculture | Energetic | agriculture_final_demand_methane_energetic | Methane | EU | Energy demand | 4.3141 | FEC
IT | TYNDP2026 | LEV | 2035 | TWh | 432 | Sub_sector | Agriculture | Total | Agriculture | Energetic | agriculture_final_demand_heat_energetic | Heat | EU | Energy demand | 0 | FEC
IT | TYNDP2026 | LEV | 2035 | TWh | 433 | Sub_sector | Agriculture | Total | Agriculture | Energetic | agriculture_final_demand_biomass_energetic | Biomass | EU | Energy demand | 0.60602 | FEC
IT | TYNDP2026 | LEV | 2035 | TWh | 434 | Sub_sector | Agriculture | Total | Agriculture | Energetic | agriculture_final_demand_coal_energetic | Solids | EU | Energy demand | 0 | FEC
IT | TYNDP2026 | LEV | 2035 | TWh | 435 | Sub_sector | Agriculture | Total | Agriculture | Energetic | agriculture_final_demand_oil_energetic | Liquids | EU | Energy demand | 24.6466 | FEC
IT | TYNDP2026 | LEV | 2035 | TWh | 436 | Sub_sector | Agriculture | Total | Agriculture | Energetic | agriculture_final_demand_other_energetic | Others | EU | Energy demand | 0 | FEC
IT | TYNDP2026 | LEV | 2035 | TWh | 437 | Sub_sector | Agriculture | Total | Agriculture | Energetic | agriculture_final_demand_ammonia_energetic | Ammonia | EU | Energy demand | 0 | FEC
IT | TYNDP2026 | LEV | 2035 | TWh | 447 | Sub_sector | Buildings | Surplus Energy | Buildings | Energetic | GAP | Electricity | EU | Energy demand | 0 | FEC
IT | TYNDP2026 | LEV | 2035 | TWh | 448 | Sub_sector | Buildings | Surplus Energy | Buildings | Energetic | GAP | Hydrogen | EU | Energy demand | 0 | FEC
IT | TYNDP2026 | LEV | 2035 | TWh | 449 | Sub_sector | Buildings | Surplus Energy | Buildings | Energetic | GAP | Methane | EU | Energy demand | 0 | FEC
IT | TYNDP2026 | LEV | 2035 | TWh | 450 | Sub_sector | Buildings | Surplus Energy | Buildings | Energetic | GAP | Heat | EU | Energy demand | 0 | FEC
IT | TYNDP2026 | LEV | 2035 | TWh | 451 | Sub_sector | Buildings | Surplus Energy | Buildings | Energetic | GAP | Biomass | EU | Energy demand | 0.004931 | FEC
IT | TYNDP2026 | LEV | 2035 | TWh | 452 | Sub_sector | Buildings | Surplus Energy | Buildings | Energetic | GAP | Solids | EU | Energy demand | 0 | FEC
IT | TYNDP2026 | LEV | 2035 | TWh | 453 | Sub_sector | Buildings | Surplus Energy | Buildings | Energetic | GAP | Liquids | EU | Energy demand | 0.86942 | FEC
IT | TYNDP2026 | LEV | 2035 | TWh | 454 | Sub_sector | Buildings | Surplus Energy | Buildings | Energetic | GAP | Others | EU | Energy demand | 0 | FEC
IT | TYNDP2026 | LEV | 2035 | TWh | 455 | Sub_sector | Buildings | Surplus Energy | Buildings | Energetic | GAP | Ammonia | EU | Energy demand | 0 | FEC
IT | TYNDP2026 | LEV | 2035 | TWh | 456 | Sub_sector | Households | Surplus Energy | Households | Energetic | GAP | Electricity | EU | Energy demand | 0 | FEC
IT | TYNDP2026 | LEV | 2035 | TWh | 457 | Sub_sector | Households | Surplus Energy | Households | Energetic | GAP | Hydrogen | EU | Energy demand | 0 | FEC
IT | TYNDP2026 | LEV | 2035 | TWh | 458 | Sub_sector | Households | Surplus Energy | Households | Energetic | GAP | Methane | EU | Energy demand | 0 | FEC
IT | TYNDP2026 | LEV | 2035 | TWh | 459 | Sub_sector | Households | Surplus Energy | Households | Energetic | GAP | Heat | EU | Energy demand | 0 | FEC
IT | TYNDP2026 | LEV | 2035 | TWh | 460 | Sub_sector | Households | Surplus Energy | Households | Energetic | GAP | Biomass | EU | Energy demand | 0 | FEC
IT | TYNDP2026 | LEV | 2035 | TWh | 461 | Sub_sector | Households | Surplus Energy | Households | Energetic | GAP | Solids | EU | Energy demand | 0 | FEC
IT | TYNDP2026 | LEV | 2035 | TWh | 462 | Sub_sector | Households | Surplus Energy | Households | Energetic | GAP | Liquids | EU | Energy demand | 0 | FEC
IT | TYNDP2026 | LEV | 2035 | TWh | 463 | Sub_sector | Households | Surplus Energy | Households | Energetic | GAP | Others | EU | Energy demand | 0 | FEC
IT | TYNDP2026 | LEV | 2035 | TWh | 464 | Sub_sector | Households | Surplus Energy | Households | Energetic | GAP | Ammonia | EU | Energy demand | 0 | FEC
IT | TYNDP2026 | LEV | 2040 | TWh | 102 | Sub_sector | Industry | Aluminium | Industry (aluminium) | Energetic | industry_aluminium_demand_electricity_energetic | Electricity | EU | Energy demand | 0 | FEC
IT | TYNDP2026 | LEV | 2040 | TWh | 103 | Sub_sector | Industry | Aluminium | Industry (aluminium) | Energetic | industry_aluminium_demand_hydrogen_energetic | Hydrogen | EU | Energy demand | 0 | FEC
IT | TYNDP2026 | LEV | 2040 | TWh | 104 | Sub_sector | Industry | Aluminium | Industry (aluminium) | Energetic | industry_aluminium_demand_methane_energetic | Methane | EU | Energy demand | 0 | FEC
IT | TYNDP2026 | LEV | 2040 | TWh | 105 | Sub_sector | Industry | Aluminium | Industry (aluminium) | Energetic | industry_aluminium_demand_heat_energetic | Heat | EU | Energy demand | 0 | FEC
IT | TYNDP2026 | LEV | 2040 | TWh | 106 | Sub_sector | Industry | Aluminium | Industry (aluminium) | Energetic | industry_aluminium_demand_biomass_energetic | Biomass | EU | Energy demand | 0 | FEC
IT | TYNDP2026 | LEV | 2040 | TWh | 107 | Sub_sector | Industry | Aluminium | Industry (aluminium) | Energetic | industry_aluminium_demand_coal_energetic | Solids | EU | Energy demand | 0 | FEC
IT | TYNDP2026 | LEV | 2040 | TWh | 108 | Sub_sector | Industry | Aluminium | Industry (aluminium) | Energetic | industry_aluminium_demand_oil_energetic | Liquids | EU | Energy demand | 0 | FEC
IT | TYNDP2026 | LEV | 2040 | TWh | 109 | Sub_sector | Industry | Aluminium | Industry (aluminium) | Energetic | industry_aluminium_demand_others_energetic | Others | EU | Energy demand | 0 | FEC
IT | TYNDP2026 | LEV | 2040 | TWh | 110 | Sub_sector | Industry | Aluminium | Industry (aluminium) | Energetic | industry_ammonia_demand_others_energetic | Ammonia | EU | Energy demand | 0 | FEC
IT | TYNDP2026 | LEV | 2040 | TWh | 112 | Sub_sector | Industry | Chemicals | Industry (chemicals, energetic) | Energetic | industry_chemical_demand_electricity_energetic | Electricity | EU | Energy demand | 7.0205 | FEC
IT | TYNDP2026 | LEV | 2040 | TWh | 113 | Sub_sector | Industry | Chemicals | Industry (chemicals, energetic) | Energetic | industry_chemical_demand_hydrogen_energetic | Hydrogen | EU | Energy demand | 2.0788 | FEC
IT | TYNDP2026 | LEV | 2040 | TWh | 114 | Sub_sector | Industry | Chemicals | Industry (chemicals, energetic) | Energetic | industry_chemical_demand_methane_energetic | Methane | EU | Energy demand | 18.0451 | FEC
IT | TYNDP2026 | LEV | 2040 | TWh | 115 | Sub_sector | Industry | Chemicals | Industry (chemicals, energetic) | Energetic | industry_chemical_demand_heat_energetic | Heat | EU | Energy demand | 1.1478 | FEC
IT | TYNDP2026 | LEV | 2040 | TWh | 116 | Sub_sector | Industry | Chemicals | Industry (chemicals, energetic) | Energetic | industry_chemical_demand_biomass_energetic | Biomass | EU | Energy demand | 0.012159 | FEC
IT | TYNDP2026 | LEV | 2040 | TWh | 117 | Sub_sector | Industry | Chemicals | Industry (chemicals, energetic) | Energetic | industry_chemical_demand_coal_energetic | Solids | EU | Energy demand | 0 | FEC
IT | TYNDP2026 | LEV | 2040 | TWh | 118 | Sub_sector | Industry | Chemicals | Industry (chemicals, energetic) | Energetic | industry_chemical_demand_oil_energetic | Liquids | EU | Energy demand | 0.22268 | FEC
IT | TYNDP2026 | LEV | 2040 | TWh | 119 | Sub_sector | Industry | Chemicals | Industry (chemicals, energetic) | Energetic | industry_chemical_demand_others_energetic | Others | EU | Energy demand | 0 | FEC
IT | TYNDP2026 | LEV | 2040 | TWh | 120 | Sub_sector | Industry | Chemicals | Industry (chemicals, energetic) | Energetic | industry_chemical_demand_ammonia_energetic | Ammonia | EU | Energy demand | 0 | FEC
IT | TYNDP2026 | LEV | 2040 | TWh | 122 | Sub_sector | Industry | Chemicals | Industry (chemicals, non-energetic) | Non-energetic | industry_chemical_demand_electricity_non_energetic | Electricity | EU | Energy demand | 0 | not_included_in_FEC
IT | TYNDP2026 | LEV | 2040 | TWh | 123 | Sub_sector | Industry | Chemicals | Industry (chemicals, non-energetic) | Non-energetic | industry_chemical_demand_hydrogen_non_energetic | Hydrogen | EU | Energy demand | 5.641 | not_included_in_FEC
IT | TYNDP2026 | LEV | 2040 | TWh | 124 | Sub_sector | Industry | Chemicals | Industry (chemicals, non-energetic) | Non-energetic | industry_chemical_demand_methane_non_energetic | Methane | EU | Energy demand | 4.7692 | not_included_in_FEC
IT | TYNDP2026 | LEV | 2040 | TWh | 125 | Sub_sector | Industry | Chemicals | Industry (chemicals, non-energetic) | Non-energetic | industry_chemical_demand_heat_non_energetic | Heat | EU | Energy demand | 0 | not_included_in_FEC
IT | TYNDP2026 | LEV | 2040 | TWh | 126 | Sub_sector | Industry | Chemicals | Industry (chemicals, non-energetic) | Non-energetic | industry_chemical_demand_biomass_non_energetic | Biomass | EU | Energy demand | 0 | not_included_in_FEC
IT | TYNDP2026 | LEV | 2040 | TWh | 127 | Sub_sector | Industry | Chemicals | Industry (chemicals, non-energetic) | Non-energetic | industry_chemical_demand_coal_non_energetic | Solids | EU | Energy demand | 0 | not_included_in_FEC
IT | TYNDP2026 | LEV | 2040 | TWh | 128 | Sub_sector | Industry | Chemicals | Industry (chemicals, non-energetic) | Non-energetic | industry_chemical_demand_oil_non_energetic | Liquids | EU | Energy demand | 40.8715 | not_included_in_FEC
IT | TYNDP2026 | LEV | 2040 | TWh | 129 | Sub_sector | Industry | Chemicals | Industry (chemicals, non-energetic) | Non-energetic | industry_chemical_demand_others_non_energetic | Others | EU | Energy demand | 0 | not_included_in_FEC
IT | TYNDP2026 | LEV | 2040 | TWh | 130 | Sub_sector | Industry | Chemicals | Industry (chemicals, non-energetic) | Non-energetic | industry_chemical_demand_ammonia_non_energetic | Ammonia | EU | Energy demand | 0 | not_included_in_FEC
IT | TYNDP2026 | LEV | 2040 | TWh | 132 | Sub_sector | Industry | Fertilizers | Industry (fertilizers, energetic) | Energetic | industry_fertilizers_demand_electricity_energetic | Electricity | EU | Energy demand | 0.060782 | FEC
IT | TYNDP2026 | LEV | 2040 | TWh | 133 | Sub_sector | Industry | Fertilizers | Industry (fertilizers, energetic) | Energetic | industry_fertilizers_demand_hydrogen_energetic | Hydrogen | EU | Energy demand | 0.17845 | FEC
IT | TYNDP2026 | LEV | 2040 | TWh | 134 | Sub_sector | Industry | Fertilizers | Industry (fertilizers, energetic) | Energetic | industry_fertilizers_demand_methane_energetic | Methane | EU | Energy demand | 0.7138 | FEC
IT | TYNDP2026 | LEV | 2040 | TWh | 135 | Sub_sector | Industry | Fertilizers | Industry (fertilizers, energetic) | Energetic | industry_fertilizers_demand_heat_energetic | Heat | EU | Energy demand | 0 | FEC
IT | TYNDP2026 | LEV | 2040 | TWh | 136 | Sub_sector | Industry | Fertilizers | Industry (fertilizers, energetic) | Energetic | industry_fertilizers_demand_biomass_energetic | Biomass | EU | Energy demand | 0 | FEC
IT | TYNDP2026 | LEV | 2040 | TWh | 137 | Sub_sector | Industry | Fertilizers | Industry (fertilizers, energetic) | Energetic | industry_fertilizers_demand_coal_energetic | Solids | EU | Energy demand | 0 | FEC
IT | TYNDP2026 | LEV | 2040 | TWh | 138 | Sub_sector | Industry | Fertilizers | Industry (fertilizers, energetic) | Energetic | industry_fertilizers_demand_oil_energetic | Liquids | EU | Energy demand | 0 | FEC
IT | TYNDP2026 | LEV | 2040 | TWh | 139 | Sub_sector | Industry | Fertilizers | Industry (fertilizers, energetic) | Energetic | industry_fertilizers_demand_others_energetic | Others | EU | Energy demand | 0 | FEC
IT | TYNDP2026 | LEV | 2040 | TWh | 140 | Sub_sector | Industry | Fertilizers | Industry (fertilizers, energetic) | Energetic | industry_fertilizers_demand_ammonia_energetic | Ammonia | EU | Energy demand | 0 | FEC
IT | TYNDP2026 | LEV | 2040 | TWh | 142 | Sub_sector | Industry | Fertilizers | Industry (fertilizers, non-energetic) | Non-energetic | industry_fertilizers_demand_electricity_non_energetic | Electricity | EU | Energy demand | 0 | not_included_in_FEC
IT | TYNDP2026 | LEV | 2040 | TWh | 143 | Sub_sector | Industry | Fertilizers | Industry (fertilizers, non-energetic) | Non-energetic | industry_fertilizers_demand_hydrogen_non_energetic | Hydrogen | EU | Energy demand | 0.24043 | not_included_in_FEC
IT | TYNDP2026 | LEV | 2040 | TWh | 144 | Sub_sector | Industry | Fertilizers | Industry (fertilizers, non-energetic) | Non-energetic | industry_fertilizers_demand_methane_non_energetic | Methane | EU | Energy demand | 2.0895 | not_included_in_FEC
IT | TYNDP2026 | LEV | 2040 | TWh | 145 | Sub_sector | Industry | Fertilizers | Industry (fertilizers, non-energetic) | Non-energetic | industry_fertilizers_demand_heat_non_energetic | Heat | EU | Energy demand | 0 | not_included_in_FEC
IT | TYNDP2026 | LEV | 2040 | TWh | 146 | Sub_sector | Industry | Fertilizers | Industry (fertilizers, non-energetic) | Non-energetic | industry_fertilizers_demand_biomass_non_energetic | Biomass | EU | Energy demand | 0 | not_included_in_FEC
IT | TYNDP2026 | LEV | 2040 | TWh | 147 | Sub_sector | Industry | Fertilizers | Industry (fertilizers, non-energetic) | Non-energetic | industry_fertilizers_demand_coal_non_energetic | Solids | EU | Energy demand | 0 | not_included_in_FEC
IT | TYNDP2026 | LEV | 2040 | TWh | 148 | Sub_sector | Industry | Fertilizers | Industry (fertilizers, non-energetic) | Non-energetic | industry_fertilizers_demand_oil_non_energetic | Liquids | EU | Energy demand | 0 | not_included_in_FEC
IT | TYNDP2026 | LEV | 2040 | TWh | 149 | Sub_sector | Industry | Fertilizers | Industry (fertilizers, non-energetic) | Non-energetic | industry_fertilizers_demand_others_non_energetic | Others | EU | Energy demand | 0 | not_included_in_FEC
IT | TYNDP2026 | LEV | 2040 | TWh | 150 | Sub_sector | Industry | Fertilizers | Industry (fertilizers, non-energetic) | Non-energetic | industry_fertilizers_demand_ammonia_non_energetic | Ammonia | EU | Energy demand | 0 | not_included_in_FEC
IT | TYNDP2026 | LEV | 2040 | TWh | 152 | Sub_sector | Industry | Food | Industry (food) | Energetic | industry_food_demand_electricity_energetic | Electricity | EU | Energy demand | 7.163 | FEC
IT | TYNDP2026 | LEV | 2040 | TWh | 153 | Sub_sector | Industry | Food | Industry (food) | Energetic | industry_food_demand_hydrogen_energetic | Hydrogen | EU | Energy demand | 1.7305 | FEC
IT | TYNDP2026 | LEV | 2040 | TWh | 154 | Sub_sector | Industry | Food | Industry (food) | Energetic | industry_food_demand_methane_energetic | Methane | EU | Energy demand | 9.1469 | FEC
IT | TYNDP2026 | LEV | 2040 | TWh | 155 | Sub_sector | Industry | Food | Industry (food) | Energetic | industry_food_demand_heat_energetic | Heat | EU | Energy demand | 2.5593 | FEC
IT | TYNDP2026 | LEV | 2040 | TWh | 156 | Sub_sector | Industry | Food | Industry (food) | Energetic | industry_food_demand_biomass_energetic | Biomass | EU | Energy demand | 0.23993 | FEC
IT | TYNDP2026 | LEV | 2040 | TWh | 157 | Sub_sector | Industry | Food | Industry (food) | Energetic | industry_food_demand_coal_energetic | Solids | EU | Energy demand | 0 | FEC
IT | TYNDP2026 | LEV | 2040 | TWh | 158 | Sub_sector | Industry | Food | Industry (food) | Energetic | industry_food_demand_oil_energetic | Liquids | EU | Energy demand | 0.077098 | FEC
IT | TYNDP2026 | LEV | 2040 | TWh | 159 | Sub_sector | Industry | Food | Industry (food) | Energetic | industry_food_demand_others_energetic | Others | EU | Energy demand | 0 | FEC
IT | TYNDP2026 | LEV | 2040 | TWh | 160 | Sub_sector | Industry | Food | Industry (food) | Energetic | industry_food_demand_ammonia_energetic | Ammonia | EU | Energy demand | 0 | FEC
IT | TYNDP2026 | LEV | 2040 | TWh | 162 | Sub_sector | Industry | Metals | Industry (metal) | Energetic | industry_metal_demand_electricity_energetic | Electricity | EU | Energy demand | 2.0738 | FEC
IT | TYNDP2026 | LEV | 2040 | TWh | 163 | Sub_sector | Industry | Metals | Industry (metal) | Energetic | industry_metal_demand_hydrogen_energetic | Hydrogen | EU | Energy demand | 0 | FEC
IT | TYNDP2026 | LEV | 2040 | TWh | 164 | Sub_sector | Industry | Metals | Industry (metal) | Energetic | industry_metal_demand_methane_energetic | Methane | EU | Energy demand | 5.2411 | FEC
IT | TYNDP2026 | LEV | 2040 | TWh | 165 | Sub_sector | Industry | Metals | Industry (metal) | Energetic | industry_metal_demand_heat_energetic | Heat | EU | Energy demand | 0.017029 | FEC
IT | TYNDP2026 | LEV | 2040 | TWh | 166 | Sub_sector | Industry | Metals | Industry (metal) | Energetic | industry_metal_demand_biomass_energetic | Biomass | EU | Energy demand | 0 | FEC
IT | TYNDP2026 | LEV | 2040 | TWh | 167 | Sub_sector | Industry | Metals | Industry (metal) | Energetic | industry_metal_demand_coal_energetic | Solids | EU | Energy demand | 0.33997 | FEC
IT | TYNDP2026 | LEV | 2040 | TWh | 168 | Sub_sector | Industry | Metals | Industry (metal) | Energetic | industry_metal_demand_oil_energetic | Liquids | EU | Energy demand | 0.82853 | FEC
IT | TYNDP2026 | LEV | 2040 | TWh | 169 | Sub_sector | Industry | Metals | Industry (metal) | Energetic | industry_metal_demand_others_energetic | Others | EU | Energy demand | 0 | FEC
IT | TYNDP2026 | LEV | 2040 | TWh | 170 | Sub_sector | Industry | Metals | Industry (metal) | Energetic | industry_metal_demand_ammonia_energetic | Ammonia | EU | Energy demand | 0 | FEC
IT | TYNDP2026 | LEV | 2040 | TWh | 172 | Sub_sector | Industry | Others | Industry (other, energetic) | Energetic | industry_other_demand_electricity_energetic | Electricity | EU | Energy demand | 58.6606 | FEC
IT | TYNDP2026 | LEV | 2040 | TWh | 173 | Sub_sector | Industry | Others | Industry (other, energetic) | Energetic | industry_other_demand_hydrogen_energetic | Hydrogen | EU | Energy demand | 4.5201 | FEC
IT | TYNDP2026 | LEV | 2040 | TWh | 174 | Sub_sector | Industry | Others | Industry (other, energetic) | Energetic | industry_other_demand_methane_energetic | Methane | EU | Energy demand | 19.8478 | FEC
IT | TYNDP2026 | LEV | 2040 | TWh | 175 | Sub_sector | Industry | Others | Industry (other, energetic) | Energetic | industry_other_demand_heat_energetic | Heat | EU | Energy demand | 0 | FEC
IT | TYNDP2026 | LEV | 2040 | TWh | 176 | Sub_sector | Industry | Others | Industry (other, energetic) | Energetic | industry_other_demand_biomass_energetic | Biomass | EU | Energy demand | 3.4334 | FEC
IT | TYNDP2026 | LEV | 2040 | TWh | 177 | Sub_sector | Industry | Others | Industry (other, energetic) | Energetic | industry_other_demand_coal_energetic | Solids | EU | Energy demand | 0.046546 | FEC
IT | TYNDP2026 | LEV | 2040 | TWh | 178 | Sub_sector | Industry | Others | Industry (other, energetic) | Energetic | industry_other_demand_oil_energetic | Liquids | EU | Energy demand | 24.0232 | FEC
IT | TYNDP2026 | LEV | 2040 | TWh | 179 | Sub_sector | Industry | Others | Industry (other, energetic) | Energetic | industry_other_demand_others_energetic | Others | EU | Energy demand | 0 | FEC
IT | TYNDP2026 | LEV | 2040 | TWh | 180 | Sub_sector | Industry | Others | Industry (other, energetic) | Energetic | industry_other_demand_ammonia_energetic | Ammonia | EU | Energy demand | 0 | FEC
IT | TYNDP2026 | LEV | 2040 | TWh | 182 | Sub_sector | Industry | Others | Industry (other, non-energetic) | Non-energetic | industry_other_demand_electricity_non_energetic | Electricity | EU | Energy demand | 0 | not_included_in_FEC
IT | TYNDP2026 | LEV | 2040 | TWh | 183 | Sub_sector | Industry | Others | Industry (other, non-energetic) | Non-energetic | industry_other_demand_hydrogen_non_energetic | Hydrogen | EU | Energy demand | 0 | not_included_in_FEC
IT | TYNDP2026 | LEV | 2040 | TWh | 184 | Sub_sector | Industry | Others | Industry (other, non-energetic) | Non-energetic | industry_other_demand_methane_non_energetic | Methane | EU | Energy demand | 8.9293 | not_included_in_FEC
IT | TYNDP2026 | LEV | 2040 | TWh | 185 | Sub_sector | Industry | Others | Industry (other, non-energetic) | Non-energetic | industry_other_demand_heat_non_energetic | Heat | EU | Energy demand | 0 | not_included_in_FEC
IT | TYNDP2026 | LEV | 2040 | TWh | 186 | Sub_sector | Industry | Others | Industry (other, non-energetic) | Non-energetic | industry_other_demand_biomass_non_energetic | Biomass | EU | Energy demand | 2.2323 | not_included_in_FEC
IT | TYNDP2026 | LEV | 2040 | TWh | 187 | Sub_sector | Industry | Others | Industry (other, non-energetic) | Non-energetic | industry_other_demand_coal_non_energetic | Solids | EU | Energy demand | 0 | not_included_in_FEC
IT | TYNDP2026 | LEV | 2040 | TWh | 188 | Sub_sector | Industry | Others | Industry (other, non-energetic) | Non-energetic | industry_other_demand_oil_non_energetic | Liquids | EU | Energy demand | 11.1616 | not_included_in_FEC
IT | TYNDP2026 | LEV | 2040 | TWh | 189 | Sub_sector | Industry | Others | Industry (other, non-energetic) | Non-energetic | industry_other_demand_others_non_energetic | Others | EU | Energy demand | 0 | not_included_in_FEC
IT | TYNDP2026 | LEV | 2040 | TWh | 190 | Sub_sector | Industry | Others | Industry (other, non-energetic) | Non-energetic | industry_other_demand_ammonia_non_energetic | Ammonia | EU | Energy demand | 0 | not_included_in_FEC
IT | TYNDP2026 | LEV | 2040 | TWh | 192 | Sub_sector | Industry | Paper | Industry (paper) | Energetic | industry_paper_demand_electricity_energetic | Electricity | EU | Energy demand | 4.9206 | FEC
IT | TYNDP2026 | LEV | 2040 | TWh | 193 | Sub_sector | Industry | Paper | Industry (paper) | Energetic | industry_paper_demand_hydrogen_energetic | Hydrogen | EU | Energy demand | 2.0901 | FEC
IT | TYNDP2026 | LEV | 2040 | TWh | 194 | Sub_sector | Industry | Paper | Industry (paper) | Energetic | industry_paper_demand_methane_energetic | Methane | EU | Energy demand | 10.8813 | FEC
IT | TYNDP2026 | LEV | 2040 | TWh | 195 | Sub_sector | Industry | Paper | Industry (paper) | Energetic | industry_paper_demand_heat_energetic | Heat | EU | Energy demand | 0 | FEC
IT | TYNDP2026 | LEV | 2040 | TWh | 196 | Sub_sector | Industry | Paper | Industry (paper) | Energetic | industry_paper_demand_biomass_energetic | Biomass | EU | Energy demand | 0.00068036 | FEC
IT | TYNDP2026 | LEV | 2040 | TWh | 197 | Sub_sector | Industry | Paper | Industry (paper) | Energetic | industry_paper_demand_coal_energetic | Solids | EU | Energy demand | 0 | FEC
IT | TYNDP2026 | LEV | 2040 | TWh | 198 | Sub_sector | Industry | Paper | Industry (paper) | Energetic | industry_paper_demand_oil_energetic | Liquids | EU | Energy demand | 0 | FEC
IT | TYNDP2026 | LEV | 2040 | TWh | 199 | Sub_sector | Industry | Paper | Industry (paper) | Energetic | industry_paper_demand_others_energetic | Others | EU | Energy demand | 0 | FEC
IT | TYNDP2026 | LEV | 2040 | TWh | 200 | Sub_sector | Industry | Paper | Industry (paper) | Energetic | industry_paper_demand_ammonia_energetic | Ammonia | EU | Energy demand | 0 | FEC
IT | TYNDP2026 | LEV | 2040 | TWh | 202 | Sub_sector | Industry | Refineries | Industry (refineries, energetic) | Energetic | industry_refinery_demand_electricity_energetic | Electricity | EU | Energy demand | 5.4738 | not_included_in_FEC
IT | TYNDP2026 | LEV | 2040 | TWh | 203 | Sub_sector | Industry | Refineries | Industry (refineries, energetic) | Energetic | industry_refinery_demand_hydrogen_energetic | Hydrogen | EU | Energy demand | 4.1488 | not_included_in_FEC
IT | TYNDP2026 | LEV | 2040 | TWh | 204 | Sub_sector | Industry | Refineries | Industry (refineries, energetic) | Energetic | industry_refinery_demand_methane_energetic | Methane | EU | Energy demand | 14.3241 | not_included_in_FEC
IT | TYNDP2026 | LEV | 2040 | TWh | 205 | Sub_sector | Industry | Refineries | Industry (refineries, energetic) | Energetic | industry_refinery_demand_heat_energetic | Heat | EU | Energy demand | 8.3544 | not_included_in_FEC
IT | TYNDP2026 | LEV | 2040 | TWh | 206 | Sub_sector | Industry | Refineries | Industry (refineries, energetic) | Energetic | industry_refinery_demand_biomass_energetic | Biomass | EU | Energy demand | 0 | not_included_in_FEC
IT | TYNDP2026 | LEV | 2040 | TWh | 207 | Sub_sector | Industry | Refineries | Industry (refineries, energetic) | Energetic | industry_refinery_demand_coal_energetic | Solids | EU | Energy demand | 0 | not_included_in_FEC
IT | TYNDP2026 | LEV | 2040 | TWh | 208 | Sub_sector | Industry | Refineries | Industry (refineries, energetic) | Energetic | industry_refinery_demand_oil_energetic | Liquids | EU | Energy demand | 21.4774 | not_included_in_FEC
IT | TYNDP2026 | LEV | 2040 | TWh | 209 | Sub_sector | Industry | Refineries | Industry (refineries, energetic) | Energetic | industry_refinery_demand_others_energetic | Others | EU | Energy demand | 0 | not_included_in_FEC
IT | TYNDP2026 | LEV | 2040 | TWh | 210 | Sub_sector | Industry | Refineries | Industry (refineries, energetic) | Energetic | industry_refinery_demand_ammonia_energetic | Ammonia | EU | Energy demand | 0 | not_included_in_FEC
IT | TYNDP2026 | LEV | 2040 | TWh | 212 | Sub_sector | Industry | Refineries | Industry (refineries, non-energetic) | Non-energetic | industry_refinery_demand_electricity_non_energetic | Electricity | EU | Energy demand | 0 | not_included_in_FEC
IT | TYNDP2026 | LEV | 2040 | TWh | 213 | Sub_sector | Industry | Refineries | Industry (refineries, non-energetic) | Non-energetic | industry_refinery_demand_hydrogen_non_energetic | Hydrogen | EU | Energy demand | 0 | not_included_in_FEC
IT | TYNDP2026 | LEV | 2040 | TWh | 214 | Sub_sector | Industry | Refineries | Industry (refineries, non-energetic) | Non-energetic | industry_refinery_demand_methane_non_energetic | Methane | EU | Energy demand | 0 | not_included_in_FEC
IT | TYNDP2026 | LEV | 2040 | TWh | 215 | Sub_sector | Industry | Refineries | Industry (refineries, non-energetic) | Non-energetic | industry_refinery_demand_heat_non_energetic | Heat | EU | Energy demand | 0 | not_included_in_FEC
IT | TYNDP2026 | LEV | 2040 | TWh | 216 | Sub_sector | Industry | Refineries | Industry (refineries, non-energetic) | Non-energetic | industry_refinery_demand_biomass_non_energetic | Biomass | EU | Energy demand | 0 | not_included_in_FEC
IT | TYNDP2026 | LEV | 2040 | TWh | 217 | Sub_sector | Industry | Refineries | Industry (refineries, non-energetic) | Non-energetic | industry_refinery_demand_coal_non_energetic | Solids | EU | Energy demand | 0 | not_included_in_FEC
IT | TYNDP2026 | LEV | 2040 | TWh | 218 | Sub_sector | Industry | Refineries | Industry (refineries, non-energetic) | Non-energetic | industry_refinery_demand_oil_non_energetic | Liquids | EU | Energy demand | 0 | not_included_in_FEC
IT | TYNDP2026 | LEV | 2040 | TWh | 219 | Sub_sector | Industry | Refineries | Industry (refineries, non-energetic) | Non-energetic | industry_refinery_demand_others_non_energetic | Others | EU | Energy demand | 0 | not_included_in_FEC
IT | TYNDP2026 | LEV | 2040 | TWh | 220 | Sub_sector | Industry | Refineries | Industry (refineries, non-energetic) | Non-energetic | industry_refinery_demand_ammonia_non_energetic | Ammonia | EU | Energy demand | 0 | not_included_in_FEC
IT | TYNDP2026 | LEV | 2040 | TWh | 222 | Sub_sector | Industry | Steel | Industry (steel) | Energetic | industry_steel_demand_electricity_energetic | Electricity | EU | Energy demand | 22.0007 | FEC
IT | TYNDP2026 | LEV | 2040 | TWh | 223 | Sub_sector | Industry | Steel | Industry (steel) | Energetic | industry_steel_demand_hydrogen_energetic | Hydrogen | EU | Energy demand | 10.5446 | FEC
IT | TYNDP2026 | LEV | 2040 | TWh | 224 | Sub_sector | Industry | Steel | Industry (steel) | Energetic | industry_steel_demand_methane_energetic | Methane | EU | Energy demand | 28.941 | FEC
IT | TYNDP2026 | LEV | 2040 | TWh | 225 | Sub_sector | Industry | Steel | Industry (steel) | Energetic | industry_steel_demand_heat_energetic | Heat | EU | Energy demand | 0 | FEC
IT | TYNDP2026 | LEV | 2040 | TWh | 226 | Sub_sector | Industry | Steel | Industry (steel) | Energetic | industry_steel_demand_biomass_energetic | Biomass | EU | Energy demand | 0 | FEC
IT | TYNDP2026 | LEV | 2040 | TWh | 227 | Sub_sector | Industry | Steel | Industry (steel) | Energetic | industry_steel_demand_coal_energetic | Solids | EU | Energy demand | 2.5137 | FEC
IT | TYNDP2026 | LEV | 2040 | TWh | 228 | Sub_sector | Industry | Steel | Industry (steel) | Energetic | industry_steel_demand_oil_energetic | Liquids | EU | Energy demand | 0 | FEC
IT | TYNDP2026 | LEV | 2040 | TWh | 229 | Sub_sector | Industry | Steel | Industry (steel) | Energetic | industry_steel_demand_others_energetic | Others | EU | Energy demand | 0 | FEC
IT | TYNDP2026 | LEV | 2040 | TWh | 230 | Sub_sector | Industry | Steel | Industry (steel) | Energetic | industry_steel_demand_ammonia_energetic | Ammonia | EU | Energy demand | 0 | FEC
IT | TYNDP2026 | LEV | 2040 | TWh | 232 | Sub_sector | Transport | Cars | Transport (cars) | Energetic | transport_cars_final_demand_electricity | Electricity | EU | Energy demand | 27.6369 | FEC
IT | TYNDP2026 | LEV | 2040 | TWh | 233 | Sub_sector | Transport | Cars | Transport (cars) | Energetic | transport_cars_final_demand_hydrogen | Hydrogen | EU | Energy demand | 2.0633 | FEC
IT | TYNDP2026 | LEV | 2040 | TWh | 234 | Sub_sector | Transport | Cars | Transport (cars) | Energetic | transport_cars_final_demand_methane | Methane | EU | Energy demand | 1.2778 | FEC
IT | TYNDP2026 | LEV | 2040 | TWh | 235 | Sub_sector | Transport | Cars | Transport (cars) | Energetic | transport_cars_final_demand_heat | Heat | EU | Energy demand | 0 | FEC
IT | TYNDP2026 | LEV | 2040 | TWh | 236 | Sub_sector | Transport | Cars | Transport (cars) | Energetic | transport_cars_final_demand_biomass | Biomass | EU | Energy demand | 0 | FEC
IT | TYNDP2026 | LEV | 2040 | TWh | 237 | Sub_sector | Transport | Cars | Transport (cars) | Energetic | transport_cars_final_demand_coal | Solids | EU | Energy demand | 0 | FEC
IT | TYNDP2026 | LEV | 2040 | TWh | 238 | Sub_sector | Transport | Cars | Transport (cars) | Energetic | transport_cars_final_demand_oil | Liquids | EU | Energy demand | 155.8525 | FEC
IT | TYNDP2026 | LEV | 2040 | TWh | 239 | Sub_sector | Transport | Cars | Transport (cars) | Energetic | transport_cars_final_demand_other | Others | EU | Energy demand | 0 | FEC
IT | TYNDP2026 | LEV | 2040 | TWh | 240 | Sub_sector | Transport | Cars | Transport (cars) | Energetic | transport_cars_final_demand_ammonia | Ammonia | EU | Energy demand | 0 | FEC
IT | TYNDP2026 | LEV | 2040 | TWh | 242 | Sub_sector | Transport | Busses | Transport (busses) | Energetic | transport_busses_final_demand_electricity | Electricity | EU | Energy demand | 1.4855 | FEC
IT | TYNDP2026 | LEV | 2040 | TWh | 243 | Sub_sector | Transport | Busses | Transport (busses) | Energetic | transport_busses_final_demand_hydrogen | Hydrogen | EU | Energy demand | 2.2895 | FEC
IT | TYNDP2026 | LEV | 2040 | TWh | 244 | Sub_sector | Transport | Busses | Transport (busses) | Energetic | transport_busses_final_demand_methane | Methane | EU | Energy demand | 7.3649 | FEC
IT | TYNDP2026 | LEV | 2040 | TWh | 245 | Sub_sector | Transport | Busses | Transport (busses) | Energetic | transport_busses_final_demand_heat | Heat | EU | Energy demand | 0 | FEC
IT | TYNDP2026 | LEV | 2040 | TWh | 246 | Sub_sector | Transport | Busses | Transport (busses) | Energetic | transport_busses_final_demand_biomass | Biomass | EU | Energy demand | 0 | FEC
IT | TYNDP2026 | LEV | 2040 | TWh | 247 | Sub_sector | Transport | Busses | Transport (busses) | Energetic | transport_busses_final_demand_coal | Solids | EU | Energy demand | 0 | FEC
IT | TYNDP2026 | LEV | 2040 | TWh | 248 | Sub_sector | Transport | Busses | Transport (busses) | Energetic | transport_busses_final_demand_oil | Liquids | EU | Energy demand | 5.4828 | FEC
IT | TYNDP2026 | LEV | 2040 | TWh | 249 | Sub_sector | Transport | Busses | Transport (busses) | Energetic | transport_busses_final_demand_other | Others | EU | Energy demand | 0 | FEC
IT | TYNDP2026 | LEV | 2040 | TWh | 250 | Sub_sector | Transport | Busses | Transport (busses) | Energetic | transport_busses_final_demand_ammonia | Ammonia | EU | Energy demand | 0 | FEC
IT | TYNDP2026 | LEV | 2040 | TWh | 252 | Sub_sector | Transport | Trucks | Transport (trucks) | Energetic | transport_trucks_final_demand_electricity | Electricity | EU | Energy demand | 2.9409 | FEC
IT | TYNDP2026 | LEV | 2040 | TWh | 253 | Sub_sector | Transport | Trucks | Transport (trucks) | Energetic | transport_trucks_final_demand_hydrogen | Hydrogen | EU | Energy demand | 6.2555 | FEC
IT | TYNDP2026 | LEV | 2040 | TWh | 254 | Sub_sector | Transport | Trucks | Transport (trucks) | Energetic | transport_trucks_final_demand_methane | Methane | EU | Energy demand | 13.0207 | FEC
IT | TYNDP2026 | LEV | 2040 | TWh | 255 | Sub_sector | Transport | Trucks | Transport (trucks) | Energetic | transport_trucks_final_demand_heat | Heat | EU | Energy demand | 0 | FEC
IT | TYNDP2026 | LEV | 2040 | TWh | 256 | Sub_sector | Transport | Trucks | Transport (trucks) | Energetic | transport_trucks_final_demand_biomass | Biomass | EU | Energy demand | 0 | FEC
IT | TYNDP2026 | LEV | 2040 | TWh | 257 | Sub_sector | Transport | Trucks | Transport (trucks) | Energetic | transport_trucks_final_demand_coal | Solids | EU | Energy demand | 0 | FEC
IT | TYNDP2026 | LEV | 2040 | TWh | 258 | Sub_sector | Transport | Trucks | Transport (trucks) | Energetic | transport_trucks_final_demand_oil | Liquids | EU | Energy demand | 8.5285 | FEC
IT | TYNDP2026 | LEV | 2040 | TWh | 259 | Sub_sector | Transport | Trucks | Transport (trucks) | Energetic | transport_trucks_final_demand_other | Others | EU | Energy demand | 0 | FEC
IT | TYNDP2026 | LEV | 2040 | TWh | 260 | Sub_sector | Transport | Trucks | Transport (trucks) | Energetic | transport_trucks_final_demand_ammonia | Ammonia | EU | Energy demand | 0 | FEC
IT | TYNDP2026 | LEV | 2040 | TWh | 262 | Sub_sector | Transport | Vans | Transport (vans) | Energetic | transport_vans_final_demand_electricity | Electricity | EU | Energy demand | 11.9731 | FEC
IT | TYNDP2026 | LEV | 2040 | TWh | 263 | Sub_sector | Transport | Vans | Transport (vans) | Energetic | transport_vans_final_demand_hydrogen | Hydrogen | EU | Energy demand | 5.5231 | FEC
IT | TYNDP2026 | LEV | 2040 | TWh | 264 | Sub_sector | Transport | Vans | Transport (vans) | Energetic | transport_vans_final_demand_methane | Methane | EU | Energy demand | 5.6407 | FEC
IT | TYNDP2026 | LEV | 2040 | TWh | 265 | Sub_sector | Transport | Vans | Transport (vans) | Energetic | transport_vans_final_demand_heat | Heat | EU | Energy demand | 0 | FEC
IT | TYNDP2026 | LEV | 2040 | TWh | 266 | Sub_sector | Transport | Vans | Transport (vans) | Energetic | transport_vans_final_demand_biomass | Biomass | EU | Energy demand | 0 | FEC
IT | TYNDP2026 | LEV | 2040 | TWh | 267 | Sub_sector | Transport | Vans | Transport (vans) | Energetic | transport_vans_final_demand_coal | Solids | EU | Energy demand | 0 | FEC
IT | TYNDP2026 | LEV | 2040 | TWh | 268 | Sub_sector | Transport | Vans | Transport (vans) | Energetic | transport_vans_final_demand_oil | Liquids | EU | Energy demand | 20.1671 | FEC
IT | TYNDP2026 | LEV | 2040 | TWh | 269 | Sub_sector | Transport | Vans | Transport (vans) | Energetic | transport_vans_final_demand_other | Others | EU | Energy demand | 0 | FEC
IT | TYNDP2026 | LEV | 2040 | TWh | 270 | Sub_sector | Transport | Vans | Transport (vans) | Energetic | transport_vans_final_demand_ammonia | Ammonia | EU | Energy demand | 0 | FEC
IT | TYNDP2026 | LEV | 2040 | TWh | 272 | Sub_sector | Transport | Freight trains | Transport (trains) | Energetic | transport_trains_final_demand_electricity | Electricity | EU | Energy demand | 11.0405 | FEC
IT | TYNDP2026 | LEV | 2040 | TWh | 273 | Sub_sector | Transport | Freight trains | Transport (trains) | Energetic | transport_trains_final_demand_hydrogen | Hydrogen | EU | Energy demand | 0.33829 | FEC
IT | TYNDP2026 | LEV | 2040 | TWh | 274 | Sub_sector | Transport | Freight trains | Transport (trains) | Energetic | transport_trains_final_demand_methane | Methane | EU | Energy demand | 0 | FEC
IT | TYNDP2026 | LEV | 2040 | TWh | 275 | Sub_sector | Transport | Freight trains | Transport (trains) | Energetic | transport_trains_final_demand_heat | Heat | EU | Energy demand | 0 | FEC
IT | TYNDP2026 | LEV | 2040 | TWh | 276 | Sub_sector | Transport | Freight trains | Transport (trains) | Energetic | transport_trains_final_demand_biomass | Biomass | EU | Energy demand | 0 | FEC
IT | TYNDP2026 | LEV | 2040 | TWh | 277 | Sub_sector | Transport | Freight trains | Transport (trains) | Energetic | transport_trains_final_demand_coal | Solids | EU | Energy demand | 0 | FEC
IT | TYNDP2026 | LEV | 2040 | TWh | 278 | Sub_sector | Transport | Freight trains | Transport (trains) | Energetic | transport_trains_final_demand_oil | Liquids | EU | Energy demand | 0.68241 | FEC
IT | TYNDP2026 | LEV | 2040 | TWh | 279 | Sub_sector | Transport | Freight trains | Transport (trains) | Energetic | transport_trains_final_demand_other | Others | EU | Energy demand | 0 | FEC
IT | TYNDP2026 | LEV | 2040 | TWh | 280 | Sub_sector | Transport | Freight trains | Transport (trains) | Energetic | transport_trains_final_demand_ammonia | Ammonia | EU | Energy demand | 0 | FEC
IT | TYNDP2026 | LEV | 2040 | TWh | 282 | Sub_sector | Transport | Ships | Transport (ships) | Energetic | transport_ships_final_demand_electricity | Electricity | EU | Energy demand | 0.15656 | FEC
IT | TYNDP2026 | LEV | 2040 | TWh | 283 | Sub_sector | Transport | Ships | Transport (ships) | Energetic | transport_ships_final_demand_hydrogen | Hydrogen | EU | Energy demand | 0.46788 | FEC
IT | TYNDP2026 | LEV | 2040 | TWh | 284 | Sub_sector | Transport | Ships | Transport (ships) | Energetic | transport_ships_final_demand_methane | Methane | EU | Energy demand | 1.6398 | FEC
IT | TYNDP2026 | LEV | 2040 | TWh | 285 | Sub_sector | Transport | Ships | Transport (ships) | Energetic | transport_ships_final_demand_heat | Heat | EU | Energy demand | 0 | FEC
IT | TYNDP2026 | LEV | 2040 | TWh | 286 | Sub_sector | Transport | Ships | Transport (ships) | Energetic | transport_ships_final_demand_biomass | Biomass | EU | Energy demand | 0 | FEC
IT | TYNDP2026 | LEV | 2040 | TWh | 287 | Sub_sector | Transport | Ships | Transport (ships) | Energetic | transport_ships_final_demand_coal | Solids | EU | Energy demand | 0 | FEC
IT | TYNDP2026 | LEV | 2040 | TWh | 288 | Sub_sector | Transport | Ships | Transport (ships) | Energetic | transport_ships_final_demand_oil | Liquids | EU | Energy demand | 2.7629 | FEC
IT | TYNDP2026 | LEV | 2040 | TWh | 289 | Sub_sector | Transport | Ships | Transport (ships) | Energetic | transport_ships_final_demand_other | Others | EU | Energy demand | 0 | FEC
IT | TYNDP2026 | LEV | 2040 | TWh | 290 | Sub_sector | Transport | Ships | Transport (ships) | Energetic | transport_ships_final_demand_ammonia | Ammonia | EU | Energy demand | 0 | FEC
IT | TYNDP2026 | LEV | 2040 | TWh | 292 | Sub_sector | Transport | Planes | Transport (planes) | Energetic | transport_planes_final_demand_electricity | Electricity | EU | Energy demand | 0.59616 | FEC
IT | TYNDP2026 | LEV | 2040 | TWh | 293 | Sub_sector | Transport | Planes | Transport (planes) | Energetic | transport_planes_final_demand_hydrogen | Hydrogen | EU | Energy demand | 0.26637 | FEC
IT | TYNDP2026 | LEV | 2040 | TWh | 294 | Sub_sector | Transport | Planes | Transport (planes) | Energetic | transport_planes_final_demand_methane | Methane | EU | Energy demand | 0 | FEC
IT | TYNDP2026 | LEV | 2040 | TWh | 295 | Sub_sector | Transport | Planes | Transport (planes) | Energetic | transport_planes_final_demand_heat | Heat | EU | Energy demand | 0 | FEC
IT | TYNDP2026 | LEV | 2040 | TWh | 296 | Sub_sector | Transport | Planes | Transport (planes) | Energetic | transport_planes_final_demand_biomass | Biomass | EU | Energy demand | 0 | FEC
IT | TYNDP2026 | LEV | 2040 | TWh | 297 | Sub_sector | Transport | Planes | Transport (planes) | Energetic | transport_planes_final_demand_coal | Solids | EU | Energy demand | 0 | FEC
IT | TYNDP2026 | LEV | 2040 | TWh | 298 | Sub_sector | Transport | Planes | Transport (planes) | Energetic | transport_planes_final_demand_oil | Liquids | EU | Energy demand | 22.5128 | FEC
IT | TYNDP2026 | LEV | 2040 | TWh | 299 | Sub_sector | Transport | Planes | Transport (planes) | Energetic | transport_planes_final_demand_other | Others | EU | Energy demand | 0 | FEC
IT | TYNDP2026 | LEV | 2040 | TWh | 300 | Sub_sector | Transport | Planes | Transport (planes) | Energetic | transport_planes_final_demand_ammonia | Ammonia | EU | Energy demand | 0 | FEC
IT | TYNDP2026 | LEV | 2040 | TWh | 302 | Sub_sector | Transport | Others | Transport (others) | Energetic | transport_other_final_demand_electricity | Electricity | EU | Energy demand | 0.036907 | FEC
IT | TYNDP2026 | LEV | 2040 | TWh | 303 | Sub_sector | Transport | Others | Transport (others) | Energetic | transport_other_final_demand_hydrogen | Hydrogen | EU | Energy demand | 0 | FEC
IT | TYNDP2026 | LEV | 2040 | TWh | 304 | Sub_sector | Transport | Others | Transport (others) | Energetic | transport_other_final_demand_methane | Methane | EU | Energy demand | 0 | FEC
IT | TYNDP2026 | LEV | 2040 | TWh | 305 | Sub_sector | Transport | Others | Transport (others) | Energetic | transport_other_final_demand_heat | Heat | EU | Energy demand | 0 | FEC
IT | TYNDP2026 | LEV | 2040 | TWh | 306 | Sub_sector | Transport | Others | Transport (others) | Energetic | transport_other_final_demand_biomass | Biomass | EU | Energy demand | 0 | FEC
IT | TYNDP2026 | LEV | 2040 | TWh | 307 | Sub_sector | Transport | Others | Transport (others) | Energetic | transport_other_final_demand_coal | Solids | EU | Energy demand | 0 | FEC
IT | TYNDP2026 | LEV | 2040 | TWh | 308 | Sub_sector | Transport | Others | Transport (others) | Energetic | transport_other_final_demand_oil | Liquids | EU | Energy demand | 10.0472 | FEC
IT | TYNDP2026 | LEV | 2040 | TWh | 309 | Sub_sector | Transport | Others | Transport (others) | Energetic | transport_other_final_demand_other | Others | EU | Energy demand | 0 | FEC
IT | TYNDP2026 | LEV | 2040 | TWh | 310 | Sub_sector | Transport | Others | Transport (others) | Energetic | transport_other_final_demand_ammonia | Ammonia | EU | Energy demand | 0 | FEC
IT | TYNDP2026 | LEV | 2040 | TWh | 312 | Sub_sector | International transport | International aviation | Transport (int. aviation) | Energetic | transport_int_aviation_final_demand_electricity | Electricity | EU | Energy demand | 0 | FEC
IT | TYNDP2026 | LEV | 2040 | TWh | 313 | Sub_sector | International transport | International aviation | Transport (int. aviation) | Energetic | transport_int_aviation_final_demand_hydrogen | Hydrogen | EU | Energy demand | 1.0571 | FEC
IT | TYNDP2026 | LEV | 2040 | TWh | 314 | Sub_sector | International transport | International aviation | Transport (int. aviation) | Energetic | transport_int_aviation_final_demand_methane | Methane | EU | Energy demand | 0 | FEC
IT | TYNDP2026 | LEV | 2040 | TWh | 315 | Sub_sector | International transport | International aviation | Transport (int. aviation) | Energetic | transport_int_aviation_final_demand_heat | Heat | EU | Energy demand | 0 | FEC
IT | TYNDP2026 | LEV | 2040 | TWh | 316 | Sub_sector | International transport | International aviation | Transport (int. aviation) | Energetic | transport_int_aviation_final_demand_biofuels | Biomass | EU | Energy demand | 0 | FEC
IT | TYNDP2026 | LEV | 2040 | TWh | 317 | Sub_sector | International transport | International aviation | Transport (int. aviation) | Energetic | transport_int_aviation_final_demand_coal | Solids | EU | Energy demand | 0 | FEC
IT | TYNDP2026 | LEV | 2040 | TWh | 318 | Sub_sector | International transport | International aviation | Transport (int. aviation) | Energetic | transport_int_aviation_final_demand_oil | Liquids | EU | Energy demand | 45.491 | FEC
IT | TYNDP2026 | LEV | 2040 | TWh | 319 | Sub_sector | International transport | International aviation | Transport (int. aviation) | Energetic | transport_int_aviation_final_demand_other | Others | EU | Energy demand | 0 | FEC
IT | TYNDP2026 | LEV | 2040 | TWh | 320 | Sub_sector | International transport | International aviation | Transport (int. aviation) | Energetic | transport_int_aviation_final_demand_ammonia | Ammonia | EU | Energy demand | 0 | FEC
IT | TYNDP2026 | LEV | 2040 | TWh | 322 | Sub_sector | International transport | International shipping | Transport (int. shipping) | Energetic | transport_int_shipping_final_demand_electricity | Electricity | EU | Energy demand | 0 | not_included_in_FEC
IT | TYNDP2026 | LEV | 2040 | TWh | 323 | Sub_sector | International transport | International shipping | Transport (int. shipping) | Energetic | transport_int_shipping_final_demand_hydrogen | Hydrogen | EU | Energy demand | 2.816 | not_included_in_FEC
IT | TYNDP2026 | LEV | 2040 | TWh | 324 | Sub_sector | International transport | International shipping | Transport (int. shipping) | Energetic | transport_int_shipping_final_demand_methane | Methane | EU | Energy demand | 11.2001 | not_included_in_FEC
IT | TYNDP2026 | LEV | 2040 | TWh | 325 | Sub_sector | International transport | International shipping | Transport (int. shipping) | Energetic | transport_int_shipping_final_demand_heat | Heat | EU | Energy demand | 0 | not_included_in_FEC
IT | TYNDP2026 | LEV | 2040 | TWh | 326 | Sub_sector | International transport | International shipping | Transport (int. shipping) | Energetic | transport_int_shipping_final_demand_biofuels | Biomass | EU | Energy demand | 0 | not_included_in_FEC
IT | TYNDP2026 | LEV | 2040 | TWh | 327 | Sub_sector | International transport | International shipping | Transport (int. shipping) | Energetic | transport_int_shipping_final_demand_coal | Solids | EU | Energy demand | 0 | not_included_in_FEC
IT | TYNDP2026 | LEV | 2040 | TWh | 328 | Sub_sector | International transport | International shipping | Transport (int. shipping) | Energetic | transport_int_shipping_final_demand_oil | Liquids | EU | Energy demand | 15.2652 | not_included_in_FEC
IT | TYNDP2026 | LEV | 2040 | TWh | 329 | Sub_sector | International transport | International shipping | Transport (int. shipping) | Energetic | transport_int_shipping_final_demand_other | Others | EU | Energy demand | 0 | not_included_in_FEC
IT | TYNDP2026 | LEV | 2040 | TWh | 330 | Sub_sector | International transport | International shipping | Transport (int. shipping) | Energetic | transport_int_shipping_final_demand_ammonia | Ammonia | EU | Energy demand | 0 | not_included_in_FEC
IT | TYNDP2026 | LEV | 2040 | TWh | 332 | Sub_sector | Households | Space heating | Households (heating) | Energetic | households_heating_final_demand_electricity | Electricity | EU | Energy demand | 16.6781 | FEC
IT | TYNDP2026 | LEV | 2040 | TWh | 333 | Sub_sector | Households | Space heating | Households (heating) | Energetic | households_heating_final_demand_hydrogen | Hydrogen | EU | Energy demand | 1.4028 | FEC
IT | TYNDP2026 | LEV | 2040 | TWh | 334 | Sub_sector | Households | Space heating | Households (heating) | Energetic | households_heating_final_demand_methane | Methane | EU | Energy demand | 86.7538 | FEC
IT | TYNDP2026 | LEV | 2040 | TWh | 335 | Sub_sector | Households | Space heating | Households (heating) | Energetic | households_heating_final_demand_heat | Heat | EU | Energy demand | 6.557 | FEC
IT | TYNDP2026 | LEV | 2040 | TWh | 336 | Sub_sector | Households | Space heating | Households (heating) | Energetic | households_heating_final_demand_biomass | Biomass | EU | Energy demand | 37.3435 | FEC
IT | TYNDP2026 | LEV | 2040 | TWh | 337 | Sub_sector | Households | Space heating | Households (heating) | Energetic | households_heating_final_demand_coal | Solids | EU | Energy demand | 0 | FEC
IT | TYNDP2026 | LEV | 2040 | TWh | 338 | Sub_sector | Households | Space heating | Households (heating) | Energetic | households_heating_final_demand_oil | Liquids | EU | Energy demand | 0 | FEC
IT | TYNDP2026 | LEV | 2040 | TWh | 339 | Sub_sector | Households | Space heating | Households (heating) | Energetic | households_heating_final_demand_other | Others | EU | Energy demand | 0 | FEC
IT | TYNDP2026 | LEV | 2040 | TWh | 340 | Sub_sector | Households | Space heating | Households (heating) | Energetic | households_heating_final_demand_ammonia | Ammonia | EU | Energy demand | 0 | FEC
IT | TYNDP2026 | LEV | 2040 | TWh | 343 | Sub_sector | Households | Cooling | Households (cooling) | Energetic | households_cooling_final_demand_electricity | Electricity | EU | Energy demand | 6.1443 | FEC
IT | TYNDP2026 | LEV | 2040 | TWh | 344 | Sub_sector | Households | Cooling | Households (cooling) | Energetic | households_cooling_final_demand_hydrogen | Hydrogen | EU | Energy demand | 0 | FEC
IT | TYNDP2026 | LEV | 2040 | TWh | 345 | Sub_sector | Households | Cooling | Households (cooling) | Energetic | households_cooling_final_demand_methane | Methane | EU | Energy demand | 0 | FEC
IT | TYNDP2026 | LEV | 2040 | TWh | 346 | Sub_sector | Households | Cooling | Households (cooling) | Energetic | households_cooling_final_demand_heat | Heat | EU | Energy demand | 0 | FEC
IT | TYNDP2026 | LEV | 2040 | TWh | 347 | Sub_sector | Households | Cooling | Households (cooling) | Energetic | households_cooling_final_demand_biomass | Biomass | EU | Energy demand | 0 | FEC
IT | TYNDP2026 | LEV | 2040 | TWh | 348 | Sub_sector | Households | Cooling | Households (cooling) | Energetic | households_cooling_final_demand_coal | Solids | EU | Energy demand | 0 | FEC
IT | TYNDP2026 | LEV | 2040 | TWh | 349 | Sub_sector | Households | Cooling | Households (cooling) | Energetic | households_cooling_final_demand_oil | Liquids | EU | Energy demand | 0 | FEC
IT | TYNDP2026 | LEV | 2040 | TWh | 350 | Sub_sector | Households | Cooling | Households (cooling) | Energetic | households_cooling_final_demand_other | Others | EU | Energy demand | 0 | FEC
IT | TYNDP2026 | LEV | 2040 | TWh | 351 | Sub_sector | Households | Cooling | Households (cooling) | Energetic | households_cooling_final_demand_ammonia | Ammonia | EU | Energy demand | 0 | FEC
IT | TYNDP2026 | LEV | 2040 | TWh | 354 | Sub_sector | Households | Hot water | Households (hot water) | Energetic | households_hot_water_final_demand_electricity | Electricity | EU | Energy demand | 5.4958 | FEC
IT | TYNDP2026 | LEV | 2040 | TWh | 355 | Sub_sector | Households | Hot water | Households (hot water) | Energetic | households_hot_water_final_demand_hydrogen | Hydrogen | EU | Energy demand | 0.85173 | FEC
IT | TYNDP2026 | LEV | 2040 | TWh | 356 | Sub_sector | Households | Hot water | Households (hot water) | Energetic | households_hot_water_final_demand_methane | Methane | EU | Energy demand | 22.5206 | FEC
IT | TYNDP2026 | LEV | 2040 | TWh | 357 | Sub_sector | Households | Hot water | Households (hot water) | Energetic | households_hot_water_final_demand_heat | Heat | EU | Energy demand | 1.6489 | FEC
IT | TYNDP2026 | LEV | 2040 | TWh | 358 | Sub_sector | Households | Hot water | Households (hot water) | Energetic | households_hot_water_final_demand_biomass | Biomass | EU | Energy demand | 7.6825 | FEC
IT | TYNDP2026 | LEV | 2040 | TWh | 359 | Sub_sector | Households | Hot water | Households (hot water) | Energetic | households_hot_water_final_demand_coal | Solids | EU | Energy demand | 0 | FEC
IT | TYNDP2026 | LEV | 2040 | TWh | 360 | Sub_sector | Households | Hot water | Households (hot water) | Energetic | households_hot_water_final_demand_oil | Liquids | EU | Energy demand | 0 | FEC
IT | TYNDP2026 | LEV | 2040 | TWh | 361 | Sub_sector | Households | Hot water | Households (hot water) | Energetic | households_hot_water_final_demand_other | Others | EU | Energy demand | 1.3157 | FEC
IT | TYNDP2026 | LEV | 2040 | TWh | 362 | Sub_sector | Households | Hot water | Households (hot water) | Energetic | households_hot_water_final_demand_ammonia | Ammonia | EU | Energy demand | 0 | FEC
IT | TYNDP2026 | LEV | 2040 | TWh | 365 | Sub_sector | Households | Appliances | Households (appliances) | Energetic | households_appliances_final_demand_electricity | Electricity | EU | Energy demand | 50.5793 | FEC
IT | TYNDP2026 | LEV | 2040 | TWh | 366 | Sub_sector | Households | Appliances | Households (appliances) | Energetic | households_appliances_final_demand_hydrogen | Hydrogen | EU | Energy demand | 0 | FEC
IT | TYNDP2026 | LEV | 2040 | TWh | 367 | Sub_sector | Households | Appliances | Households (appliances) | Energetic | households_appliances_final_demand_methane | Methane | EU | Energy demand | 15.4414 | FEC
IT | TYNDP2026 | LEV | 2040 | TWh | 368 | Sub_sector | Households | Appliances | Households (appliances) | Energetic | households_appliances_final_demand_heat | Heat | EU | Energy demand | 0 | FEC
IT | TYNDP2026 | LEV | 2040 | TWh | 369 | Sub_sector | Households | Appliances | Households (appliances) | Energetic | households_appliances_final_demand_biomass | Biomass | EU | Energy demand | 0.1821 | FEC
IT | TYNDP2026 | LEV | 2040 | TWh | 370 | Sub_sector | Households | Appliances | Households (appliances) | Energetic | households_appliances_final_demand_coal | Solids | EU | Energy demand | 0 | FEC
IT | TYNDP2026 | LEV | 2040 | TWh | 371 | Sub_sector | Households | Appliances | Households (appliances) | Energetic | households_appliances_final_demand_oil | Liquids | EU | Energy demand | 0 | FEC
IT | TYNDP2026 | LEV | 2040 | TWh | 372 | Sub_sector | Households | Appliances | Households (appliances) | Energetic | households_appliances_final_demand_other | Others | EU | Energy demand | 0 | FEC
IT | TYNDP2026 | LEV | 2040 | TWh | 373 | Sub_sector | Households | Appliances | Households (appliances) | Energetic | households_appliances_final_demand_ammonia | Ammonia | EU | Energy demand | 0 | FEC
IT | TYNDP2026 | LEV | 2040 | TWh | 375 | Sub_sector | Buildings | Space heating | Buildings (heat) | Energetic | buildings_heat_final_demand_electricity | Electricity | EU | Energy demand | 15.7885 | FEC
IT | TYNDP2026 | LEV | 2040 | TWh | 376 | Sub_sector | Buildings | Space heating | Buildings (heat) | Energetic | buildings_heat_final_demand_hydrogen | Hydrogen | EU | Energy demand | 2.2278 | FEC
IT | TYNDP2026 | LEV | 2040 | TWh | 377 | Sub_sector | Buildings | Space heating | Buildings (heat) | Energetic | buildings_heat_final_demand_methane | Methane | EU | Energy demand | 14.1637 | FEC
IT | TYNDP2026 | LEV | 2040 | TWh | 378 | Sub_sector | Buildings | Space heating | Buildings (heat) | Energetic | buildings_heat_final_demand_heat | Heat | EU | Energy demand | 4.2221 | FEC
IT | TYNDP2026 | LEV | 2040 | TWh | 379 | Sub_sector | Buildings | Space heating | Buildings (heat) | Energetic | buildings_heat_final_demand_biomass | Biomass | EU | Energy demand | 1.7163 | FEC
IT | TYNDP2026 | LEV | 2040 | TWh | 380 | Sub_sector | Buildings | Space heating | Buildings (heat) | Energetic | buildings_heat_final_demand_coal | Solids | EU | Energy demand | 0 | FEC
IT | TYNDP2026 | LEV | 2040 | TWh | 381 | Sub_sector | Buildings | Space heating | Buildings (heat) | Energetic | buildings_heat_final_demand_oil | Liquids | EU | Energy demand | 0 | FEC
IT | TYNDP2026 | LEV | 2040 | TWh | 382 | Sub_sector | Buildings | Space heating | Buildings (heat) | Energetic | buildings_heat_final_demand_other | Others | EU | Energy demand | 0.043866 | FEC
IT | TYNDP2026 | LEV | 2040 | TWh | 383 | Sub_sector | Buildings | Space heating | Buildings (heat) | Energetic | buildings_heat_final_demand_ammonia | Ammonia | EU | Energy demand | 0 | FEC
IT | TYNDP2026 | LEV | 2040 | TWh | 386 | Sub_sector | Buildings | Cooling | Buildings (cooling) | Energetic | buildings_cooling_final_demand_electricity | Electricity | EU | Energy demand | 14.9832 | FEC
IT | TYNDP2026 | LEV | 2040 | TWh | 387 | Sub_sector | Buildings | Cooling | Buildings (cooling) | Energetic | buildings_cooling_final_demand_hydrogen | Hydrogen | EU | Energy demand | 0 | FEC
IT | TYNDP2026 | LEV | 2040 | TWh | 388 | Sub_sector | Buildings | Cooling | Buildings (cooling) | Energetic | buildings_cooling_final_demand_methane | Methane | EU | Energy demand | 0.22101 | FEC
IT | TYNDP2026 | LEV | 2040 | TWh | 389 | Sub_sector | Buildings | Cooling | Buildings (cooling) | Energetic | buildings_cooling_final_demand_heat | Heat | EU | Energy demand | 0 | FEC
IT | TYNDP2026 | LEV | 2040 | TWh | 390 | Sub_sector | Buildings | Cooling | Buildings (cooling) | Energetic | buildings_cooling_final_demand_biomass | Biomass | EU | Energy demand | 0 | FEC
IT | TYNDP2026 | LEV | 2040 | TWh | 391 | Sub_sector | Buildings | Cooling | Buildings (cooling) | Energetic | buildings_cooling_final_demand_coal | Solids | EU | Energy demand | 0 | FEC
IT | TYNDP2026 | LEV | 2040 | TWh | 392 | Sub_sector | Buildings | Cooling | Buildings (cooling) | Energetic | buildings_cooling_final_demand_oil | Liquids | EU | Energy demand | 0 | FEC
IT | TYNDP2026 | LEV | 2040 | TWh | 393 | Sub_sector | Buildings | Cooling | Buildings (cooling) | Energetic | buildings_cooling_final_demand_other | Others | EU | Energy demand | 0 | FEC
IT | TYNDP2026 | LEV | 2040 | TWh | 394 | Sub_sector | Buildings | Cooling | Buildings (cooling) | Energetic | buildings_cooling_final_demand_ammonia | Ammonia | EU | Energy demand | 0 | FEC
IT | TYNDP2026 | LEV | 2040 | TWh | 397 | Sub_sector | Buildings | Appliances | Buildings (appliances) | Energetic | buildings_appliances_final_demand_electricity | Electricity | EU | Energy demand | 40.9789 | FEC
IT | TYNDP2026 | LEV | 2040 | TWh | 398 | Sub_sector | Buildings | Appliances | Buildings (appliances) | Energetic | buildings_appliances_final_demand_hydrogen | Hydrogen | EU | Energy demand | 0 | FEC
IT | TYNDP2026 | LEV | 2040 | TWh | 399 | Sub_sector | Buildings | Appliances | Buildings (appliances) | Energetic | buildings_appliances_final_demand_methane | Methane | EU | Energy demand | 25.0191 | FEC
IT | TYNDP2026 | LEV | 2040 | TWh | 400 | Sub_sector | Buildings | Appliances | Buildings (appliances) | Energetic | buildings_appliances_final_demand_heat | Heat | EU | Energy demand | 0 | FEC
IT | TYNDP2026 | LEV | 2040 | TWh | 401 | Sub_sector | Buildings | Appliances | Buildings (appliances) | Energetic | buildings_appliances_final_demand_biomass | Biomass | EU | Energy demand | 0 | FEC
IT | TYNDP2026 | LEV | 2040 | TWh | 402 | Sub_sector | Buildings | Appliances | Buildings (appliances) | Energetic | buildings_appliances_final_demand_coal | Solids | EU | Energy demand | 0 | FEC
IT | TYNDP2026 | LEV | 2040 | TWh | 403 | Sub_sector | Buildings | Appliances | Buildings (appliances) | Energetic | buildings_appliances_final_demand_oil | Liquids | EU | Energy demand | 0 | FEC
IT | TYNDP2026 | LEV | 2040 | TWh | 404 | Sub_sector | Buildings | Appliances | Buildings (appliances) | Energetic | buildings_appliances_final_demand_other | Others | EU | Energy demand | 0 | FEC
IT | TYNDP2026 | LEV | 2040 | TWh | 405 | Sub_sector | Buildings | Appliances | Buildings (appliances) | Energetic | buildings_appliances_final_demand_ammonia | Ammonia | EU | Energy demand | 0 | FEC
IT | TYNDP2026 | LEV | 2040 | TWh | 407 | Sub_sector | Buildings | Datacenters | Datacenters & ICT | Energetic | datacentres_final_demand_electricity_energetic | Electricity | EU | Energy demand | 20.3022 | FEC
IT | TYNDP2026 | LEV | 2040 | TWh | 408 | Sub_sector | Buildings | Datacenters | Datacenters & ICT | Energetic | datacentres_final_demand_hydrogen_energetic | Hydrogen | EU | Energy demand | 0 | FEC
IT | TYNDP2026 | LEV | 2040 | TWh | 409 | Sub_sector | Buildings | Datacenters | Datacenters & ICT | Energetic | datacentres_final_demand_methane_energetic | Methane | EU | Energy demand | 0 | FEC
IT | TYNDP2026 | LEV | 2040 | TWh | 410 | Sub_sector | Buildings | Datacenters | Datacenters & ICT | Energetic | datacentres_final_demand_heat_energetic | Heat | EU | Energy demand | 0 | FEC
IT | TYNDP2026 | LEV | 2040 | TWh | 411 | Sub_sector | Buildings | Datacenters | Datacenters & ICT | Energetic | datacentres_final_demand_biomass_energetic | Biomass | EU | Energy demand | 0 | FEC
IT | TYNDP2026 | LEV | 2040 | TWh | 412 | Sub_sector | Buildings | Datacenters | Datacenters & ICT | Energetic | datacentres_final_demand_coal_energetic | Solids | EU | Energy demand | 0 | FEC
IT | TYNDP2026 | LEV | 2040 | TWh | 413 | Sub_sector | Buildings | Datacenters | Datacenters & ICT | Energetic | datacentres_final_demand_oil_energetic | Liquids | EU | Energy demand | 0 | FEC
IT | TYNDP2026 | LEV | 2040 | TWh | 414 | Sub_sector | Buildings | Datacenters | Datacenters & ICT | Energetic | datacentres_final_demand_other_energetic | Others | EU | Energy demand | 0 | FEC
IT | TYNDP2026 | LEV | 2040 | TWh | 415 | Sub_sector | Buildings | Datacenters | Datacenters & ICT | Energetic | datacentres_final_demand_ammonia_energetic | Ammonia | EU | Energy demand | 0 | FEC
IT | TYNDP2026 | LEV | 2040 | TWh | 417 | Sub_sector | Transport | Others_Sector | Others_Sector | Energetic | other_final_demand_electricity_energetic | Electricity | EU | Energy demand | 0 | FEC
IT | TYNDP2026 | LEV | 2040 | TWh | 418 | Sub_sector | Transport | Others_Sector | Others_Sector | Energetic | other_final_demand_hydrogen_energetic | Hydrogen | EU | Energy demand | 0 | FEC
IT | TYNDP2026 | LEV | 2040 | TWh | 419 | Sub_sector | Transport | Pipeline Transport | Others_Sector | Energetic | other_final_demand_methane_energetic | Methane | EU | Energy demand | 0.84128 | FEC
IT | TYNDP2026 | LEV | 2040 | TWh | 420 | Sub_sector | Transport | Others_Sector | Others_Sector | Energetic | other_final_demand_heat_energetic | Heat | EU | Energy demand | 0.05763 | FEC
IT | TYNDP2026 | LEV | 2040 | TWh | 421 | Sub_sector | Transport | Others_Sector | Others_Sector | Energetic | other_final_demand_biomass_energetic | Biomass | EU | Energy demand | 0 | FEC
IT | TYNDP2026 | LEV | 2040 | TWh | 422 | Sub_sector | Transport | Others_Sector | Others_Sector | Energetic | other_final_demand_coal_energetic | Solids | EU | Energy demand | 0 | FEC
IT | TYNDP2026 | LEV | 2040 | TWh | 423 | Sub_sector | Transport | Others_Sector | Others_Sector | Energetic | other_final_demand_oil_energetic | Liquids | EU | Energy demand | 0 | FEC
IT | TYNDP2026 | LEV | 2040 | TWh | 424 | Sub_sector | Others_Sector | Others_Sector | Others_Sector | Non-energetic | other_final_demand_oil_non_energetic | Liquids | EU | Energy demand | 0 | not_included_in_FEC
IT | TYNDP2026 | LEV | 2040 | TWh | 425 | Sub_sector | Transport | Others_Sector | Others_Sector | Energetic | other_final_demand_other_energetic | Others | EU | Energy demand | 0 | FEC
IT | TYNDP2026 | LEV | 2040 | TWh | 426 | Sub_sector | Transport | Others_Sector | Others_Sector | Energetic | other_final_demand_ammonia_energetic | Ammonia | EU | Energy demand | 0 | FEC
IT | TYNDP2026 | LEV | 2040 | TWh | 427 | Sub_sector | Industry | Surplus_Heat_in_Industry | Surplus_Heat_in_Industry | Energetic | final_demand_of_industry_unused_local_production_steam_hot_water | Heat | EU | Energy demand | 0.14932 | FEC
IT | TYNDP2026 | LEV | 2040 | TWh | 429 | Sub_sector | Agriculture | Total | Agriculture | Energetic | agriculture_final_demand_electricity_energetic | Electricity | EU | Energy demand | 8.1696 | FEC
IT | TYNDP2026 | LEV | 2040 | TWh | 430 | Sub_sector | Agriculture | Total | Agriculture | Energetic | agriculture_final_demand_hydrogen_energetic | Hydrogen | EU | Energy demand | 0.07699 | FEC
IT | TYNDP2026 | LEV | 2040 | TWh | 431 | Sub_sector | Agriculture | Total | Agriculture | Energetic | agriculture_final_demand_methane_energetic | Methane | EU | Energy demand | 4.1061 | FEC
IT | TYNDP2026 | LEV | 2040 | TWh | 432 | Sub_sector | Agriculture | Total | Agriculture | Energetic | agriculture_final_demand_heat_energetic | Heat | EU | Energy demand | 0 | FEC
IT | TYNDP2026 | LEV | 2040 | TWh | 433 | Sub_sector | Agriculture | Total | Agriculture | Energetic | agriculture_final_demand_biomass_energetic | Biomass | EU | Energy demand | 0.63751 | FEC
IT | TYNDP2026 | LEV | 2040 | TWh | 434 | Sub_sector | Agriculture | Total | Agriculture | Energetic | agriculture_final_demand_coal_energetic | Solids | EU | Energy demand | 0 | FEC
IT | TYNDP2026 | LEV | 2040 | TWh | 435 | Sub_sector | Agriculture | Total | Agriculture | Energetic | agriculture_final_demand_oil_energetic | Liquids | EU | Energy demand | 23.3119 | FEC
IT | TYNDP2026 | LEV | 2040 | TWh | 436 | Sub_sector | Agriculture | Total | Agriculture | Energetic | agriculture_final_demand_other_energetic | Others | EU | Energy demand | 0 | FEC
IT | TYNDP2026 | LEV | 2040 | TWh | 437 | Sub_sector | Agriculture | Total | Agriculture | Energetic | agriculture_final_demand_ammonia_energetic | Ammonia | EU | Energy demand | 0 | FEC
IT | TYNDP2026 | LEV | 2040 | TWh | 447 | Sub_sector | Buildings | Surplus Energy | Buildings | Energetic | GAP | Electricity | EU | Energy demand | 0 | FEC
IT | TYNDP2026 | LEV | 2040 | TWh | 448 | Sub_sector | Buildings | Surplus Energy | Buildings | Energetic | GAP | Hydrogen | EU | Energy demand | 0 | FEC
IT | TYNDP2026 | LEV | 2040 | TWh | 449 | Sub_sector | Buildings | Surplus Energy | Buildings | Energetic | GAP | Methane | EU | Energy demand | 0 | FEC
IT | TYNDP2026 | LEV | 2040 | TWh | 450 | Sub_sector | Buildings | Surplus Energy | Buildings | Energetic | GAP | Heat | EU | Energy demand | 0 | FEC
IT | TYNDP2026 | LEV | 2040 | TWh | 451 | Sub_sector | Buildings | Surplus Energy | Buildings | Energetic | GAP | Biomass | EU | Energy demand | 0.0044392 | FEC
IT | TYNDP2026 | LEV | 2040 | TWh | 452 | Sub_sector | Buildings | Surplus Energy | Buildings | Energetic | GAP | Solids | EU | Energy demand | 0 | FEC
IT | TYNDP2026 | LEV | 2040 | TWh | 453 | Sub_sector | Buildings | Surplus Energy | Buildings | Energetic | GAP | Liquids | EU | Energy demand | 0.78272 | FEC
IT | TYNDP2026 | LEV | 2040 | TWh | 454 | Sub_sector | Buildings | Surplus Energy | Buildings | Energetic | GAP | Others | EU | Energy demand | 0 | FEC
IT | TYNDP2026 | LEV | 2040 | TWh | 455 | Sub_sector | Buildings | Surplus Energy | Buildings | Energetic | GAP | Ammonia | EU | Energy demand | 0 | FEC
IT | TYNDP2026 | LEV | 2040 | TWh | 456 | Sub_sector | Households | Surplus Energy | Households | Energetic | GAP | Electricity | EU | Energy demand | 0 | FEC
IT | TYNDP2026 | LEV | 2040 | TWh | 457 | Sub_sector | Households | Surplus Energy | Households | Energetic | GAP | Hydrogen | EU | Energy demand | 0 | FEC
IT | TYNDP2026 | LEV | 2040 | TWh | 458 | Sub_sector | Households | Surplus Energy | Households | Energetic | GAP | Methane | EU | Energy demand | 0 | FEC
IT | TYNDP2026 | LEV | 2040 | TWh | 459 | Sub_sector | Households | Surplus Energy | Households | Energetic | GAP | Heat | EU | Energy demand | 0 | FEC
IT | TYNDP2026 | LEV | 2040 | TWh | 460 | Sub_sector | Households | Surplus Energy | Households | Energetic | GAP | Biomass | EU | Energy demand | 0 | FEC
IT | TYNDP2026 | LEV | 2040 | TWh | 461 | Sub_sector | Households | Surplus Energy | Households | Energetic | GAP | Solids | EU | Energy demand | 0 | FEC
IT | TYNDP2026 | LEV | 2040 | TWh | 462 | Sub_sector | Households | Surplus Energy | Households | Energetic | GAP | Liquids | EU | Energy demand | 0 | FEC
IT | TYNDP2026 | LEV | 2040 | TWh | 463 | Sub_sector | Households | Surplus Energy | Households | Energetic | GAP | Others | EU | Energy demand | 0 | FEC
IT | TYNDP2026 | LEV | 2040 | TWh | 464 | Sub_sector | Households | Surplus Energy | Households | Energetic | GAP | Ammonia | EU | Energy demand | 0 | FEC
LT | TYNDP2026 | NT | 2030 | TWh | 102 | Sub_sector | Industry | Aluminium | Industry (aluminium) | Energetic | industry_aluminium_demand_electricity_energetic | Electricity | EU | Energy demand | 0 | FEC
LT | TYNDP2026 | NT | 2030 | TWh | 103 | Sub_sector | Industry | Aluminium | Industry (aluminium) | Energetic | industry_aluminium_demand_hydrogen_energetic | Hydrogen | EU | Energy demand | 0 | FEC
LT | TYNDP2026 | NT | 2030 | TWh | 104 | Sub_sector | Industry | Aluminium | Industry (aluminium) | Energetic | industry_aluminium_demand_methane_energetic | Methane | EU | Energy demand | 0 | FEC
LT | TYNDP2026 | NT | 2030 | TWh | 105 | Sub_sector | Industry | Aluminium | Industry (aluminium) | Energetic | industry_aluminium_demand_heat_energetic | Heat | EU | Energy demand | 0 | FEC
LT | TYNDP2026 | NT | 2030 | TWh | 106 | Sub_sector | Industry | Aluminium | Industry (aluminium) | Energetic | industry_aluminium_demand_biomass_energetic | Biomass | EU | Energy demand | 0 | FEC
LT | TYNDP2026 | NT | 2030 | TWh | 107 | Sub_sector | Industry | Aluminium | Industry (aluminium) | Energetic | industry_aluminium_demand_coal_energetic | Solids | EU | Energy demand | 0 | FEC
LT | TYNDP2026 | NT | 2030 | TWh | 108 | Sub_sector | Industry | Aluminium | Industry (aluminium) | Energetic | industry_aluminium_demand_oil_energetic | Liquids | EU | Energy demand | 0 | FEC
LT | TYNDP2026 | NT | 2030 | TWh | 109 | Sub_sector | Industry | Aluminium | Industry (aluminium) | Energetic | industry_aluminium_demand_others_energetic | Others | EU | Energy demand | 0 | FEC
LT | TYNDP2026 | NT | 2030 | TWh | 110 | Sub_sector | Industry | Aluminium | Industry (aluminium) | Energetic | industry_ammonia_demand_others_energetic | Ammonia | EU | Energy demand | 0 | FEC
LT | TYNDP2026 | NT | 2030 | TWh | 112 | Sub_sector | Industry | Chemicals | Industry (chemicals, energetic) | Energetic | industry_chemical_demand_electricity_energetic | Electricity | EU | Energy demand | 0.82048 | FEC
LT | TYNDP2026 | NT | 2030 | TWh | 113 | Sub_sector | Industry | Chemicals | Industry (chemicals, energetic) | Energetic | industry_chemical_demand_hydrogen_energetic | Hydrogen | EU | Energy demand | 0.35168 | FEC
LT | TYNDP2026 | NT | 2030 | TWh | 114 | Sub_sector | Industry | Chemicals | Industry (chemicals, energetic) | Energetic | industry_chemical_demand_methane_energetic | Methane | EU | Energy demand | 1.055 | FEC
LT | TYNDP2026 | NT | 2030 | TWh | 115 | Sub_sector | Industry | Chemicals | Industry (chemicals, energetic) | Energetic | industry_chemical_demand_heat_energetic | Heat | EU | Energy demand | 1.266 | FEC
LT | TYNDP2026 | NT | 2030 | TWh | 116 | Sub_sector | Industry | Chemicals | Industry (chemicals, energetic) | Energetic | industry_chemical_demand_biomass_energetic | Biomass | EU | Energy demand | 0 | FEC
LT | TYNDP2026 | NT | 2030 | TWh | 117 | Sub_sector | Industry | Chemicals | Industry (chemicals, energetic) | Energetic | industry_chemical_demand_coal_energetic | Solids | EU | Energy demand | 0 | FEC
LT | TYNDP2026 | NT | 2030 | TWh | 118 | Sub_sector | Industry | Chemicals | Industry (chemicals, energetic) | Energetic | industry_chemical_demand_oil_energetic | Liquids | EU | Energy demand | 0 | FEC
LT | TYNDP2026 | NT | 2030 | TWh | 119 | Sub_sector | Industry | Chemicals | Industry (chemicals, energetic) | Energetic | industry_chemical_demand_others_energetic | Others | EU | Energy demand | 0 | FEC
LT | TYNDP2026 | NT | 2030 | TWh | 120 | Sub_sector | Industry | Chemicals | Industry (chemicals, energetic) | Energetic | industry_chemical_demand_ammonia_energetic | Ammonia | EU | Energy demand | 0 | FEC
LT | TYNDP2026 | NT | 2030 | TWh | 122 | Sub_sector | Industry | Chemicals | Industry (chemicals, non-energetic) | Non-energetic | industry_chemical_demand_electricity_non_energetic | Electricity | EU | Energy demand | 0 | not_included_in_FEC
LT | TYNDP2026 | NT | 2030 | TWh | 123 | Sub_sector | Industry | Chemicals | Industry (chemicals, non-energetic) | Non-energetic | industry_chemical_demand_hydrogen_non_energetic | Hydrogen | EU | Energy demand | 0.72666 | not_included_in_FEC
LT | TYNDP2026 | NT | 2030 | TWh | 124 | Sub_sector | Industry | Chemicals | Industry (chemicals, non-energetic) | Non-energetic | industry_chemical_demand_methane_non_energetic | Methane | EU | Energy demand | 5.8133 | not_included_in_FEC
LT | TYNDP2026 | NT | 2030 | TWh | 125 | Sub_sector | Industry | Chemicals | Industry (chemicals, non-energetic) | Non-energetic | industry_chemical_demand_heat_non_energetic | Heat | EU | Energy demand | 0 | not_included_in_FEC
LT | TYNDP2026 | NT | 2030 | TWh | 126 | Sub_sector | Industry | Chemicals | Industry (chemicals, non-energetic) | Non-energetic | industry_chemical_demand_biomass_non_energetic | Biomass | EU | Energy demand | 0 | not_included_in_FEC
LT | TYNDP2026 | NT | 2030 | TWh | 127 | Sub_sector | Industry | Chemicals | Industry (chemicals, non-energetic) | Non-energetic | industry_chemical_demand_coal_non_energetic | Solids | EU | Energy demand | 0 | not_included_in_FEC
LT | TYNDP2026 | NT | 2030 | TWh | 128 | Sub_sector | Industry | Chemicals | Industry (chemicals, non-energetic) | Non-energetic | industry_chemical_demand_oil_non_energetic | Liquids | EU | Energy demand | 0.72666 | not_included_in_FEC
LT | TYNDP2026 | NT | 2030 | TWh | 129 | Sub_sector | Industry | Chemicals | Industry (chemicals, non-energetic) | Non-energetic | industry_chemical_demand_others_non_energetic | Others | EU | Energy demand | 0 | not_included_in_FEC
LT | TYNDP2026 | NT | 2030 | TWh | 130 | Sub_sector | Industry | Chemicals | Industry (chemicals, non-energetic) | Non-energetic | industry_chemical_demand_ammonia_non_energetic | Ammonia | EU | Energy demand | 0 | not_included_in_FEC
LT | TYNDP2026 | NT | 2030 | TWh | 132 | Sub_sector | Industry | Fertilizers | Industry (fertilizers, energetic) | Energetic | industry_fertilizers_demand_electricity_energetic | Electricity | EU | Energy demand | 0.39508 | FEC
LT | TYNDP2026 | NT | 2030 | TWh | 133 | Sub_sector | Industry | Fertilizers | Industry (fertilizers, energetic) | Energetic | industry_fertilizers_demand_hydrogen_energetic | Hydrogen | EU | Energy demand | 0.29413 | FEC
LT | TYNDP2026 | NT | 2030 | TWh | 134 | Sub_sector | Industry | Fertilizers | Industry (fertilizers, energetic) | Energetic | industry_fertilizers_demand_methane_energetic | Methane | EU | Energy demand | 1.0785 | FEC
LT | TYNDP2026 | NT | 2030 | TWh | 135 | Sub_sector | Industry | Fertilizers | Industry (fertilizers, energetic) | Energetic | industry_fertilizers_demand_heat_energetic | Heat | EU | Energy demand | 0 | FEC
LT | TYNDP2026 | NT | 2030 | TWh | 136 | Sub_sector | Industry | Fertilizers | Industry (fertilizers, energetic) | Energetic | industry_fertilizers_demand_biomass_energetic | Biomass | EU | Energy demand | 0 | FEC
LT | TYNDP2026 | NT | 2030 | TWh | 137 | Sub_sector | Industry | Fertilizers | Industry (fertilizers, energetic) | Energetic | industry_fertilizers_demand_coal_energetic | Solids | EU | Energy demand | 0 | FEC
LT | TYNDP2026 | NT | 2030 | TWh | 138 | Sub_sector | Industry | Fertilizers | Industry (fertilizers, energetic) | Energetic | industry_fertilizers_demand_oil_energetic | Liquids | EU | Energy demand | 0.63788 | FEC
LT | TYNDP2026 | NT | 2030 | TWh | 139 | Sub_sector | Industry | Fertilizers | Industry (fertilizers, energetic) | Energetic | industry_fertilizers_demand_others_energetic | Others | EU | Energy demand | 0 | FEC
LT | TYNDP2026 | NT | 2030 | TWh | 140 | Sub_sector | Industry | Fertilizers | Industry (fertilizers, energetic) | Energetic | industry_fertilizers_demand_ammonia_energetic | Ammonia | EU | Energy demand | 0 | FEC
LT | TYNDP2026 | NT | 2030 | TWh | 142 | Sub_sector | Industry | Fertilizers | Industry (fertilizers, non-energetic) | Non-energetic | industry_fertilizers_demand_electricity_non_energetic | Electricity | EU | Energy demand | 0 | not_included_in_FEC
LT | TYNDP2026 | NT | 2030 | TWh | 143 | Sub_sector | Industry | Fertilizers | Industry (fertilizers, non-energetic) | Non-energetic | industry_fertilizers_demand_hydrogen_non_energetic | Hydrogen | EU | Energy demand | 1.186 | not_included_in_FEC
LT | TYNDP2026 | NT | 2030 | TWh | 144 | Sub_sector | Industry | Fertilizers | Industry (fertilizers, non-energetic) | Non-energetic | industry_fertilizers_demand_methane_non_energetic | Methane | EU | Energy demand | 7.1529 | not_included_in_FEC
LT | TYNDP2026 | NT | 2030 | TWh | 145 | Sub_sector | Industry | Fertilizers | Industry (fertilizers, non-energetic) | Non-energetic | industry_fertilizers_demand_heat_non_energetic | Heat | EU | Energy demand | 0 | not_included_in_FEC
LT | TYNDP2026 | NT | 2030 | TWh | 146 | Sub_sector | Industry | Fertilizers | Industry (fertilizers, non-energetic) | Non-energetic | industry_fertilizers_demand_biomass_non_energetic | Biomass | EU | Energy demand | 0 | not_included_in_FEC
LT | TYNDP2026 | NT | 2030 | TWh | 147 | Sub_sector | Industry | Fertilizers | Industry (fertilizers, non-energetic) | Non-energetic | industry_fertilizers_demand_coal_non_energetic | Solids | EU | Energy demand | 0 | not_included_in_FEC
LT | TYNDP2026 | NT | 2030 | TWh | 148 | Sub_sector | Industry | Fertilizers | Industry (fertilizers, non-energetic) | Non-energetic | industry_fertilizers_demand_oil_non_energetic | Liquids | EU | Energy demand | 0 | not_included_in_FEC
LT | TYNDP2026 | NT | 2030 | TWh | 149 | Sub_sector | Industry | Fertilizers | Industry (fertilizers, non-energetic) | Non-energetic | industry_fertilizers_demand_others_non_energetic | Others | EU | Energy demand | 0 | not_included_in_FEC
LT | TYNDP2026 | NT | 2030 | TWh | 150 | Sub_sector | Industry | Fertilizers | Industry (fertilizers, non-energetic) | Non-energetic | industry_fertilizers_demand_ammonia_non_energetic | Ammonia | EU | Energy demand | 0 | not_included_in_FEC
LT | TYNDP2026 | NT | 2030 | TWh | 152 | Sub_sector | Industry | Food | Industry (food) | Energetic | industry_food_demand_electricity_energetic | Electricity | EU | Energy demand | 1.3552 | FEC
LT | TYNDP2026 | NT | 2030 | TWh | 153 | Sub_sector | Industry | Food | Industry (food) | Energetic | industry_food_demand_hydrogen_energetic | Hydrogen | EU | Energy demand | 0 | FEC
LT | TYNDP2026 | NT | 2030 | TWh | 154 | Sub_sector | Industry | Food | Industry (food) | Energetic | industry_food_demand_methane_energetic | Methane | EU | Energy demand | 0.75658 | FEC
LT | TYNDP2026 | NT | 2030 | TWh | 155 | Sub_sector | Industry | Food | Industry (food) | Energetic | industry_food_demand_heat_energetic | Heat | EU | Energy demand | 0.10581 | FEC
LT | TYNDP2026 | NT | 2030 | TWh | 156 | Sub_sector | Industry | Food | Industry (food) | Energetic | industry_food_demand_biomass_energetic | Biomass | EU | Energy demand | 0.47286 | FEC
LT | TYNDP2026 | NT | 2030 | TWh | 157 | Sub_sector | Industry | Food | Industry (food) | Energetic | industry_food_demand_coal_energetic | Solids | EU | Energy demand | 0.00014372 | FEC
LT | TYNDP2026 | NT | 2030 | TWh | 158 | Sub_sector | Industry | Food | Industry (food) | Energetic | industry_food_demand_oil_energetic | Liquids | EU | Energy demand | 0 | FEC
LT | TYNDP2026 | NT | 2030 | TWh | 159 | Sub_sector | Industry | Food | Industry (food) | Energetic | industry_food_demand_others_energetic | Others | EU | Energy demand | 0 | FEC
LT | TYNDP2026 | NT | 2030 | TWh | 160 | Sub_sector | Industry | Food | Industry (food) | Energetic | industry_food_demand_ammonia_energetic | Ammonia | EU | Energy demand | 0 | FEC
LT | TYNDP2026 | NT | 2030 | TWh | 162 | Sub_sector | Industry | Metals | Industry (metal) | Energetic | industry_metal_demand_electricity_energetic | Electricity | EU | Energy demand | 0 | FEC
LT | TYNDP2026 | NT | 2030 | TWh | 163 | Sub_sector | Industry | Metals | Industry (metal) | Energetic | industry_metal_demand_hydrogen_energetic | Hydrogen | EU | Energy demand | 0 | FEC
LT | TYNDP2026 | NT | 2030 | TWh | 164 | Sub_sector | Industry | Metals | Industry (metal) | Energetic | industry_metal_demand_methane_energetic | Methane | EU | Energy demand | 0 | FEC
LT | TYNDP2026 | NT | 2030 | TWh | 165 | Sub_sector | Industry | Metals | Industry (metal) | Energetic | industry_metal_demand_heat_energetic | Heat | EU | Energy demand | 0 | FEC
LT | TYNDP2026 | NT | 2030 | TWh | 166 | Sub_sector | Industry | Metals | Industry (metal) | Energetic | industry_metal_demand_biomass_energetic | Biomass | EU | Energy demand | 0 | FEC
LT | TYNDP2026 | NT | 2030 | TWh | 167 | Sub_sector | Industry | Metals | Industry (metal) | Energetic | industry_metal_demand_coal_energetic | Solids | EU | Energy demand | 0 | FEC
LT | TYNDP2026 | NT | 2030 | TWh | 168 | Sub_sector | Industry | Metals | Industry (metal) | Energetic | industry_metal_demand_oil_energetic | Liquids | EU | Energy demand | 0 | FEC
LT | TYNDP2026 | NT | 2030 | TWh | 169 | Sub_sector | Industry | Metals | Industry (metal) | Energetic | industry_metal_demand_others_energetic | Others | EU | Energy demand | 0 | FEC
LT | TYNDP2026 | NT | 2030 | TWh | 170 | Sub_sector | Industry | Metals | Industry (metal) | Energetic | industry_metal_demand_ammonia_energetic | Ammonia | EU | Energy demand | 0 | FEC
LT | TYNDP2026 | NT | 2030 | TWh | 172 | Sub_sector | Industry | Others | Industry (other, energetic) | Energetic | industry_other_demand_electricity_energetic | Electricity | EU | Energy demand | 3.0145 | FEC
LT | TYNDP2026 | NT | 2030 | TWh | 173 | Sub_sector | Industry | Others | Industry (other, energetic) | Energetic | industry_other_demand_hydrogen_energetic | Hydrogen | EU | Energy demand | 0 | FEC
LT | TYNDP2026 | NT | 2030 | TWh | 174 | Sub_sector | Industry | Others | Industry (other, energetic) | Energetic | industry_other_demand_methane_energetic | Methane | EU | Energy demand | 1.5073 | FEC
LT | TYNDP2026 | NT | 2030 | TWh | 175 | Sub_sector | Industry | Others | Industry (other, energetic) | Energetic | industry_other_demand_heat_energetic | Heat | EU | Energy demand | 0 | FEC
LT | TYNDP2026 | NT | 2030 | TWh | 176 | Sub_sector | Industry | Others | Industry (other, energetic) | Energetic | industry_other_demand_biomass_energetic | Biomass | EU | Energy demand | 1.8841 | FEC
LT | TYNDP2026 | NT | 2030 | TWh | 177 | Sub_sector | Industry | Others | Industry (other, energetic) | Energetic | industry_other_demand_coal_energetic | Solids | EU | Energy demand | 0 | FEC
LT | TYNDP2026 | NT | 2030 | TWh | 178 | Sub_sector | Industry | Others | Industry (other, energetic) | Energetic | industry_other_demand_oil_energetic | Liquids | EU | Energy demand | 1.1304 | FEC
LT | TYNDP2026 | NT | 2030 | TWh | 179 | Sub_sector | Industry | Others | Industry (other, energetic) | Energetic | industry_other_demand_others_energetic | Others | EU | Energy demand | 0 | FEC
LT | TYNDP2026 | NT | 2030 | TWh | 180 | Sub_sector | Industry | Others | Industry (other, energetic) | Energetic | industry_other_demand_ammonia_energetic | Ammonia | EU | Energy demand | 0 | FEC
LT | TYNDP2026 | NT | 2030 | TWh | 182 | Sub_sector | Industry | Others | Industry (other, non-energetic) | Non-energetic | industry_other_demand_electricity_non_energetic | Electricity | EU | Energy demand | 0 | not_included_in_FEC
LT | TYNDP2026 | NT | 2030 | TWh | 183 | Sub_sector | Industry | Others | Industry (other, non-energetic) | Non-energetic | industry_other_demand_hydrogen_non_energetic | Hydrogen | EU | Energy demand | 0 | not_included_in_FEC
LT | TYNDP2026 | NT | 2030 | TWh | 184 | Sub_sector | Industry | Others | Industry (other, non-energetic) | Non-energetic | industry_other_demand_methane_non_energetic | Methane | EU | Energy demand | 0 | not_included_in_FEC
LT | TYNDP2026 | NT | 2030 | TWh | 185 | Sub_sector | Industry | Others | Industry (other, non-energetic) | Non-energetic | industry_other_demand_heat_non_energetic | Heat | EU | Energy demand | 0 | not_included_in_FEC
LT | TYNDP2026 | NT | 2030 | TWh | 186 | Sub_sector | Industry | Others | Industry (other, non-energetic) | Non-energetic | industry_other_demand_biomass_non_energetic | Biomass | EU | Energy demand | 0 | not_included_in_FEC
LT | TYNDP2026 | NT | 2030 | TWh | 187 | Sub_sector | Industry | Others | Industry (other, non-energetic) | Non-energetic | industry_other_demand_coal_non_energetic | Solids | EU | Energy demand | 0 | not_included_in_FEC
LT | TYNDP2026 | NT | 2030 | TWh | 188 | Sub_sector | Industry | Others | Industry (other, non-energetic) | Non-energetic | industry_other_demand_oil_non_energetic | Liquids | EU | Energy demand | 2.0382 | not_included_in_FEC
LT | TYNDP2026 | NT | 2030 | TWh | 189 | Sub_sector | Industry | Others | Industry (other, non-energetic) | Non-energetic | industry_other_demand_others_non_energetic | Others | EU | Energy demand | 0 | not_included_in_FEC
LT | TYNDP2026 | NT | 2030 | TWh | 190 | Sub_sector | Industry | Others | Industry (other, non-energetic) | Non-energetic | industry_other_demand_ammonia_non_energetic | Ammonia | EU | Energy demand | 0 | not_included_in_FEC
LT | TYNDP2026 | NT | 2030 | TWh | 192 | Sub_sector | Industry | Paper | Industry (paper) | Energetic | industry_paper_demand_electricity_energetic | Electricity | EU | Energy demand | 0.39709 | FEC
LT | TYNDP2026 | NT | 2030 | TWh | 193 | Sub_sector | Industry | Paper | Industry (paper) | Energetic | industry_paper_demand_hydrogen_energetic | Hydrogen | EU | Energy demand | 0 | FEC
LT | TYNDP2026 | NT | 2030 | TWh | 194 | Sub_sector | Industry | Paper | Industry (paper) | Energetic | industry_paper_demand_methane_energetic | Methane | EU | Energy demand | 0.22971 | FEC
LT | TYNDP2026 | NT | 2030 | TWh | 195 | Sub_sector | Industry | Paper | Industry (paper) | Energetic | industry_paper_demand_heat_energetic | Heat | EU | Energy demand | 0 | FEC
LT | TYNDP2026 | NT | 2030 | TWh | 196 | Sub_sector | Industry | Paper | Industry (paper) | Energetic | industry_paper_demand_biomass_energetic | Biomass | EU | Energy demand | 0.14357 | FEC
LT | TYNDP2026 | NT | 2030 | TWh | 197 | Sub_sector | Industry | Paper | Industry (paper) | Energetic | industry_paper_demand_coal_energetic | Solids | EU | Energy demand | 0 | FEC
LT | TYNDP2026 | NT | 2030 | TWh | 198 | Sub_sector | Industry | Paper | Industry (paper) | Energetic | industry_paper_demand_oil_energetic | Liquids | EU | Energy demand | 0 | FEC
LT | TYNDP2026 | NT | 2030 | TWh | 199 | Sub_sector | Industry | Paper | Industry (paper) | Energetic | industry_paper_demand_others_energetic | Others | EU | Energy demand | 0 | FEC
LT | TYNDP2026 | NT | 2030 | TWh | 200 | Sub_sector | Industry | Paper | Industry (paper) | Energetic | industry_paper_demand_ammonia_energetic | Ammonia | EU | Energy demand | 0 | FEC
LT | TYNDP2026 | NT | 2030 | TWh | 202 | Sub_sector | Industry | Refineries | Industry (refineries, energetic) | Energetic | industry_refinery_demand_electricity_energetic | Electricity | EU | Energy demand | 0.6506 | not_included_in_FEC
LT | TYNDP2026 | NT | 2030 | TWh | 203 | Sub_sector | Industry | Refineries | Industry (refineries, energetic) | Energetic | industry_refinery_demand_hydrogen_energetic | Hydrogen | EU | Energy demand | 0.2643 | not_included_in_FEC
LT | TYNDP2026 | NT | 2030 | TWh | 204 | Sub_sector | Industry | Refineries | Industry (refineries, energetic) | Energetic | industry_refinery_demand_methane_energetic | Methane | EU | Energy demand | 1.8501 | not_included_in_FEC
LT | TYNDP2026 | NT | 2030 | TWh | 205 | Sub_sector | Industry | Refineries | Industry (refineries, energetic) | Energetic | industry_refinery_demand_heat_energetic | Heat | EU | Energy demand | 0 | not_included_in_FEC
LT | TYNDP2026 | NT | 2030 | TWh | 206 | Sub_sector | Industry | Refineries | Industry (refineries, energetic) | Energetic | industry_refinery_demand_biomass_energetic | Biomass | EU | Energy demand | 0.59467 | not_included_in_FEC
LT | TYNDP2026 | NT | 2030 | TWh | 207 | Sub_sector | Industry | Refineries | Industry (refineries, energetic) | Energetic | industry_refinery_demand_coal_energetic | Solids | EU | Energy demand | 0 | not_included_in_FEC
LT | TYNDP2026 | NT | 2030 | TWh | 208 | Sub_sector | Industry | Refineries | Industry (refineries, energetic) | Energetic | industry_refinery_demand_oil_energetic | Liquids | EU | Energy demand | 2.8659 | not_included_in_FEC
LT | TYNDP2026 | NT | 2030 | TWh | 209 | Sub_sector | Industry | Refineries | Industry (refineries, energetic) | Energetic | industry_refinery_demand_others_energetic | Others | EU | Energy demand | 0 | not_included_in_FEC
LT | TYNDP2026 | NT | 2030 | TWh | 210 | Sub_sector | Industry | Refineries | Industry (refineries, energetic) | Energetic | industry_refinery_demand_ammonia_energetic | Ammonia | EU | Energy demand | 0 | not_included_in_FEC
LT | TYNDP2026 | NT | 2030 | TWh | 212 | Sub_sector | Industry | Refineries | Industry (refineries, non-energetic) | Non-energetic | industry_refinery_demand_electricity_non_energetic | Electricity | EU | Energy demand | 0 | not_included_in_FEC
LT | TYNDP2026 | NT | 2030 | TWh | 213 | Sub_sector | Industry | Refineries | Industry (refineries, non-energetic) | Non-energetic | industry_refinery_demand_hydrogen_non_energetic | Hydrogen | EU | Energy demand | 0 | not_included_in_FEC
LT | TYNDP2026 | NT | 2030 | TWh | 214 | Sub_sector | Industry | Refineries | Industry (refineries, non-energetic) | Non-energetic | industry_refinery_demand_methane_non_energetic | Methane | EU | Energy demand | 0 | not_included_in_FEC
LT | TYNDP2026 | NT | 2030 | TWh | 215 | Sub_sector | Industry | Refineries | Industry (refineries, non-energetic) | Non-energetic | industry_refinery_demand_heat_non_energetic | Heat | EU | Energy demand | 0 | not_included_in_FEC
LT | TYNDP2026 | NT | 2030 | TWh | 216 | Sub_sector | Industry | Refineries | Industry (refineries, non-energetic) | Non-energetic | industry_refinery_demand_biomass_non_energetic | Biomass | EU | Energy demand | 0 | not_included_in_FEC
LT | TYNDP2026 | NT | 2030 | TWh | 217 | Sub_sector | Industry | Refineries | Industry (refineries, non-energetic) | Non-energetic | industry_refinery_demand_coal_non_energetic | Solids | EU | Energy demand | 0 | not_included_in_FEC
LT | TYNDP2026 | NT | 2030 | TWh | 218 | Sub_sector | Industry | Refineries | Industry (refineries, non-energetic) | Non-energetic | industry_refinery_demand_oil_non_energetic | Liquids | EU | Energy demand | 0 | not_included_in_FEC
LT | TYNDP2026 | NT | 2030 | TWh | 219 | Sub_sector | Industry | Refineries | Industry (refineries, non-energetic) | Non-energetic | industry_refinery_demand_others_non_energetic | Others | EU | Energy demand | 0 | not_included_in_FEC
LT | TYNDP2026 | NT | 2030 | TWh | 220 | Sub_sector | Industry | Refineries | Industry (refineries, non-energetic) | Non-energetic | industry_refinery_demand_ammonia_non_energetic | Ammonia | EU | Energy demand | 0 | not_included_in_FEC
LT | TYNDP2026 | NT | 2030 | TWh | 222 | Sub_sector | Industry | Steel | Industry (steel) | Energetic | industry_steel_demand_electricity_energetic | Electricity | EU | Energy demand | 0 | FEC
LT | TYNDP2026 | NT | 2030 | TWh | 223 | Sub_sector | Industry | Steel | Industry (steel) | Energetic | industry_steel_demand_hydrogen_energetic | Hydrogen | EU | Energy demand | 0 | FEC
LT | TYNDP2026 | NT | 2030 | TWh | 224 | Sub_sector | Industry | Steel | Industry (steel) | Energetic | industry_steel_demand_methane_energetic | Methane | EU | Energy demand | 0 | FEC
LT | TYNDP2026 | NT | 2030 | TWh | 225 | Sub_sector | Industry | Steel | Industry (steel) | Energetic | industry_steel_demand_heat_energetic | Heat | EU | Energy demand | 0 | FEC
LT | TYNDP2026 | NT | 2030 | TWh | 226 | Sub_sector | Industry | Steel | Industry (steel) | Energetic | industry_steel_demand_biomass_energetic | Biomass | EU | Energy demand | 0 | FEC
LT | TYNDP2026 | NT | 2030 | TWh | 227 | Sub_sector | Industry | Steel | Industry (steel) | Energetic | industry_steel_demand_coal_energetic | Solids | EU | Energy demand | 0 | FEC
LT | TYNDP2026 | NT | 2030 | TWh | 228 | Sub_sector | Industry | Steel | Industry (steel) | Energetic | industry_steel_demand_oil_energetic | Liquids | EU | Energy demand | 0 | FEC
LT | TYNDP2026 | NT | 2030 | TWh | 229 | Sub_sector | Industry | Steel | Industry (steel) | Energetic | industry_steel_demand_others_energetic | Others | EU | Energy demand | 0 | FEC
LT | TYNDP2026 | NT | 2030 | TWh | 230 | Sub_sector | Industry | Steel | Industry (steel) | Energetic | industry_steel_demand_ammonia_energetic | Ammonia | EU | Energy demand | 0 | FEC
LT | TYNDP2026 | NT | 2030 | TWh | 232 | Sub_sector | Transport | Cars | Transport (cars) | Energetic | transport_cars_final_demand_electricity | Electricity | EU | Energy demand | 0.64557 | FEC
LT | TYNDP2026 | NT | 2030 | TWh | 233 | Sub_sector | Transport | Cars | Transport (cars) | Energetic | transport_cars_final_demand_hydrogen | Hydrogen | EU | Energy demand | 0 | FEC
LT | TYNDP2026 | NT | 2030 | TWh | 234 | Sub_sector | Transport | Cars | Transport (cars) | Energetic | transport_cars_final_demand_methane | Methane | EU | Energy demand | 0 | FEC
LT | TYNDP2026 | NT | 2030 | TWh | 235 | Sub_sector | Transport | Cars | Transport (cars) | Energetic | transport_cars_final_demand_heat | Heat | EU | Energy demand | 0 | FEC
LT | TYNDP2026 | NT | 2030 | TWh | 236 | Sub_sector | Transport | Cars | Transport (cars) | Energetic | transport_cars_final_demand_biomass | Biomass | EU | Energy demand | 0 | FEC
LT | TYNDP2026 | NT | 2030 | TWh | 237 | Sub_sector | Transport | Cars | Transport (cars) | Energetic | transport_cars_final_demand_coal | Solids | EU | Energy demand | 0 | FEC
LT | TYNDP2026 | NT | 2030 | TWh | 238 | Sub_sector | Transport | Cars | Transport (cars) | Energetic | transport_cars_final_demand_oil | Liquids | EU | Energy demand | 10.8387 | FEC
LT | TYNDP2026 | NT | 2030 | TWh | 239 | Sub_sector | Transport | Cars | Transport (cars) | Energetic | transport_cars_final_demand_other | Others | EU | Energy demand | 0 | FEC
LT | TYNDP2026 | NT | 2030 | TWh | 240 | Sub_sector | Transport | Cars | Transport (cars) | Energetic | transport_cars_final_demand_ammonia | Ammonia | EU | Energy demand | 0 | FEC
LT | TYNDP2026 | NT | 2030 | TWh | 242 | Sub_sector | Transport | Busses | Transport (busses) | Energetic | transport_busses_final_demand_electricity | Electricity | EU | Energy demand | 0.044482 | FEC
LT | TYNDP2026 | NT | 2030 | TWh | 243 | Sub_sector | Transport | Busses | Transport (busses) | Energetic | transport_busses_final_demand_hydrogen | Hydrogen | EU | Energy demand | 0.044482 | FEC
LT | TYNDP2026 | NT | 2030 | TWh | 244 | Sub_sector | Transport | Busses | Transport (busses) | Energetic | transport_busses_final_demand_methane | Methane | EU | Energy demand | 0.030094 | FEC
LT | TYNDP2026 | NT | 2030 | TWh | 245 | Sub_sector | Transport | Busses | Transport (busses) | Energetic | transport_busses_final_demand_heat | Heat | EU | Energy demand | 0 | FEC
LT | TYNDP2026 | NT | 2030 | TWh | 246 | Sub_sector | Transport | Busses | Transport (busses) | Energetic | transport_busses_final_demand_biomass | Biomass | EU | Energy demand | 0 | FEC
LT | TYNDP2026 | NT | 2030 | TWh | 247 | Sub_sector | Transport | Busses | Transport (busses) | Energetic | transport_busses_final_demand_coal | Solids | EU | Energy demand | 0 | FEC
LT | TYNDP2026 | NT | 2030 | TWh | 248 | Sub_sector | Transport | Busses | Transport (busses) | Energetic | transport_busses_final_demand_oil | Liquids | EU | Energy demand | 0.13375 | FEC
LT | TYNDP2026 | NT | 2030 | TWh | 249 | Sub_sector | Transport | Busses | Transport (busses) | Energetic | transport_busses_final_demand_other | Others | EU | Energy demand | 0 | FEC
LT | TYNDP2026 | NT | 2030 | TWh | 250 | Sub_sector | Transport | Busses | Transport (busses) | Energetic | transport_busses_final_demand_ammonia | Ammonia | EU | Energy demand | 0 | FEC
LT | TYNDP2026 | NT | 2030 | TWh | 252 | Sub_sector | Transport | Trucks | Transport (trucks) | Energetic | transport_trucks_final_demand_electricity | Electricity | EU | Energy demand | 0.41055 | FEC
LT | TYNDP2026 | NT | 2030 | TWh | 253 | Sub_sector | Transport | Trucks | Transport (trucks) | Energetic | transport_trucks_final_demand_hydrogen | Hydrogen | EU | Energy demand | 0.17827 | FEC
LT | TYNDP2026 | NT | 2030 | TWh | 254 | Sub_sector | Transport | Trucks | Transport (trucks) | Energetic | transport_trucks_final_demand_methane | Methane | EU | Energy demand | 8.18e-05 | FEC
LT | TYNDP2026 | NT | 2030 | TWh | 255 | Sub_sector | Transport | Trucks | Transport (trucks) | Energetic | transport_trucks_final_demand_heat | Heat | EU | Energy demand | 0 | FEC
LT | TYNDP2026 | NT | 2030 | TWh | 256 | Sub_sector | Transport | Trucks | Transport (trucks) | Energetic | transport_trucks_final_demand_biomass | Biomass | EU | Energy demand | 0 | FEC
LT | TYNDP2026 | NT | 2030 | TWh | 257 | Sub_sector | Transport | Trucks | Transport (trucks) | Energetic | transport_trucks_final_demand_coal | Solids | EU | Energy demand | 0 | FEC
LT | TYNDP2026 | NT | 2030 | TWh | 258 | Sub_sector | Transport | Trucks | Transport (trucks) | Energetic | transport_trucks_final_demand_oil | Liquids | EU | Energy demand | 3.8999 | FEC
LT | TYNDP2026 | NT | 2030 | TWh | 259 | Sub_sector | Transport | Trucks | Transport (trucks) | Energetic | transport_trucks_final_demand_other | Others | EU | Energy demand | 0 | FEC
LT | TYNDP2026 | NT | 2030 | TWh | 260 | Sub_sector | Transport | Trucks | Transport (trucks) | Energetic | transport_trucks_final_demand_ammonia | Ammonia | EU | Energy demand | 0 | FEC
LT | TYNDP2026 | NT | 2030 | TWh | 262 | Sub_sector | Transport | Vans | Transport (vans) | Energetic | transport_vans_final_demand_electricity | Electricity | EU | Energy demand | 0.04463 | FEC
LT | TYNDP2026 | NT | 2030 | TWh | 263 | Sub_sector | Transport | Vans | Transport (vans) | Energetic | transport_vans_final_demand_hydrogen | Hydrogen | EU | Energy demand | 0.022473 | FEC
LT | TYNDP2026 | NT | 2030 | TWh | 264 | Sub_sector | Transport | Vans | Transport (vans) | Energetic | transport_vans_final_demand_methane | Methane | EU | Energy demand | 0 | FEC
LT | TYNDP2026 | NT | 2030 | TWh | 265 | Sub_sector | Transport | Vans | Transport (vans) | Energetic | transport_vans_final_demand_heat | Heat | EU | Energy demand | 0 | FEC
LT | TYNDP2026 | NT | 2030 | TWh | 266 | Sub_sector | Transport | Vans | Transport (vans) | Energetic | transport_vans_final_demand_biomass | Biomass | EU | Energy demand | 0 | FEC
LT | TYNDP2026 | NT | 2030 | TWh | 267 | Sub_sector | Transport | Vans | Transport (vans) | Energetic | transport_vans_final_demand_coal | Solids | EU | Energy demand | 0 | FEC
LT | TYNDP2026 | NT | 2030 | TWh | 268 | Sub_sector | Transport | Vans | Transport (vans) | Energetic | transport_vans_final_demand_oil | Liquids | EU | Energy demand | 0.51093 | FEC
LT | TYNDP2026 | NT | 2030 | TWh | 269 | Sub_sector | Transport | Vans | Transport (vans) | Energetic | transport_vans_final_demand_other | Others | EU | Energy demand | 0 | FEC
LT | TYNDP2026 | NT | 2030 | TWh | 270 | Sub_sector | Transport | Vans | Transport (vans) | Energetic | transport_vans_final_demand_ammonia | Ammonia | EU | Energy demand | 0 | FEC
LT | TYNDP2026 | NT | 2030 | TWh | 272 | Sub_sector | Transport | Freight trains | Transport (trains) | Energetic | transport_trains_final_demand_electricity | Electricity | EU | Energy demand | 0.090314 | FEC
LT | TYNDP2026 | NT | 2030 | TWh | 273 | Sub_sector | Transport | Freight trains | Transport (trains) | Energetic | transport_trains_final_demand_hydrogen | Hydrogen | EU | Energy demand | 0 | FEC
LT | TYNDP2026 | NT | 2030 | TWh | 274 | Sub_sector | Transport | Freight trains | Transport (trains) | Energetic | transport_trains_final_demand_methane | Methane | EU | Energy demand | 0 | FEC
LT | TYNDP2026 | NT | 2030 | TWh | 275 | Sub_sector | Transport | Freight trains | Transport (trains) | Energetic | transport_trains_final_demand_heat | Heat | EU | Energy demand | 0 | FEC
LT | TYNDP2026 | NT | 2030 | TWh | 276 | Sub_sector | Transport | Freight trains | Transport (trains) | Energetic | transport_trains_final_demand_biomass | Biomass | EU | Energy demand | 0 | FEC
LT | TYNDP2026 | NT | 2030 | TWh | 277 | Sub_sector | Transport | Freight trains | Transport (trains) | Energetic | transport_trains_final_demand_coal | Solids | EU | Energy demand | 0 | FEC
LT | TYNDP2026 | NT | 2030 | TWh | 278 | Sub_sector | Transport | Freight trains | Transport (trains) | Energetic | transport_trains_final_demand_oil | Liquids | EU | Energy demand | 0.4204 | FEC
LT | TYNDP2026 | NT | 2030 | TWh | 279 | Sub_sector | Transport | Freight trains | Transport (trains) | Energetic | transport_trains_final_demand_other | Others | EU | Energy demand | 0 | FEC
LT | TYNDP2026 | NT | 2030 | TWh | 280 | Sub_sector | Transport | Freight trains | Transport (trains) | Energetic | transport_trains_final_demand_ammonia | Ammonia | EU | Energy demand | 0 | FEC
LT | TYNDP2026 | NT | 2030 | TWh | 282 | Sub_sector | Transport | Ships | Transport (ships) | Energetic | transport_ships_final_demand_electricity | Electricity | EU | Energy demand | 0.0017755 | FEC
LT | TYNDP2026 | NT | 2030 | TWh | 283 | Sub_sector | Transport | Ships | Transport (ships) | Energetic | transport_ships_final_demand_hydrogen | Hydrogen | EU | Energy demand | 0.0032662 | FEC
LT | TYNDP2026 | NT | 2030 | TWh | 284 | Sub_sector | Transport | Ships | Transport (ships) | Energetic | transport_ships_final_demand_methane | Methane | EU | Energy demand | 0 | FEC
LT | TYNDP2026 | NT | 2030 | TWh | 285 | Sub_sector | Transport | Ships | Transport (ships) | Energetic | transport_ships_final_demand_heat | Heat | EU | Energy demand | 0 | FEC
LT | TYNDP2026 | NT | 2030 | TWh | 286 | Sub_sector | Transport | Ships | Transport (ships) | Energetic | transport_ships_final_demand_biomass | Biomass | EU | Energy demand | 0 | FEC
LT | TYNDP2026 | NT | 2030 | TWh | 287 | Sub_sector | Transport | Ships | Transport (ships) | Energetic | transport_ships_final_demand_coal | Solids | EU | Energy demand | 0 | FEC
LT | TYNDP2026 | NT | 2030 | TWh | 288 | Sub_sector | Transport | Ships | Transport (ships) | Energetic | transport_ships_final_demand_oil | Liquids | EU | Energy demand | 0.06299 | FEC
LT | TYNDP2026 | NT | 2030 | TWh | 289 | Sub_sector | Transport | Ships | Transport (ships) | Energetic | transport_ships_final_demand_other | Others | EU | Energy demand | 0 | FEC
LT | TYNDP2026 | NT | 2030 | TWh | 290 | Sub_sector | Transport | Ships | Transport (ships) | Energetic | transport_ships_final_demand_ammonia | Ammonia | EU | Energy demand | 0 | FEC
LT | TYNDP2026 | NT | 2030 | TWh | 292 | Sub_sector | Transport | Planes | Transport (planes) | Energetic | transport_planes_final_demand_electricity | Electricity | EU | Energy demand | 0 | FEC
LT | TYNDP2026 | NT | 2030 | TWh | 293 | Sub_sector | Transport | Planes | Transport (planes) | Energetic | transport_planes_final_demand_hydrogen | Hydrogen | EU | Energy demand | 0 | FEC
LT | TYNDP2026 | NT | 2030 | TWh | 294 | Sub_sector | Transport | Planes | Transport (planes) | Energetic | transport_planes_final_demand_methane | Methane | EU | Energy demand | 0 | FEC
LT | TYNDP2026 | NT | 2030 | TWh | 295 | Sub_sector | Transport | Planes | Transport (planes) | Energetic | transport_planes_final_demand_heat | Heat | EU | Energy demand | 0 | FEC
LT | TYNDP2026 | NT | 2030 | TWh | 296 | Sub_sector | Transport | Planes | Transport (planes) | Energetic | transport_planes_final_demand_biomass | Biomass | EU | Energy demand | 0 | FEC
LT | TYNDP2026 | NT | 2030 | TWh | 297 | Sub_sector | Transport | Planes | Transport (planes) | Energetic | transport_planes_final_demand_coal | Solids | EU | Energy demand | 0 | FEC
LT | TYNDP2026 | NT | 2030 | TWh | 298 | Sub_sector | Transport | Planes | Transport (planes) | Energetic | transport_planes_final_demand_oil | Liquids | EU | Energy demand | 0.0058975 | FEC
LT | TYNDP2026 | NT | 2030 | TWh | 299 | Sub_sector | Transport | Planes | Transport (planes) | Energetic | transport_planes_final_demand_other | Others | EU | Energy demand | 0 | FEC
LT | TYNDP2026 | NT | 2030 | TWh | 300 | Sub_sector | Transport | Planes | Transport (planes) | Energetic | transport_planes_final_demand_ammonia | Ammonia | EU | Energy demand | 0 | FEC
LT | TYNDP2026 | NT | 2030 | TWh | 302 | Sub_sector | Transport | Others | Transport (others) | Energetic | transport_other_final_demand_electricity | Electricity | EU | Energy demand | 0.0042131 | FEC
LT | TYNDP2026 | NT | 2030 | TWh | 303 | Sub_sector | Transport | Others | Transport (others) | Energetic | transport_other_final_demand_hydrogen | Hydrogen | EU | Energy demand | 0 | FEC
LT | TYNDP2026 | NT | 2030 | TWh | 304 | Sub_sector | Transport | Others | Transport (others) | Energetic | transport_other_final_demand_methane | Methane | EU | Energy demand | 0 | FEC
LT | TYNDP2026 | NT | 2030 | TWh | 305 | Sub_sector | Transport | Others | Transport (others) | Energetic | transport_other_final_demand_heat | Heat | EU | Energy demand | 0 | FEC
LT | TYNDP2026 | NT | 2030 | TWh | 306 | Sub_sector | Transport | Others | Transport (others) | Energetic | transport_other_final_demand_biomass | Biomass | EU | Energy demand | 0 | FEC
LT | TYNDP2026 | NT | 2030 | TWh | 307 | Sub_sector | Transport | Others | Transport (others) | Energetic | transport_other_final_demand_coal | Solids | EU | Energy demand | 0 | FEC
LT | TYNDP2026 | NT | 2030 | TWh | 308 | Sub_sector | Transport | Others | Transport (others) | Energetic | transport_other_final_demand_oil | Liquids | EU | Energy demand | 0.018256 | FEC
LT | TYNDP2026 | NT | 2030 | TWh | 309 | Sub_sector | Transport | Others | Transport (others) | Energetic | transport_other_final_demand_other | Others | EU | Energy demand | 0 | FEC
LT | TYNDP2026 | NT | 2030 | TWh | 310 | Sub_sector | Transport | Others | Transport (others) | Energetic | transport_other_final_demand_ammonia | Ammonia | EU | Energy demand | 0 | FEC
LT | TYNDP2026 | NT | 2030 | TWh | 312 | Sub_sector | International transport | International aviation | Transport (int. aviation) | Energetic | transport_int_aviation_final_demand_electricity | Electricity | EU | Energy demand | 0 | FEC
LT | TYNDP2026 | NT | 2030 | TWh | 313 | Sub_sector | International transport | International aviation | Transport (int. aviation) | Energetic | transport_int_aviation_final_demand_hydrogen | Hydrogen | EU | Energy demand | 0 | FEC
LT | TYNDP2026 | NT | 2030 | TWh | 314 | Sub_sector | International transport | International aviation | Transport (int. aviation) | Energetic | transport_int_aviation_final_demand_methane | Methane | EU | Energy demand | 0 | FEC
LT | TYNDP2026 | NT | 2030 | TWh | 315 | Sub_sector | International transport | International aviation | Transport (int. aviation) | Energetic | transport_int_aviation_final_demand_heat | Heat | EU | Energy demand | 0 | FEC
LT | TYNDP2026 | NT | 2030 | TWh | 316 | Sub_sector | International transport | International aviation | Transport (int. aviation) | Energetic | transport_int_aviation_final_demand_biofuels | Biomass | EU | Energy demand | 0 | FEC
LT | TYNDP2026 | NT | 2030 | TWh | 317 | Sub_sector | International transport | International aviation | Transport (int. aviation) | Energetic | transport_int_aviation_final_demand_coal | Solids | EU | Energy demand | 0 | FEC
LT | TYNDP2026 | NT | 2030 | TWh | 318 | Sub_sector | International transport | International aviation | Transport (int. aviation) | Energetic | transport_int_aviation_final_demand_oil | Liquids | EU | Energy demand | 1.4343 | FEC
LT | TYNDP2026 | NT | 2030 | TWh | 319 | Sub_sector | International transport | International aviation | Transport (int. aviation) | Energetic | transport_int_aviation_final_demand_other | Others | EU | Energy demand | 0 | FEC
LT | TYNDP2026 | NT | 2030 | TWh | 320 | Sub_sector | International transport | International aviation | Transport (int. aviation) | Energetic | transport_int_aviation_final_demand_ammonia | Ammonia | EU | Energy demand | 0 | FEC
LT | TYNDP2026 | NT | 2030 | TWh | 322 | Sub_sector | International transport | International shipping | Transport (int. shipping) | Energetic | transport_int_shipping_final_demand_electricity | Electricity | EU | Energy demand | 0 | not_included_in_FEC
LT | TYNDP2026 | NT | 2030 | TWh | 323 | Sub_sector | International transport | International shipping | Transport (int. shipping) | Energetic | transport_int_shipping_final_demand_hydrogen | Hydrogen | EU | Energy demand | 0 | not_included_in_FEC
LT | TYNDP2026 | NT | 2030 | TWh | 324 | Sub_sector | International transport | International shipping | Transport (int. shipping) | Energetic | transport_int_shipping_final_demand_methane | Methane | EU | Energy demand | 0 | not_included_in_FEC
LT | TYNDP2026 | NT | 2030 | TWh | 325 | Sub_sector | International transport | International shipping | Transport (int. shipping) | Energetic | transport_int_shipping_final_demand_heat | Heat | EU | Energy demand | 0 | not_included_in_FEC
LT | TYNDP2026 | NT | 2030 | TWh | 326 | Sub_sector | International transport | International shipping | Transport (int. shipping) | Energetic | transport_int_shipping_final_demand_biofuels | Biomass | EU | Energy demand | 0 | not_included_in_FEC
LT | TYNDP2026 | NT | 2030 | TWh | 327 | Sub_sector | International transport | International shipping | Transport (int. shipping) | Energetic | transport_int_shipping_final_demand_coal | Solids | EU | Energy demand | 0 | not_included_in_FEC
LT | TYNDP2026 | NT | 2030 | TWh | 328 | Sub_sector | International transport | International shipping | Transport (int. shipping) | Energetic | transport_int_shipping_final_demand_oil | Liquids | EU | Energy demand | 2.0053 | not_included_in_FEC
LT | TYNDP2026 | NT | 2030 | TWh | 329 | Sub_sector | International transport | International shipping | Transport (int. shipping) | Energetic | transport_int_shipping_final_demand_other | Others | EU | Energy demand | 0 | not_included_in_FEC
LT | TYNDP2026 | NT | 2030 | TWh | 330 | Sub_sector | International transport | International shipping | Transport (int. shipping) | Energetic | transport_int_shipping_final_demand_ammonia | Ammonia | EU | Energy demand | 0 | not_included_in_FEC
LT | TYNDP2026 | NT | 2030 | TWh | 332 | Sub_sector | Households | Space heating | Households (heating) | Energetic | households_heating_final_demand_electricity | Electricity | EU | Energy demand | 0.32396 | FEC
LT | TYNDP2026 | NT | 2030 | TWh | 333 | Sub_sector | Households | Space heating | Households (heating) | Energetic | households_heating_final_demand_hydrogen | Hydrogen | EU | Energy demand | 0 | FEC
LT | TYNDP2026 | NT | 2030 | TWh | 334 | Sub_sector | Households | Space heating | Households (heating) | Energetic | households_heating_final_demand_methane | Methane | EU | Energy demand | 1.9544 | FEC
LT | TYNDP2026 | NT | 2030 | TWh | 335 | Sub_sector | Households | Space heating | Households (heating) | Energetic | households_heating_final_demand_heat | Heat | EU | Energy demand | 4.1867 | FEC
LT | TYNDP2026 | NT | 2030 | TWh | 336 | Sub_sector | Households | Space heating | Households (heating) | Energetic | households_heating_final_demand_biomass | Biomass | EU | Energy demand | 4.7882 | FEC
LT | TYNDP2026 | NT | 2030 | TWh | 337 | Sub_sector | Households | Space heating | Households (heating) | Energetic | households_heating_final_demand_coal | Solids | EU | Energy demand | 0 | FEC
LT | TYNDP2026 | NT | 2030 | TWh | 338 | Sub_sector | Households | Space heating | Households (heating) | Energetic | households_heating_final_demand_oil | Liquids | EU | Energy demand | 0 | FEC
LT | TYNDP2026 | NT | 2030 | TWh | 339 | Sub_sector | Households | Space heating | Households (heating) | Energetic | households_heating_final_demand_other | Others | EU | Energy demand | 0 | FEC
LT | TYNDP2026 | NT | 2030 | TWh | 340 | Sub_sector | Households | Space heating | Households (heating) | Energetic | households_heating_final_demand_ammonia | Ammonia | EU | Energy demand | 0 | FEC
LT | TYNDP2026 | NT | 2030 | TWh | 343 | Sub_sector | Households | Cooling | Households (cooling) | Energetic | households_cooling_final_demand_electricity | Electricity | EU | Energy demand | 0 | FEC
LT | TYNDP2026 | NT | 2030 | TWh | 344 | Sub_sector | Households | Cooling | Households (cooling) | Energetic | households_cooling_final_demand_hydrogen | Hydrogen | EU | Energy demand | 0 | FEC
LT | TYNDP2026 | NT | 2030 | TWh | 345 | Sub_sector | Households | Cooling | Households (cooling) | Energetic | households_cooling_final_demand_methane | Methane | EU | Energy demand | 0 | FEC
LT | TYNDP2026 | NT | 2030 | TWh | 346 | Sub_sector | Households | Cooling | Households (cooling) | Energetic | households_cooling_final_demand_heat | Heat | EU | Energy demand | 0 | FEC
LT | TYNDP2026 | NT | 2030 | TWh | 347 | Sub_sector | Households | Cooling | Households (cooling) | Energetic | households_cooling_final_demand_biomass | Biomass | EU | Energy demand | 0 | FEC
LT | TYNDP2026 | NT | 2030 | TWh | 348 | Sub_sector | Households | Cooling | Households (cooling) | Energetic | households_cooling_final_demand_coal | Solids | EU | Energy demand | 0 | FEC
LT | TYNDP2026 | NT | 2030 | TWh | 349 | Sub_sector | Households | Cooling | Households (cooling) | Energetic | households_cooling_final_demand_oil | Liquids | EU | Energy demand | 0 | FEC
LT | TYNDP2026 | NT | 2030 | TWh | 350 | Sub_sector | Households | Cooling | Households (cooling) | Energetic | households_cooling_final_demand_other | Others | EU | Energy demand | 0 | FEC
LT | TYNDP2026 | NT | 2030 | TWh | 351 | Sub_sector | Households | Cooling | Households (cooling) | Energetic | households_cooling_final_demand_ammonia | Ammonia | EU | Energy demand | 0 | FEC
LT | TYNDP2026 | NT | 2030 | TWh | 354 | Sub_sector | Households | Hot water | Households (hot water) | Energetic | households_hot_water_final_demand_electricity | Electricity | EU | Energy demand | 0.13402 | FEC
LT | TYNDP2026 | NT | 2030 | TWh | 355 | Sub_sector | Households | Hot water | Households (hot water) | Energetic | households_hot_water_final_demand_hydrogen | Hydrogen | EU | Energy demand | 0 | FEC
LT | TYNDP2026 | NT | 2030 | TWh | 356 | Sub_sector | Households | Hot water | Households (hot water) | Energetic | households_hot_water_final_demand_methane | Methane | EU | Energy demand | 0.24387 | FEC
LT | TYNDP2026 | NT | 2030 | TWh | 357 | Sub_sector | Households | Hot water | Households (hot water) | Energetic | households_hot_water_final_demand_heat | Heat | EU | Energy demand | 0.65845 | FEC
LT | TYNDP2026 | NT | 2030 | TWh | 358 | Sub_sector | Households | Hot water | Households (hot water) | Energetic | households_hot_water_final_demand_biomass | Biomass | EU | Energy demand | 0.35688 | FEC
LT | TYNDP2026 | NT | 2030 | TWh | 359 | Sub_sector | Households | Hot water | Households (hot water) | Energetic | households_hot_water_final_demand_coal | Solids | EU | Energy demand | 0 | FEC
LT | TYNDP2026 | NT | 2030 | TWh | 360 | Sub_sector | Households | Hot water | Households (hot water) | Energetic | households_hot_water_final_demand_oil | Liquids | EU | Energy demand | 0 | FEC
LT | TYNDP2026 | NT | 2030 | TWh | 361 | Sub_sector | Households | Hot water | Households (hot water) | Energetic | households_hot_water_final_demand_other | Others | EU | Energy demand | 0 | FEC
LT | TYNDP2026 | NT | 2030 | TWh | 362 | Sub_sector | Households | Hot water | Households (hot water) | Energetic | households_hot_water_final_demand_ammonia | Ammonia | EU | Energy demand | 0 | FEC
LT | TYNDP2026 | NT | 2030 | TWh | 365 | Sub_sector | Households | Appliances | Households (appliances) | Energetic | households_appliances_final_demand_electricity | Electricity | EU | Energy demand | 2.7876 | FEC
LT | TYNDP2026 | NT | 2030 | TWh | 366 | Sub_sector | Households | Appliances | Households (appliances) | Energetic | households_appliances_final_demand_hydrogen | Hydrogen | EU | Energy demand | 0 | FEC
LT | TYNDP2026 | NT | 2030 | TWh | 367 | Sub_sector | Households | Appliances | Households (appliances) | Energetic | households_appliances_final_demand_methane | Methane | EU | Energy demand | 0.18702 | FEC
LT | TYNDP2026 | NT | 2030 | TWh | 368 | Sub_sector | Households | Appliances | Households (appliances) | Energetic | households_appliances_final_demand_heat | Heat | EU | Energy demand | 0 | FEC
LT | TYNDP2026 | NT | 2030 | TWh | 369 | Sub_sector | Households | Appliances | Households (appliances) | Energetic | households_appliances_final_demand_biomass | Biomass | EU | Energy demand | 0 | FEC
LT | TYNDP2026 | NT | 2030 | TWh | 370 | Sub_sector | Households | Appliances | Households (appliances) | Energetic | households_appliances_final_demand_coal | Solids | EU | Energy demand | 0 | FEC
LT | TYNDP2026 | NT | 2030 | TWh | 371 | Sub_sector | Households | Appliances | Households (appliances) | Energetic | households_appliances_final_demand_oil | Liquids | EU | Energy demand | 0 | FEC
LT | TYNDP2026 | NT | 2030 | TWh | 372 | Sub_sector | Households | Appliances | Households (appliances) | Energetic | households_appliances_final_demand_other | Others | EU | Energy demand | 0 | FEC
LT | TYNDP2026 | NT | 2030 | TWh | 373 | Sub_sector | Households | Appliances | Households (appliances) | Energetic | households_appliances_final_demand_ammonia | Ammonia | EU | Energy demand | 0 | FEC
LT | TYNDP2026 | NT | 2030 | TWh | 375 | Sub_sector | Buildings | Space heating | Buildings (heat) | Energetic | buildings_heat_final_demand_electricity | Electricity | EU | Energy demand | 0.19347 | FEC
LT | TYNDP2026 | NT | 2030 | TWh | 376 | Sub_sector | Buildings | Space heating | Buildings (heat) | Energetic | buildings_heat_final_demand_hydrogen | Hydrogen | EU | Energy demand | 0 | FEC
LT | TYNDP2026 | NT | 2030 | TWh | 377 | Sub_sector | Buildings | Space heating | Buildings (heat) | Energetic | buildings_heat_final_demand_methane | Methane | EU | Energy demand | 1.2566 | FEC
LT | TYNDP2026 | NT | 2030 | TWh | 378 | Sub_sector | Buildings | Space heating | Buildings (heat) | Energetic | buildings_heat_final_demand_heat | Heat | EU | Energy demand | 2.0314 | FEC
LT | TYNDP2026 | NT | 2030 | TWh | 379 | Sub_sector | Buildings | Space heating | Buildings (heat) | Energetic | buildings_heat_final_demand_biomass | Biomass | EU | Energy demand | 0.24774 | FEC
LT | TYNDP2026 | NT | 2030 | TWh | 380 | Sub_sector | Buildings | Space heating | Buildings (heat) | Energetic | buildings_heat_final_demand_coal | Solids | EU | Energy demand | 0 | FEC
LT | TYNDP2026 | NT | 2030 | TWh | 381 | Sub_sector | Buildings | Space heating | Buildings (heat) | Energetic | buildings_heat_final_demand_oil | Liquids | EU | Energy demand | 0 | FEC
LT | TYNDP2026 | NT | 2030 | TWh | 382 | Sub_sector | Buildings | Space heating | Buildings (heat) | Energetic | buildings_heat_final_demand_other | Others | EU | Energy demand | 0 | FEC
LT | TYNDP2026 | NT | 2030 | TWh | 383 | Sub_sector | Buildings | Space heating | Buildings (heat) | Energetic | buildings_heat_final_demand_ammonia | Ammonia | EU | Energy demand | 0 | FEC
LT | TYNDP2026 | NT | 2030 | TWh | 386 | Sub_sector | Buildings | Cooling | Buildings (cooling) | Energetic | buildings_cooling_final_demand_electricity | Electricity | EU | Energy demand | 0.042086 | FEC
LT | TYNDP2026 | NT | 2030 | TWh | 387 | Sub_sector | Buildings | Cooling | Buildings (cooling) | Energetic | buildings_cooling_final_demand_hydrogen | Hydrogen | EU | Energy demand | 0 | FEC
LT | TYNDP2026 | NT | 2030 | TWh | 388 | Sub_sector | Buildings | Cooling | Buildings (cooling) | Energetic | buildings_cooling_final_demand_methane | Methane | EU | Energy demand | 0 | FEC
LT | TYNDP2026 | NT | 2030 | TWh | 389 | Sub_sector | Buildings | Cooling | Buildings (cooling) | Energetic | buildings_cooling_final_demand_heat | Heat | EU | Energy demand | 0 | FEC
LT | TYNDP2026 | NT | 2030 | TWh | 390 | Sub_sector | Buildings | Cooling | Buildings (cooling) | Energetic | buildings_cooling_final_demand_biomass | Biomass | EU | Energy demand | 0 | FEC
LT | TYNDP2026 | NT | 2030 | TWh | 391 | Sub_sector | Buildings | Cooling | Buildings (cooling) | Energetic | buildings_cooling_final_demand_coal | Solids | EU | Energy demand | 0 | FEC
LT | TYNDP2026 | NT | 2030 | TWh | 392 | Sub_sector | Buildings | Cooling | Buildings (cooling) | Energetic | buildings_cooling_final_demand_oil | Liquids | EU | Energy demand | 0 | FEC
LT | TYNDP2026 | NT | 2030 | TWh | 393 | Sub_sector | Buildings | Cooling | Buildings (cooling) | Energetic | buildings_cooling_final_demand_other | Others | EU | Energy demand | 0 | FEC
LT | TYNDP2026 | NT | 2030 | TWh | 394 | Sub_sector | Buildings | Cooling | Buildings (cooling) | Energetic | buildings_cooling_final_demand_ammonia | Ammonia | EU | Energy demand | 0 | FEC
LT | TYNDP2026 | NT | 2030 | TWh | 397 | Sub_sector | Buildings | Appliances | Buildings (appliances) | Energetic | buildings_appliances_final_demand_electricity | Electricity | EU | Energy demand | 1.8869 | FEC
LT | TYNDP2026 | NT | 2030 | TWh | 398 | Sub_sector | Buildings | Appliances | Buildings (appliances) | Energetic | buildings_appliances_final_demand_hydrogen | Hydrogen | EU | Energy demand | 0 | FEC
LT | TYNDP2026 | NT | 2030 | TWh | 399 | Sub_sector | Buildings | Appliances | Buildings (appliances) | Energetic | buildings_appliances_final_demand_methane | Methane | EU | Energy demand | 0.15031 | FEC
LT | TYNDP2026 | NT | 2030 | TWh | 400 | Sub_sector | Buildings | Appliances | Buildings (appliances) | Energetic | buildings_appliances_final_demand_heat | Heat | EU | Energy demand | 0 | FEC
LT | TYNDP2026 | NT | 2030 | TWh | 401 | Sub_sector | Buildings | Appliances | Buildings (appliances) | Energetic | buildings_appliances_final_demand_biomass | Biomass | EU | Energy demand | 0 | FEC
LT | TYNDP2026 | NT | 2030 | TWh | 402 | Sub_sector | Buildings | Appliances | Buildings (appliances) | Energetic | buildings_appliances_final_demand_coal | Solids | EU | Energy demand | 0 | FEC
LT | TYNDP2026 | NT | 2030 | TWh | 403 | Sub_sector | Buildings | Appliances | Buildings (appliances) | Energetic | buildings_appliances_final_demand_oil | Liquids | EU | Energy demand | 0 | FEC
LT | TYNDP2026 | NT | 2030 | TWh | 404 | Sub_sector | Buildings | Appliances | Buildings (appliances) | Energetic | buildings_appliances_final_demand_other | Others | EU | Energy demand | 0 | FEC
LT | TYNDP2026 | NT | 2030 | TWh | 405 | Sub_sector | Buildings | Appliances | Buildings (appliances) | Energetic | buildings_appliances_final_demand_ammonia | Ammonia | EU | Energy demand | 0 | FEC
LT | TYNDP2026 | NT | 2030 | TWh | 407 | Sub_sector | Buildings | Datacenters | Datacenters & ICT | Energetic | datacentres_final_demand_electricity_energetic | Electricity | EU | Energy demand | 0.60667 | FEC
LT | TYNDP2026 | NT | 2030 | TWh | 408 | Sub_sector | Buildings | Datacenters | Datacenters & ICT | Energetic | datacentres_final_demand_hydrogen_energetic | Hydrogen | EU | Energy demand | 0 | FEC
LT | TYNDP2026 | NT | 2030 | TWh | 409 | Sub_sector | Buildings | Datacenters | Datacenters & ICT | Energetic | datacentres_final_demand_methane_energetic | Methane | EU | Energy demand | 0 | FEC
LT | TYNDP2026 | NT | 2030 | TWh | 410 | Sub_sector | Buildings | Datacenters | Datacenters & ICT | Energetic | datacentres_final_demand_heat_energetic | Heat | EU | Energy demand | 0 | FEC
LT | TYNDP2026 | NT | 2030 | TWh | 411 | Sub_sector | Buildings | Datacenters | Datacenters & ICT | Energetic | datacentres_final_demand_biomass_energetic | Biomass | EU | Energy demand | 0 | FEC
LT | TYNDP2026 | NT | 2030 | TWh | 412 | Sub_sector | Buildings | Datacenters | Datacenters & ICT | Energetic | datacentres_final_demand_coal_energetic | Solids | EU | Energy demand | 0 | FEC
LT | TYNDP2026 | NT | 2030 | TWh | 413 | Sub_sector | Buildings | Datacenters | Datacenters & ICT | Energetic | datacentres_final_demand_oil_energetic | Liquids | EU | Energy demand | 0 | FEC
LT | TYNDP2026 | NT | 2030 | TWh | 414 | Sub_sector | Buildings | Datacenters | Datacenters & ICT | Energetic | datacentres_final_demand_other_energetic | Others | EU | Energy demand | 0 | FEC
LT | TYNDP2026 | NT | 2030 | TWh | 415 | Sub_sector | Buildings | Datacenters | Datacenters & ICT | Energetic | datacentres_final_demand_ammonia_energetic | Ammonia | EU | Energy demand | 0 | FEC
LT | TYNDP2026 | NT | 2030 | TWh | 417 | Sub_sector | Transport | Others_Sector | Others_Sector | Energetic | other_final_demand_electricity_energetic | Electricity | EU | Energy demand | 0 | FEC
LT | TYNDP2026 | NT | 2030 | TWh | 418 | Sub_sector | Transport | Others_Sector | Others_Sector | Energetic | other_final_demand_hydrogen_energetic | Hydrogen | EU | Energy demand | 0 | FEC
LT | TYNDP2026 | NT | 2030 | TWh | 419 | Sub_sector | Transport | Pipeline Transport | Others_Sector | Energetic | other_final_demand_methane_energetic | Methane | EU | Energy demand | 0.2456 | FEC
LT | TYNDP2026 | NT | 2030 | TWh | 420 | Sub_sector | Transport | Others_Sector | Others_Sector | Energetic | other_final_demand_heat_energetic | Heat | EU | Energy demand | 0 | FEC
LT | TYNDP2026 | NT | 2030 | TWh | 421 | Sub_sector | Transport | Others_Sector | Others_Sector | Energetic | other_final_demand_biomass_energetic | Biomass | EU | Energy demand | 0 | FEC
LT | TYNDP2026 | NT | 2030 | TWh | 422 | Sub_sector | Transport | Others_Sector | Others_Sector | Energetic | other_final_demand_coal_energetic | Solids | EU | Energy demand | 0 | FEC
LT | TYNDP2026 | NT | 2030 | TWh | 423 | Sub_sector | Transport | Others_Sector | Others_Sector | Energetic | other_final_demand_oil_energetic | Liquids | EU | Energy demand | 0.17968 | FEC
LT | TYNDP2026 | NT | 2030 | TWh | 424 | Sub_sector | Others_Sector | Others_Sector | Others_Sector | Non-energetic | other_final_demand_oil_non_energetic | Liquids | EU | Energy demand | 0.28583 | not_included_in_FEC
LT | TYNDP2026 | NT | 2030 | TWh | 425 | Sub_sector | Transport | Others_Sector | Others_Sector | Energetic | other_final_demand_other_energetic | Others | EU | Energy demand | 0 | FEC
LT | TYNDP2026 | NT | 2030 | TWh | 426 | Sub_sector | Transport | Others_Sector | Others_Sector | Energetic | other_final_demand_ammonia_energetic | Ammonia | EU | Energy demand | 0 | FEC
LT | TYNDP2026 | NT | 2030 | TWh | 427 | Sub_sector | Industry | Surplus_Heat_in_Industry | Surplus_Heat_in_Industry | Energetic | final_demand_of_industry_unused_local_production_steam_hot_water | Heat | EU | Energy demand | 4.4482 | FEC
LT | TYNDP2026 | NT | 2030 | TWh | 429 | Sub_sector | Agriculture | Total | Agriculture | Energetic | agriculture_final_demand_electricity_energetic | Electricity | EU | Energy demand | 0.2302 | FEC
LT | TYNDP2026 | NT | 2030 | TWh | 430 | Sub_sector | Agriculture | Total | Agriculture | Energetic | agriculture_final_demand_hydrogen_energetic | Hydrogen | EU | Energy demand | 0 | FEC
LT | TYNDP2026 | NT | 2030 | TWh | 431 | Sub_sector | Agriculture | Total | Agriculture | Energetic | agriculture_final_demand_methane_energetic | Methane | EU | Energy demand | 0.23875 | FEC
LT | TYNDP2026 | NT | 2030 | TWh | 432 | Sub_sector | Agriculture | Total | Agriculture | Energetic | agriculture_final_demand_heat_energetic | Heat | EU | Energy demand | 0.042976 | FEC
LT | TYNDP2026 | NT | 2030 | TWh | 433 | Sub_sector | Agriculture | Total | Agriculture | Energetic | agriculture_final_demand_biomass_energetic | Biomass | EU | Energy demand | 0.22594 | FEC
LT | TYNDP2026 | NT | 2030 | TWh | 434 | Sub_sector | Agriculture | Total | Agriculture | Energetic | agriculture_final_demand_coal_energetic | Solids | EU | Energy demand | 0 | FEC
LT | TYNDP2026 | NT | 2030 | TWh | 435 | Sub_sector | Agriculture | Total | Agriculture | Energetic | agriculture_final_demand_oil_energetic | Liquids | EU | Energy demand | 0.43594 | FEC
LT | TYNDP2026 | NT | 2030 | TWh | 436 | Sub_sector | Agriculture | Total | Agriculture | Energetic | agriculture_final_demand_other_energetic | Others | EU | Energy demand | 0 | FEC
LT | TYNDP2026 | NT | 2030 | TWh | 437 | Sub_sector | Agriculture | Total | Agriculture | Energetic | agriculture_final_demand_ammonia_energetic | Ammonia | EU | Energy demand | 0 | FEC
LT | TYNDP2026 | NT | 2030 | TWh | 447 | Sub_sector | Buildings | Surplus Energy | Buildings | Energetic | GAP | Electricity | EU | Energy demand | 0 | FEC
LT | TYNDP2026 | NT | 2030 | TWh | 448 | Sub_sector | Buildings | Surplus Energy | Buildings | Energetic | GAP | Hydrogen | EU | Energy demand | 0 | FEC
LT | TYNDP2026 | NT | 2030 | TWh | 449 | Sub_sector | Buildings | Surplus Energy | Buildings | Energetic | GAP | Methane | EU | Energy demand | 0 | FEC
LT | TYNDP2026 | NT | 2030 | TWh | 450 | Sub_sector | Buildings | Surplus Energy | Buildings | Energetic | GAP | Heat | EU | Energy demand | 0 | FEC
LT | TYNDP2026 | NT | 2030 | TWh | 451 | Sub_sector | Buildings | Surplus Energy | Buildings | Energetic | GAP | Biomass | EU | Energy demand | 0.035408 | FEC
LT | TYNDP2026 | NT | 2030 | TWh | 452 | Sub_sector | Buildings | Surplus Energy | Buildings | Energetic | GAP | Solids | EU | Energy demand | 0 | FEC
LT | TYNDP2026 | NT | 2030 | TWh | 453 | Sub_sector | Buildings | Surplus Energy | Buildings | Energetic | GAP | Liquids | EU | Energy demand | 0.0042998 | FEC
LT | TYNDP2026 | NT | 2030 | TWh | 454 | Sub_sector | Buildings | Surplus Energy | Buildings | Energetic | GAP | Others | EU | Energy demand | 0 | FEC
LT | TYNDP2026 | NT | 2030 | TWh | 455 | Sub_sector | Buildings | Surplus Energy | Buildings | Energetic | GAP | Ammonia | EU | Energy demand | 0 | FEC
LT | TYNDP2026 | NT | 2030 | TWh | 456 | Sub_sector | Households | Surplus Energy | Households | Energetic | GAP | Electricity | EU | Energy demand | 0 | FEC
LT | TYNDP2026 | NT | 2030 | TWh | 457 | Sub_sector | Households | Surplus Energy | Households | Energetic | GAP | Hydrogen | EU | Energy demand | 0 | FEC
LT | TYNDP2026 | NT | 2030 | TWh | 458 | Sub_sector | Households | Surplus Energy | Households | Energetic | GAP | Methane | EU | Energy demand | 0 | FEC
LT | TYNDP2026 | NT | 2030 | TWh | 459 | Sub_sector | Households | Surplus Energy | Households | Energetic | GAP | Heat | EU | Energy demand | 0 | FEC
LT | TYNDP2026 | NT | 2030 | TWh | 460 | Sub_sector | Households | Surplus Energy | Households | Energetic | GAP | Biomass | EU | Energy demand | 0 | FEC
LT | TYNDP2026 | NT | 2030 | TWh | 461 | Sub_sector | Households | Surplus Energy | Households | Energetic | GAP | Solids | EU | Energy demand | 0 | FEC
LT | TYNDP2026 | NT | 2030 | TWh | 462 | Sub_sector | Households | Surplus Energy | Households | Energetic | GAP | Liquids | EU | Energy demand | 0 | FEC
LT | TYNDP2026 | NT | 2030 | TWh | 463 | Sub_sector | Households | Surplus Energy | Households | Energetic | GAP | Others | EU | Energy demand | 0 | FEC
LT | TYNDP2026 | NT | 2030 | TWh | 464 | Sub_sector | Households | Surplus Energy | Households | Energetic | GAP | Ammonia | EU | Energy demand | 0 | FEC
LT | TYNDP2026 | NT | 2035 | TWh | 102 | Sub_sector | Industry | Aluminium | Industry (aluminium) | Energetic | industry_aluminium_demand_electricity_energetic | Electricity | EU | Energy demand | 0 | FEC
LT | TYNDP2026 | NT | 2035 | TWh | 103 | Sub_sector | Industry | Aluminium | Industry (aluminium) | Energetic | industry_aluminium_demand_hydrogen_energetic | Hydrogen | EU | Energy demand | 0 | FEC
LT | TYNDP2026 | NT | 2035 | TWh | 104 | Sub_sector | Industry | Aluminium | Industry (aluminium) | Energetic | industry_aluminium_demand_methane_energetic | Methane | EU | Energy demand | 0 | FEC
LT | TYNDP2026 | NT | 2035 | TWh | 105 | Sub_sector | Industry | Aluminium | Industry (aluminium) | Energetic | industry_aluminium_demand_heat_energetic | Heat | EU | Energy demand | 0 | FEC
LT | TYNDP2026 | NT | 2035 | TWh | 106 | Sub_sector | Industry | Aluminium | Industry (aluminium) | Energetic | industry_aluminium_demand_biomass_energetic | Biomass | EU | Energy demand | 0 | FEC
LT | TYNDP2026 | NT | 2035 | TWh | 107 | Sub_sector | Industry | Aluminium | Industry (aluminium) | Energetic | industry_aluminium_demand_coal_energetic | Solids | EU | Energy demand | 0 | FEC
LT | TYNDP2026 | NT | 2035 | TWh | 108 | Sub_sector | Industry | Aluminium | Industry (aluminium) | Energetic | industry_aluminium_demand_oil_energetic | Liquids | EU | Energy demand | 0 | FEC
LT | TYNDP2026 | NT | 2035 | TWh | 109 | Sub_sector | Industry | Aluminium | Industry (aluminium) | Energetic | industry_aluminium_demand_others_energetic | Others | EU | Energy demand | 0 | FEC
LT | TYNDP2026 | NT | 2035 | TWh | 110 | Sub_sector | Industry | Aluminium | Industry (aluminium) | Energetic | industry_ammonia_demand_others_energetic | Ammonia | EU | Energy demand | 0 | FEC
LT | TYNDP2026 | NT | 2035 | TWh | 112 | Sub_sector | Industry | Chemicals | Industry (chemicals, energetic) | Energetic | industry_chemical_demand_electricity_energetic | Electricity | EU | Energy demand | 0.89528 | FEC
LT | TYNDP2026 | NT | 2035 | TWh | 113 | Sub_sector | Industry | Chemicals | Industry (chemicals, energetic) | Energetic | industry_chemical_demand_hydrogen_energetic | Hydrogen | EU | Energy demand | 0.73041 | FEC
LT | TYNDP2026 | NT | 2035 | TWh | 114 | Sub_sector | Industry | Chemicals | Industry (chemicals, energetic) | Energetic | industry_chemical_demand_methane_energetic | Methane | EU | Energy demand | 0.91301 | FEC
LT | TYNDP2026 | NT | 2035 | TWh | 115 | Sub_sector | Industry | Chemicals | Industry (chemicals, energetic) | Energetic | industry_chemical_demand_heat_energetic | Heat | EU | Energy demand | 0.98605 | FEC
LT | TYNDP2026 | NT | 2035 | TWh | 116 | Sub_sector | Industry | Chemicals | Industry (chemicals, energetic) | Energetic | industry_chemical_demand_biomass_energetic | Biomass | EU | Energy demand | 0 | FEC
LT | TYNDP2026 | NT | 2035 | TWh | 117 | Sub_sector | Industry | Chemicals | Industry (chemicals, energetic) | Energetic | industry_chemical_demand_coal_energetic | Solids | EU | Energy demand | 0 | FEC
LT | TYNDP2026 | NT | 2035 | TWh | 118 | Sub_sector | Industry | Chemicals | Industry (chemicals, energetic) | Energetic | industry_chemical_demand_oil_energetic | Liquids | EU | Energy demand | 0 | FEC
LT | TYNDP2026 | NT | 2035 | TWh | 119 | Sub_sector | Industry | Chemicals | Industry (chemicals, energetic) | Energetic | industry_chemical_demand_others_energetic | Others | EU | Energy demand | 0 | FEC
LT | TYNDP2026 | NT | 2035 | TWh | 120 | Sub_sector | Industry | Chemicals | Industry (chemicals, energetic) | Energetic | industry_chemical_demand_ammonia_energetic | Ammonia | EU | Energy demand | 0 | FEC
LT | TYNDP2026 | NT | 2035 | TWh | 122 | Sub_sector | Industry | Chemicals | Industry (chemicals, non-energetic) | Non-energetic | industry_chemical_demand_electricity_non_energetic | Electricity | EU | Energy demand | 0 | not_included_in_FEC
LT | TYNDP2026 | NT | 2035 | TWh | 123 | Sub_sector | Industry | Chemicals | Industry (chemicals, non-energetic) | Non-energetic | industry_chemical_demand_hydrogen_non_energetic | Hydrogen | EU | Energy demand | 1.1319 | not_included_in_FEC
LT | TYNDP2026 | NT | 2035 | TWh | 124 | Sub_sector | Industry | Chemicals | Industry (chemicals, non-energetic) | Non-energetic | industry_chemical_demand_methane_non_energetic | Methane | EU | Energy demand | 4.905 | not_included_in_FEC
LT | TYNDP2026 | NT | 2035 | TWh | 125 | Sub_sector | Industry | Chemicals | Industry (chemicals, non-energetic) | Non-energetic | industry_chemical_demand_heat_non_energetic | Heat | EU | Energy demand | 0 | not_included_in_FEC
LT | TYNDP2026 | NT | 2035 | TWh | 126 | Sub_sector | Industry | Chemicals | Industry (chemicals, non-energetic) | Non-energetic | industry_chemical_demand_biomass_non_energetic | Biomass | EU | Energy demand | 0.75461 | not_included_in_FEC
LT | TYNDP2026 | NT | 2035 | TWh | 127 | Sub_sector | Industry | Chemicals | Industry (chemicals, non-energetic) | Non-energetic | industry_chemical_demand_coal_non_energetic | Solids | EU | Energy demand | 0 | not_included_in_FEC
LT | TYNDP2026 | NT | 2035 | TWh | 128 | Sub_sector | Industry | Chemicals | Industry (chemicals, non-energetic) | Non-energetic | industry_chemical_demand_oil_non_energetic | Liquids | EU | Energy demand | 0.75461 | not_included_in_FEC
LT | TYNDP2026 | NT | 2035 | TWh | 129 | Sub_sector | Industry | Chemicals | Industry (chemicals, non-energetic) | Non-energetic | industry_chemical_demand_others_non_energetic | Others | EU | Energy demand | 0 | not_included_in_FEC
LT | TYNDP2026 | NT | 2035 | TWh | 130 | Sub_sector | Industry | Chemicals | Industry (chemicals, non-energetic) | Non-energetic | industry_chemical_demand_ammonia_non_energetic | Ammonia | EU | Energy demand | 0 | not_included_in_FEC
LT | TYNDP2026 | NT | 2035 | TWh | 132 | Sub_sector | Industry | Fertilizers | Industry (fertilizers, energetic) | Energetic | industry_fertilizers_demand_electricity_energetic | Electricity | EU | Energy demand | 0.41028 | FEC
LT | TYNDP2026 | NT | 2035 | TWh | 133 | Sub_sector | Industry | Fertilizers | Industry (fertilizers, energetic) | Energetic | industry_fertilizers_demand_hydrogen_energetic | Hydrogen | EU | Energy demand | 0.6396 | FEC
LT | TYNDP2026 | NT | 2035 | TWh | 134 | Sub_sector | Industry | Fertilizers | Industry (fertilizers, energetic) | Energetic | industry_fertilizers_demand_methane_energetic | Methane | EU | Energy demand | 1.0332 | FEC
LT | TYNDP2026 | NT | 2035 | TWh | 135 | Sub_sector | Industry | Fertilizers | Industry (fertilizers, energetic) | Energetic | industry_fertilizers_demand_heat_energetic | Heat | EU | Energy demand | 0 | FEC
LT | TYNDP2026 | NT | 2035 | TWh | 136 | Sub_sector | Industry | Fertilizers | Industry (fertilizers, energetic) | Energetic | industry_fertilizers_demand_biomass_energetic | Biomass | EU | Energy demand | 0 | FEC
LT | TYNDP2026 | NT | 2035 | TWh | 137 | Sub_sector | Industry | Fertilizers | Industry (fertilizers, energetic) | Energetic | industry_fertilizers_demand_coal_energetic | Solids | EU | Energy demand | 0 | FEC
LT | TYNDP2026 | NT | 2035 | TWh | 138 | Sub_sector | Industry | Fertilizers | Industry (fertilizers, energetic) | Energetic | industry_fertilizers_demand_oil_energetic | Liquids | EU | Energy demand | 0.3201 | FEC
LT | TYNDP2026 | NT | 2035 | TWh | 139 | Sub_sector | Industry | Fertilizers | Industry (fertilizers, energetic) | Energetic | industry_fertilizers_demand_others_energetic | Others | EU | Energy demand | 0 | FEC
LT | TYNDP2026 | NT | 2035 | TWh | 140 | Sub_sector | Industry | Fertilizers | Industry (fertilizers, energetic) | Energetic | industry_fertilizers_demand_ammonia_energetic | Ammonia | EU | Energy demand | 0 | FEC
LT | TYNDP2026 | NT | 2035 | TWh | 142 | Sub_sector | Industry | Fertilizers | Industry (fertilizers, non-energetic) | Non-energetic | industry_fertilizers_demand_electricity_non_energetic | Electricity | EU | Energy demand | 0 | not_included_in_FEC
LT | TYNDP2026 | NT | 2035 | TWh | 143 | Sub_sector | Industry | Fertilizers | Industry (fertilizers, non-energetic) | Non-energetic | industry_fertilizers_demand_hydrogen_non_energetic | Hydrogen | EU | Energy demand | 2.0528 | not_included_in_FEC
LT | TYNDP2026 | NT | 2035 | TWh | 144 | Sub_sector | Industry | Fertilizers | Industry (fertilizers, non-energetic) | Non-energetic | industry_fertilizers_demand_methane_non_energetic | Methane | EU | Energy demand | 6.5542 | not_included_in_FEC
LT | TYNDP2026 | NT | 2035 | TWh | 145 | Sub_sector | Industry | Fertilizers | Industry (fertilizers, non-energetic) | Non-energetic | industry_fertilizers_demand_heat_non_energetic | Heat | EU | Energy demand | 0 | not_included_in_FEC
LT | TYNDP2026 | NT | 2035 | TWh | 146 | Sub_sector | Industry | Fertilizers | Industry (fertilizers, non-energetic) | Non-energetic | industry_fertilizers_demand_biomass_non_energetic | Biomass | EU | Energy demand | 0 | not_included_in_FEC
LT | TYNDP2026 | NT | 2035 | TWh | 147 | Sub_sector | Industry | Fertilizers | Industry (fertilizers, non-energetic) | Non-energetic | industry_fertilizers_demand_coal_non_energetic | Solids | EU | Energy demand | 0 | not_included_in_FEC
LT | TYNDP2026 | NT | 2035 | TWh | 148 | Sub_sector | Industry | Fertilizers | Industry (fertilizers, non-energetic) | Non-energetic | industry_fertilizers_demand_oil_non_energetic | Liquids | EU | Energy demand | 0 | not_included_in_FEC
LT | TYNDP2026 | NT | 2035 | TWh | 149 | Sub_sector | Industry | Fertilizers | Industry (fertilizers, non-energetic) | Non-energetic | industry_fertilizers_demand_others_non_energetic | Others | EU | Energy demand | 0 | not_included_in_FEC
LT | TYNDP2026 | NT | 2035 | TWh | 150 | Sub_sector | Industry | Fertilizers | Industry (fertilizers, non-energetic) | Non-energetic | industry_fertilizers_demand_ammonia_non_energetic | Ammonia | EU | Energy demand | 0 | not_included_in_FEC
LT | TYNDP2026 | NT | 2035 | TWh | 152 | Sub_sector | Industry | Food | Industry (food) | Energetic | industry_food_demand_electricity_energetic | Electricity | EU | Energy demand | 1.4863 | FEC
LT | TYNDP2026 | NT | 2035 | TWh | 153 | Sub_sector | Industry | Food | Industry (food) | Energetic | industry_food_demand_hydrogen_energetic | Hydrogen | EU | Energy demand | 0.043649 | FEC
LT | TYNDP2026 | NT | 2035 | TWh | 154 | Sub_sector | Industry | Food | Industry (food) | Energetic | industry_food_demand_methane_energetic | Methane | EU | Energy demand | 0.75949 | FEC
LT | TYNDP2026 | NT | 2035 | TWh | 155 | Sub_sector | Industry | Food | Industry (food) | Energetic | industry_food_demand_heat_energetic | Heat | EU | Energy demand | 0.094281 | FEC
LT | TYNDP2026 | NT | 2035 | TWh | 156 | Sub_sector | Industry | Food | Industry (food) | Energetic | industry_food_demand_biomass_energetic | Biomass | EU | Energy demand | 0.39284 | FEC
LT | TYNDP2026 | NT | 2035 | TWh | 157 | Sub_sector | Industry | Food | Industry (food) | Energetic | industry_food_demand_coal_energetic | Solids | EU | Energy demand | 0 | FEC
LT | TYNDP2026 | NT | 2035 | TWh | 158 | Sub_sector | Industry | Food | Industry (food) | Energetic | industry_food_demand_oil_energetic | Liquids | EU | Energy demand | 0 | FEC
LT | TYNDP2026 | NT | 2035 | TWh | 159 | Sub_sector | Industry | Food | Industry (food) | Energetic | industry_food_demand_others_energetic | Others | EU | Energy demand | 0 | FEC
LT | TYNDP2026 | NT | 2035 | TWh | 160 | Sub_sector | Industry | Food | Industry (food) | Energetic | industry_food_demand_ammonia_energetic | Ammonia | EU | Energy demand | 0 | FEC
LT | TYNDP2026 | NT | 2035 | TWh | 162 | Sub_sector | Industry | Metals | Industry (metal) | Energetic | industry_metal_demand_electricity_energetic | Electricity | EU | Energy demand | 0 | FEC
LT | TYNDP2026 | NT | 2035 | TWh | 163 | Sub_sector | Industry | Metals | Industry (metal) | Energetic | industry_metal_demand_hydrogen_energetic | Hydrogen | EU | Energy demand | 0 | FEC
LT | TYNDP2026 | NT | 2035 | TWh | 164 | Sub_sector | Industry | Metals | Industry (metal) | Energetic | industry_metal_demand_methane_energetic | Methane | EU | Energy demand | 0 | FEC
LT | TYNDP2026 | NT | 2035 | TWh | 165 | Sub_sector | Industry | Metals | Industry (metal) | Energetic | industry_metal_demand_heat_energetic | Heat | EU | Energy demand | 0 | FEC
LT | TYNDP2026 | NT | 2035 | TWh | 166 | Sub_sector | Industry | Metals | Industry (metal) | Energetic | industry_metal_demand_biomass_energetic | Biomass | EU | Energy demand | 0 | FEC
LT | TYNDP2026 | NT | 2035 | TWh | 167 | Sub_sector | Industry | Metals | Industry (metal) | Energetic | industry_metal_demand_coal_energetic | Solids | EU | Energy demand | 0 | FEC
LT | TYNDP2026 | NT | 2035 | TWh | 168 | Sub_sector | Industry | Metals | Industry (metal) | Energetic | industry_metal_demand_oil_energetic | Liquids | EU | Energy demand | 0 | FEC
LT | TYNDP2026 | NT | 2035 | TWh | 169 | Sub_sector | Industry | Metals | Industry (metal) | Energetic | industry_metal_demand_others_energetic | Others | EU | Energy demand | 0 | FEC
LT | TYNDP2026 | NT | 2035 | TWh | 170 | Sub_sector | Industry | Metals | Industry (metal) | Energetic | industry_metal_demand_ammonia_energetic | Ammonia | EU | Energy demand | 0 | FEC
LT | TYNDP2026 | NT | 2035 | TWh | 172 | Sub_sector | Industry | Others | Industry (other, energetic) | Energetic | industry_other_demand_electricity_energetic | Electricity | EU | Energy demand | 3.9131 | FEC
LT | TYNDP2026 | NT | 2035 | TWh | 173 | Sub_sector | Industry | Others | Industry (other, energetic) | Energetic | industry_other_demand_hydrogen_energetic | Hydrogen | EU | Energy demand | 0.19565 | FEC
LT | TYNDP2026 | NT | 2035 | TWh | 174 | Sub_sector | Industry | Others | Industry (other, energetic) | Energetic | industry_other_demand_methane_energetic | Methane | EU | Energy demand | 1.3696 | FEC
LT | TYNDP2026 | NT | 2035 | TWh | 175 | Sub_sector | Industry | Others | Industry (other, energetic) | Energetic | industry_other_demand_heat_energetic | Heat | EU | Energy demand | 0 | FEC
LT | TYNDP2026 | NT | 2035 | TWh | 176 | Sub_sector | Industry | Others | Industry (other, energetic) | Energetic | industry_other_demand_biomass_energetic | Biomass | EU | Energy demand | 1.5652 | FEC
LT | TYNDP2026 | NT | 2035 | TWh | 177 | Sub_sector | Industry | Others | Industry (other, energetic) | Energetic | industry_other_demand_coal_energetic | Solids | EU | Energy demand | 0 | FEC
LT | TYNDP2026 | NT | 2035 | TWh | 178 | Sub_sector | Industry | Others | Industry (other, energetic) | Energetic | industry_other_demand_oil_energetic | Liquids | EU | Energy demand | 0.78262 | FEC
LT | TYNDP2026 | NT | 2035 | TWh | 179 | Sub_sector | Industry | Others | Industry (other, energetic) | Energetic | industry_other_demand_others_energetic | Others | EU | Energy demand | 0 | FEC
LT | TYNDP2026 | NT | 2035 | TWh | 180 | Sub_sector | Industry | Others | Industry (other, energetic) | Energetic | industry_other_demand_ammonia_energetic | Ammonia | EU | Energy demand | 0 | FEC
LT | TYNDP2026 | NT | 2035 | TWh | 182 | Sub_sector | Industry | Others | Industry (other, non-energetic) | Non-energetic | industry_other_demand_electricity_non_energetic | Electricity | EU | Energy demand | 0 | not_included_in_FEC
LT | TYNDP2026 | NT | 2035 | TWh | 183 | Sub_sector | Industry | Others | Industry (other, non-energetic) | Non-energetic | industry_other_demand_hydrogen_non_energetic | Hydrogen | EU | Energy demand | 0.10583 | not_included_in_FEC
LT | TYNDP2026 | NT | 2035 | TWh | 184 | Sub_sector | Industry | Others | Industry (other, non-energetic) | Non-energetic | industry_other_demand_methane_non_energetic | Methane | EU | Energy demand | 0 | not_included_in_FEC
LT | TYNDP2026 | NT | 2035 | TWh | 185 | Sub_sector | Industry | Others | Industry (other, non-energetic) | Non-energetic | industry_other_demand_heat_non_energetic | Heat | EU | Energy demand | 0 | not_included_in_FEC
LT | TYNDP2026 | NT | 2035 | TWh | 186 | Sub_sector | Industry | Others | Industry (other, non-energetic) | Non-energetic | industry_other_demand_biomass_non_energetic | Biomass | EU | Energy demand | 0 | not_included_in_FEC
LT | TYNDP2026 | NT | 2035 | TWh | 187 | Sub_sector | Industry | Others | Industry (other, non-energetic) | Non-energetic | industry_other_demand_coal_non_energetic | Solids | EU | Energy demand | 0 | not_included_in_FEC
LT | TYNDP2026 | NT | 2035 | TWh | 188 | Sub_sector | Industry | Others | Industry (other, non-energetic) | Non-energetic | industry_other_demand_oil_non_energetic | Liquids | EU | Energy demand | 2.0108 | not_included_in_FEC
LT | TYNDP2026 | NT | 2035 | TWh | 189 | Sub_sector | Industry | Others | Industry (other, non-energetic) | Non-energetic | industry_other_demand_others_non_energetic | Others | EU | Energy demand | 0 | not_included_in_FEC
LT | TYNDP2026 | NT | 2035 | TWh | 190 | Sub_sector | Industry | Others | Industry (other, non-energetic) | Non-energetic | industry_other_demand_ammonia_non_energetic | Ammonia | EU | Energy demand | 0 | not_included_in_FEC
LT | TYNDP2026 | NT | 2035 | TWh | 192 | Sub_sector | Industry | Paper | Industry (paper) | Energetic | industry_paper_demand_electricity_energetic | Electricity | EU | Energy demand | 0.43633 | FEC
LT | TYNDP2026 | NT | 2035 | TWh | 193 | Sub_sector | Industry | Paper | Industry (paper) | Energetic | industry_paper_demand_hydrogen_energetic | Hydrogen | EU | Energy demand | 0.013252 | FEC
LT | TYNDP2026 | NT | 2035 | TWh | 194 | Sub_sector | Industry | Paper | Industry (paper) | Energetic | industry_paper_demand_methane_energetic | Methane | EU | Energy demand | 0.22529 | FEC
LT | TYNDP2026 | NT | 2035 | TWh | 195 | Sub_sector | Industry | Paper | Industry (paper) | Energetic | industry_paper_demand_heat_energetic | Heat | EU | Energy demand | 0 | FEC
LT | TYNDP2026 | NT | 2035 | TWh | 196 | Sub_sector | Industry | Paper | Industry (paper) | Energetic | industry_paper_demand_biomass_energetic | Biomass | EU | Energy demand | 0.11927 | FEC
LT | TYNDP2026 | NT | 2035 | TWh | 197 | Sub_sector | Industry | Paper | Industry (paper) | Energetic | industry_paper_demand_coal_energetic | Solids | EU | Energy demand | 0 | FEC
LT | TYNDP2026 | NT | 2035 | TWh | 198 | Sub_sector | Industry | Paper | Industry (paper) | Energetic | industry_paper_demand_oil_energetic | Liquids | EU | Energy demand | 0 | FEC
LT | TYNDP2026 | NT | 2035 | TWh | 199 | Sub_sector | Industry | Paper | Industry (paper) | Energetic | industry_paper_demand_others_energetic | Others | EU | Energy demand | 0 | FEC
LT | TYNDP2026 | NT | 2035 | TWh | 200 | Sub_sector | Industry | Paper | Industry (paper) | Energetic | industry_paper_demand_ammonia_energetic | Ammonia | EU | Energy demand | 0 | FEC
LT | TYNDP2026 | NT | 2035 | TWh | 202 | Sub_sector | Industry | Refineries | Industry (refineries, energetic) | Energetic | industry_refinery_demand_electricity_energetic | Electricity | EU | Energy demand | 0.6506 | not_included_in_FEC
LT | TYNDP2026 | NT | 2035 | TWh | 203 | Sub_sector | Industry | Refineries | Industry (refineries, energetic) | Energetic | industry_refinery_demand_hydrogen_energetic | Hydrogen | EU | Energy demand | 1.0572 | not_included_in_FEC
LT | TYNDP2026 | NT | 2035 | TWh | 204 | Sub_sector | Industry | Refineries | Industry (refineries, energetic) | Energetic | industry_refinery_demand_methane_energetic | Methane | EU | Energy demand | 1.5858 | not_included_in_FEC
LT | TYNDP2026 | NT | 2035 | TWh | 205 | Sub_sector | Industry | Refineries | Industry (refineries, energetic) | Energetic | industry_refinery_demand_heat_energetic | Heat | EU | Energy demand | 0 | not_included_in_FEC
LT | TYNDP2026 | NT | 2035 | TWh | 206 | Sub_sector | Industry | Refineries | Industry (refineries, energetic) | Energetic | industry_refinery_demand_biomass_energetic | Biomass | EU | Energy demand | 0.59467 | not_included_in_FEC
LT | TYNDP2026 | NT | 2035 | TWh | 207 | Sub_sector | Industry | Refineries | Industry (refineries, energetic) | Energetic | industry_refinery_demand_coal_energetic | Solids | EU | Energy demand | 0 | not_included_in_FEC
LT | TYNDP2026 | NT | 2035 | TWh | 208 | Sub_sector | Industry | Refineries | Industry (refineries, energetic) | Energetic | industry_refinery_demand_oil_energetic | Liquids | EU | Energy demand | 2.2927 | not_included_in_FEC
LT | TYNDP2026 | NT | 2035 | TWh | 209 | Sub_sector | Industry | Refineries | Industry (refineries, energetic) | Energetic | industry_refinery_demand_others_energetic | Others | EU | Energy demand | 0 | not_included_in_FEC
LT | TYNDP2026 | NT | 2035 | TWh | 210 | Sub_sector | Industry | Refineries | Industry (refineries, energetic) | Energetic | industry_refinery_demand_ammonia_energetic | Ammonia | EU | Energy demand | 0 | not_included_in_FEC
LT | TYNDP2026 | NT | 2035 | TWh | 212 | Sub_sector | Industry | Refineries | Industry (refineries, non-energetic) | Non-energetic | industry_refinery_demand_electricity_non_energetic | Electricity | EU | Energy demand | 0 | not_included_in_FEC
LT | TYNDP2026 | NT | 2035 | TWh | 213 | Sub_sector | Industry | Refineries | Industry (refineries, non-energetic) | Non-energetic | industry_refinery_demand_hydrogen_non_energetic | Hydrogen | EU | Energy demand | 0 | not_included_in_FEC
LT | TYNDP2026 | NT | 2035 | TWh | 214 | Sub_sector | Industry | Refineries | Industry (refineries, non-energetic) | Non-energetic | industry_refinery_demand_methane_non_energetic | Methane | EU | Energy demand | 0 | not_included_in_FEC
LT | TYNDP2026 | NT | 2035 | TWh | 215 | Sub_sector | Industry | Refineries | Industry (refineries, non-energetic) | Non-energetic | industry_refinery_demand_heat_non_energetic | Heat | EU | Energy demand | 0 | not_included_in_FEC
LT | TYNDP2026 | NT | 2035 | TWh | 216 | Sub_sector | Industry | Refineries | Industry (refineries, non-energetic) | Non-energetic | industry_refinery_demand_biomass_non_energetic | Biomass | EU | Energy demand | 0 | not_included_in_FEC
LT | TYNDP2026 | NT | 2035 | TWh | 217 | Sub_sector | Industry | Refineries | Industry (refineries, non-energetic) | Non-energetic | industry_refinery_demand_coal_non_energetic | Solids | EU | Energy demand | 0 | not_included_in_FEC
LT | TYNDP2026 | NT | 2035 | TWh | 218 | Sub_sector | Industry | Refineries | Industry (refineries, non-energetic) | Non-energetic | industry_refinery_demand_oil_non_energetic | Liquids | EU | Energy demand | 0 | not_included_in_FEC
LT | TYNDP2026 | NT | 2035 | TWh | 219 | Sub_sector | Industry | Refineries | Industry (refineries, non-energetic) | Non-energetic | industry_refinery_demand_others_non_energetic | Others | EU | Energy demand | 0 | not_included_in_FEC
LT | TYNDP2026 | NT | 2035 | TWh | 220 | Sub_sector | Industry | Refineries | Industry (refineries, non-energetic) | Non-energetic | industry_refinery_demand_ammonia_non_energetic | Ammonia | EU | Energy demand | 0 | not_included_in_FEC
LT | TYNDP2026 | NT | 2035 | TWh | 222 | Sub_sector | Industry | Steel | Industry (steel) | Energetic | industry_steel_demand_electricity_energetic | Electricity | EU | Energy demand | 0 | FEC
LT | TYNDP2026 | NT | 2035 | TWh | 223 | Sub_sector | Industry | Steel | Industry (steel) | Energetic | industry_steel_demand_hydrogen_energetic | Hydrogen | EU | Energy demand | 0 | FEC
LT | TYNDP2026 | NT | 2035 | TWh | 224 | Sub_sector | Industry | Steel | Industry (steel) | Energetic | industry_steel_demand_methane_energetic | Methane | EU | Energy demand | 0 | FEC
LT | TYNDP2026 | NT | 2035 | TWh | 225 | Sub_sector | Industry | Steel | Industry (steel) | Energetic | industry_steel_demand_heat_energetic | Heat | EU | Energy demand | 0 | FEC
LT | TYNDP2026 | NT | 2035 | TWh | 226 | Sub_sector | Industry | Steel | Industry (steel) | Energetic | industry_steel_demand_biomass_energetic | Biomass | EU | Energy demand | 0 | FEC
LT | TYNDP2026 | NT | 2035 | TWh | 227 | Sub_sector | Industry | Steel | Industry (steel) | Energetic | industry_steel_demand_coal_energetic | Solids | EU | Energy demand | 0 | FEC
LT | TYNDP2026 | NT | 2035 | TWh | 228 | Sub_sector | Industry | Steel | Industry (steel) | Energetic | industry_steel_demand_oil_energetic | Liquids | EU | Energy demand | 0 | FEC
LT | TYNDP2026 | NT | 2035 | TWh | 229 | Sub_sector | Industry | Steel | Industry (steel) | Energetic | industry_steel_demand_others_energetic | Others | EU | Energy demand | 0 | FEC
LT | TYNDP2026 | NT | 2035 | TWh | 230 | Sub_sector | Industry | Steel | Industry (steel) | Energetic | industry_steel_demand_ammonia_energetic | Ammonia | EU | Energy demand | 0 | FEC
LT | TYNDP2026 | NT | 2035 | TWh | 232 | Sub_sector | Transport | Cars | Transport (cars) | Energetic | transport_cars_final_demand_electricity | Electricity | EU | Energy demand | 1.4882 | FEC
LT | TYNDP2026 | NT | 2035 | TWh | 233 | Sub_sector | Transport | Cars | Transport (cars) | Energetic | transport_cars_final_demand_hydrogen | Hydrogen | EU | Energy demand | 0 | FEC
LT | TYNDP2026 | NT | 2035 | TWh | 234 | Sub_sector | Transport | Cars | Transport (cars) | Energetic | transport_cars_final_demand_methane | Methane | EU | Energy demand | 0 | FEC
LT | TYNDP2026 | NT | 2035 | TWh | 235 | Sub_sector | Transport | Cars | Transport (cars) | Energetic | transport_cars_final_demand_heat | Heat | EU | Energy demand | 0 | FEC
LT | TYNDP2026 | NT | 2035 | TWh | 236 | Sub_sector | Transport | Cars | Transport (cars) | Energetic | transport_cars_final_demand_biomass | Biomass | EU | Energy demand | 0 | FEC
LT | TYNDP2026 | NT | 2035 | TWh | 237 | Sub_sector | Transport | Cars | Transport (cars) | Energetic | transport_cars_final_demand_coal | Solids | EU | Energy demand | 0 | FEC
LT | TYNDP2026 | NT | 2035 | TWh | 238 | Sub_sector | Transport | Cars | Transport (cars) | Energetic | transport_cars_final_demand_oil | Liquids | EU | Energy demand | 7.4057 | FEC
LT | TYNDP2026 | NT | 2035 | TWh | 239 | Sub_sector | Transport | Cars | Transport (cars) | Energetic | transport_cars_final_demand_other | Others | EU | Energy demand | 0 | FEC
LT | TYNDP2026 | NT | 2035 | TWh | 240 | Sub_sector | Transport | Cars | Transport (cars) | Energetic | transport_cars_final_demand_ammonia | Ammonia | EU | Energy demand | 0 | FEC
LT | TYNDP2026 | NT | 2035 | TWh | 242 | Sub_sector | Transport | Busses | Transport (busses) | Energetic | transport_busses_final_demand_electricity | Electricity | EU | Energy demand | 0.061525 | FEC
LT | TYNDP2026 | NT | 2035 | TWh | 243 | Sub_sector | Transport | Busses | Transport (busses) | Energetic | transport_busses_final_demand_hydrogen | Hydrogen | EU | Energy demand | 0.041016 | FEC
LT | TYNDP2026 | NT | 2035 | TWh | 244 | Sub_sector | Transport | Busses | Transport (busses) | Energetic | transport_busses_final_demand_methane | Methane | EU | Energy demand | 0.020709 | FEC
LT | TYNDP2026 | NT | 2035 | TWh | 245 | Sub_sector | Transport | Busses | Transport (busses) | Energetic | transport_busses_final_demand_heat | Heat | EU | Energy demand | 0 | FEC
LT | TYNDP2026 | NT | 2035 | TWh | 246 | Sub_sector | Transport | Busses | Transport (busses) | Energetic | transport_busses_final_demand_biomass | Biomass | EU | Energy demand | 0 | FEC
LT | TYNDP2026 | NT | 2035 | TWh | 247 | Sub_sector | Transport | Busses | Transport (busses) | Energetic | transport_busses_final_demand_coal | Solids | EU | Energy demand | 0 | FEC
LT | TYNDP2026 | NT | 2035 | TWh | 248 | Sub_sector | Transport | Busses | Transport (busses) | Energetic | transport_busses_final_demand_oil | Liquids | EU | Energy demand | 0.084368 | FEC
LT | TYNDP2026 | NT | 2035 | TWh | 249 | Sub_sector | Transport | Busses | Transport (busses) | Energetic | transport_busses_final_demand_other | Others | EU | Energy demand | 0 | FEC
LT | TYNDP2026 | NT | 2035 | TWh | 250 | Sub_sector | Transport | Busses | Transport (busses) | Energetic | transport_busses_final_demand_ammonia | Ammonia | EU | Energy demand | 0 | FEC
LT | TYNDP2026 | NT | 2035 | TWh | 252 | Sub_sector | Transport | Trucks | Transport (trucks) | Energetic | transport_trucks_final_demand_electricity | Electricity | EU | Energy demand | 0.74149 | FEC
LT | TYNDP2026 | NT | 2035 | TWh | 253 | Sub_sector | Transport | Trucks | Transport (trucks) | Energetic | transport_trucks_final_demand_hydrogen | Hydrogen | EU | Energy demand | 0.35125 | FEC
LT | TYNDP2026 | NT | 2035 | TWh | 254 | Sub_sector | Transport | Trucks | Transport (trucks) | Energetic | transport_trucks_final_demand_methane | Methane | EU | Energy demand | 0 | FEC
LT | TYNDP2026 | NT | 2035 | TWh | 255 | Sub_sector | Transport | Trucks | Transport (trucks) | Energetic | transport_trucks_final_demand_heat | Heat | EU | Energy demand | 0 | FEC
LT | TYNDP2026 | NT | 2035 | TWh | 256 | Sub_sector | Transport | Trucks | Transport (trucks) | Energetic | transport_trucks_final_demand_biomass | Biomass | EU | Energy demand | 0 | FEC
LT | TYNDP2026 | NT | 2035 | TWh | 257 | Sub_sector | Transport | Trucks | Transport (trucks) | Energetic | transport_trucks_final_demand_coal | Solids | EU | Energy demand | 0 | FEC
LT | TYNDP2026 | NT | 2035 | TWh | 258 | Sub_sector | Transport | Trucks | Transport (trucks) | Energetic | transport_trucks_final_demand_oil | Liquids | EU | Energy demand | 2.9867 | FEC
LT | TYNDP2026 | NT | 2035 | TWh | 259 | Sub_sector | Transport | Trucks | Transport (trucks) | Energetic | transport_trucks_final_demand_other | Others | EU | Energy demand | 0 | FEC
LT | TYNDP2026 | NT | 2035 | TWh | 260 | Sub_sector | Transport | Trucks | Transport (trucks) | Energetic | transport_trucks_final_demand_ammonia | Ammonia | EU | Energy demand | 0 | FEC
LT | TYNDP2026 | NT | 2035 | TWh | 262 | Sub_sector | Transport | Vans | Transport (vans) | Energetic | transport_vans_final_demand_electricity | Electricity | EU | Energy demand | 0.080605 | FEC
LT | TYNDP2026 | NT | 2035 | TWh | 263 | Sub_sector | Transport | Vans | Transport (vans) | Energetic | transport_vans_final_demand_hydrogen | Hydrogen | EU | Energy demand | 0.044278 | FEC
LT | TYNDP2026 | NT | 2035 | TWh | 264 | Sub_sector | Transport | Vans | Transport (vans) | Energetic | transport_vans_final_demand_methane | Methane | EU | Energy demand | 0 | FEC
LT | TYNDP2026 | NT | 2035 | TWh | 265 | Sub_sector | Transport | Vans | Transport (vans) | Energetic | transport_vans_final_demand_heat | Heat | EU | Energy demand | 0 | FEC
LT | TYNDP2026 | NT | 2035 | TWh | 266 | Sub_sector | Transport | Vans | Transport (vans) | Energetic | transport_vans_final_demand_biomass | Biomass | EU | Energy demand | 0 | FEC
LT | TYNDP2026 | NT | 2035 | TWh | 267 | Sub_sector | Transport | Vans | Transport (vans) | Energetic | transport_vans_final_demand_coal | Solids | EU | Energy demand | 0 | FEC
LT | TYNDP2026 | NT | 2035 | TWh | 268 | Sub_sector | Transport | Vans | Transport (vans) | Energetic | transport_vans_final_demand_oil | Liquids | EU | Energy demand | 0.39128 | FEC
LT | TYNDP2026 | NT | 2035 | TWh | 269 | Sub_sector | Transport | Vans | Transport (vans) | Energetic | transport_vans_final_demand_other | Others | EU | Energy demand | 0 | FEC
LT | TYNDP2026 | NT | 2035 | TWh | 270 | Sub_sector | Transport | Vans | Transport (vans) | Energetic | transport_vans_final_demand_ammonia | Ammonia | EU | Energy demand | 0 | FEC
LT | TYNDP2026 | NT | 2035 | TWh | 272 | Sub_sector | Transport | Freight trains | Transport (trains) | Energetic | transport_trains_final_demand_electricity | Electricity | EU | Energy demand | 0.11491 | FEC
LT | TYNDP2026 | NT | 2035 | TWh | 273 | Sub_sector | Transport | Freight trains | Transport (trains) | Energetic | transport_trains_final_demand_hydrogen | Hydrogen | EU | Energy demand | 0 | FEC
LT | TYNDP2026 | NT | 2035 | TWh | 274 | Sub_sector | Transport | Freight trains | Transport (trains) | Energetic | transport_trains_final_demand_methane | Methane | EU | Energy demand | 0 | FEC
LT | TYNDP2026 | NT | 2035 | TWh | 275 | Sub_sector | Transport | Freight trains | Transport (trains) | Energetic | transport_trains_final_demand_heat | Heat | EU | Energy demand | 0 | FEC
LT | TYNDP2026 | NT | 2035 | TWh | 276 | Sub_sector | Transport | Freight trains | Transport (trains) | Energetic | transport_trains_final_demand_biomass | Biomass | EU | Energy demand | 0 | FEC
LT | TYNDP2026 | NT | 2035 | TWh | 277 | Sub_sector | Transport | Freight trains | Transport (trains) | Energetic | transport_trains_final_demand_coal | Solids | EU | Energy demand | 0 | FEC
LT | TYNDP2026 | NT | 2035 | TWh | 278 | Sub_sector | Transport | Freight trains | Transport (trains) | Energetic | transport_trains_final_demand_oil | Liquids | EU | Energy demand | 0.34511 | FEC
LT | TYNDP2026 | NT | 2035 | TWh | 279 | Sub_sector | Transport | Freight trains | Transport (trains) | Energetic | transport_trains_final_demand_other | Others | EU | Energy demand | 0 | FEC
LT | TYNDP2026 | NT | 2035 | TWh | 280 | Sub_sector | Transport | Freight trains | Transport (trains) | Energetic | transport_trains_final_demand_ammonia | Ammonia | EU | Energy demand | 0 | FEC
LT | TYNDP2026 | NT | 2035 | TWh | 282 | Sub_sector | Transport | Ships | Transport (ships) | Energetic | transport_ships_final_demand_electricity | Electricity | EU | Energy demand | 0.0026026 | FEC
LT | TYNDP2026 | NT | 2035 | TWh | 283 | Sub_sector | Transport | Ships | Transport (ships) | Energetic | transport_ships_final_demand_hydrogen | Hydrogen | EU | Energy demand | 0.0047878 | FEC
LT | TYNDP2026 | NT | 2035 | TWh | 284 | Sub_sector | Transport | Ships | Transport (ships) | Energetic | transport_ships_final_demand_methane | Methane | EU | Energy demand | 0 | FEC
LT | TYNDP2026 | NT | 2035 | TWh | 285 | Sub_sector | Transport | Ships | Transport (ships) | Energetic | transport_ships_final_demand_heat | Heat | EU | Energy demand | 0 | FEC
LT | TYNDP2026 | NT | 2035 | TWh | 286 | Sub_sector | Transport | Ships | Transport (ships) | Energetic | transport_ships_final_demand_biomass | Biomass | EU | Energy demand | 0 | FEC
LT | TYNDP2026 | NT | 2035 | TWh | 287 | Sub_sector | Transport | Ships | Transport (ships) | Energetic | transport_ships_final_demand_coal | Solids | EU | Energy demand | 0 | FEC
LT | TYNDP2026 | NT | 2035 | TWh | 288 | Sub_sector | Transport | Ships | Transport (ships) | Energetic | transport_ships_final_demand_oil | Liquids | EU | Energy demand | 0.051297 | FEC
LT | TYNDP2026 | NT | 2035 | TWh | 289 | Sub_sector | Transport | Ships | Transport (ships) | Energetic | transport_ships_final_demand_other | Others | EU | Energy demand | 0 | FEC
LT | TYNDP2026 | NT | 2035 | TWh | 290 | Sub_sector | Transport | Ships | Transport (ships) | Energetic | transport_ships_final_demand_ammonia | Ammonia | EU | Energy demand | 0.0058151 | FEC
LT | TYNDP2026 | NT | 2035 | TWh | 292 | Sub_sector | Transport | Planes | Transport (planes) | Energetic | transport_planes_final_demand_electricity | Electricity | EU | Energy demand | 0 | FEC
LT | TYNDP2026 | NT | 2035 | TWh | 293 | Sub_sector | Transport | Planes | Transport (planes) | Energetic | transport_planes_final_demand_hydrogen | Hydrogen | EU | Energy demand | 0 | FEC
LT | TYNDP2026 | NT | 2035 | TWh | 294 | Sub_sector | Transport | Planes | Transport (planes) | Energetic | transport_planes_final_demand_methane | Methane | EU | Energy demand | 0 | FEC
LT | TYNDP2026 | NT | 2035 | TWh | 295 | Sub_sector | Transport | Planes | Transport (planes) | Energetic | transport_planes_final_demand_heat | Heat | EU | Energy demand | 0 | FEC
LT | TYNDP2026 | NT | 2035 | TWh | 296 | Sub_sector | Transport | Planes | Transport (planes) | Energetic | transport_planes_final_demand_biomass | Biomass | EU | Energy demand | 0 | FEC
LT | TYNDP2026 | NT | 2035 | TWh | 297 | Sub_sector | Transport | Planes | Transport (planes) | Energetic | transport_planes_final_demand_coal | Solids | EU | Energy demand | 0 | FEC
LT | TYNDP2026 | NT | 2035 | TWh | 298 | Sub_sector | Transport | Planes | Transport (planes) | Energetic | transport_planes_final_demand_oil | Liquids | EU | Energy demand | 0.0052326 | FEC
LT | TYNDP2026 | NT | 2035 | TWh | 299 | Sub_sector | Transport | Planes | Transport (planes) | Energetic | transport_planes_final_demand_other | Others | EU | Energy demand | 0 | FEC
LT | TYNDP2026 | NT | 2035 | TWh | 300 | Sub_sector | Transport | Planes | Transport (planes) | Energetic | transport_planes_final_demand_ammonia | Ammonia | EU | Energy demand | 0 | FEC
LT | TYNDP2026 | NT | 2035 | TWh | 302 | Sub_sector | Transport | Others | Transport (others) | Energetic | transport_other_final_demand_electricity | Electricity | EU | Energy demand | 0.0038848 | FEC
LT | TYNDP2026 | NT | 2035 | TWh | 303 | Sub_sector | Transport | Others | Transport (others) | Energetic | transport_other_final_demand_hydrogen | Hydrogen | EU | Energy demand | 0 | FEC
LT | TYNDP2026 | NT | 2035 | TWh | 304 | Sub_sector | Transport | Others | Transport (others) | Energetic | transport_other_final_demand_methane | Methane | EU | Energy demand | 0 | FEC
LT | TYNDP2026 | NT | 2035 | TWh | 305 | Sub_sector | Transport | Others | Transport (others) | Energetic | transport_other_final_demand_heat | Heat | EU | Energy demand | 0 | FEC
LT | TYNDP2026 | NT | 2035 | TWh | 306 | Sub_sector | Transport | Others | Transport (others) | Energetic | transport_other_final_demand_biomass | Biomass | EU | Energy demand | 0 | FEC
LT | TYNDP2026 | NT | 2035 | TWh | 307 | Sub_sector | Transport | Others | Transport (others) | Energetic | transport_other_final_demand_coal | Solids | EU | Energy demand | 0 | FEC
LT | TYNDP2026 | NT | 2035 | TWh | 308 | Sub_sector | Transport | Others | Transport (others) | Energetic | transport_other_final_demand_oil | Liquids | EU | Energy demand | 0.01675 | FEC
LT | TYNDP2026 | NT | 2035 | TWh | 309 | Sub_sector | Transport | Others | Transport (others) | Energetic | transport_other_final_demand_other | Others | EU | Energy demand | 0 | FEC
LT | TYNDP2026 | NT | 2035 | TWh | 310 | Sub_sector | Transport | Others | Transport (others) | Energetic | transport_other_final_demand_ammonia | Ammonia | EU | Energy demand | 0 | FEC
LT | TYNDP2026 | NT | 2035 | TWh | 312 | Sub_sector | International transport | International aviation | Transport (int. aviation) | Energetic | transport_int_aviation_final_demand_electricity | Electricity | EU | Energy demand | 0 | FEC
LT | TYNDP2026 | NT | 2035 | TWh | 313 | Sub_sector | International transport | International aviation | Transport (int. aviation) | Energetic | transport_int_aviation_final_demand_hydrogen | Hydrogen | EU | Energy demand | 0 | FEC
LT | TYNDP2026 | NT | 2035 | TWh | 314 | Sub_sector | International transport | International aviation | Transport (int. aviation) | Energetic | transport_int_aviation_final_demand_methane | Methane | EU | Energy demand | 0 | FEC
LT | TYNDP2026 | NT | 2035 | TWh | 315 | Sub_sector | International transport | International aviation | Transport (int. aviation) | Energetic | transport_int_aviation_final_demand_heat | Heat | EU | Energy demand | 0 | FEC
LT | TYNDP2026 | NT | 2035 | TWh | 316 | Sub_sector | International transport | International aviation | Transport (int. aviation) | Energetic | transport_int_aviation_final_demand_biofuels | Biomass | EU | Energy demand | 0 | FEC
LT | TYNDP2026 | NT | 2035 | TWh | 317 | Sub_sector | International transport | International aviation | Transport (int. aviation) | Energetic | transport_int_aviation_final_demand_coal | Solids | EU | Energy demand | 0 | FEC
LT | TYNDP2026 | NT | 2035 | TWh | 318 | Sub_sector | International transport | International aviation | Transport (int. aviation) | Energetic | transport_int_aviation_final_demand_oil | Liquids | EU | Energy demand | 1.2992 | FEC
LT | TYNDP2026 | NT | 2035 | TWh | 319 | Sub_sector | International transport | International aviation | Transport (int. aviation) | Energetic | transport_int_aviation_final_demand_other | Others | EU | Energy demand | 0 | FEC
LT | TYNDP2026 | NT | 2035 | TWh | 320 | Sub_sector | International transport | International aviation | Transport (int. aviation) | Energetic | transport_int_aviation_final_demand_ammonia | Ammonia | EU | Energy demand | 0 | FEC
LT | TYNDP2026 | NT | 2035 | TWh | 322 | Sub_sector | International transport | International shipping | Transport (int. shipping) | Energetic | transport_int_shipping_final_demand_electricity | Electricity | EU | Energy demand | 0 | not_included_in_FEC
LT | TYNDP2026 | NT | 2035 | TWh | 323 | Sub_sector | International transport | International shipping | Transport (int. shipping) | Energetic | transport_int_shipping_final_demand_hydrogen | Hydrogen | EU | Energy demand | 0.97984 | not_included_in_FEC
LT | TYNDP2026 | NT | 2035 | TWh | 324 | Sub_sector | International transport | International shipping | Transport (int. shipping) | Energetic | transport_int_shipping_final_demand_methane | Methane | EU | Energy demand | 0 | not_included_in_FEC
LT | TYNDP2026 | NT | 2035 | TWh | 325 | Sub_sector | International transport | International shipping | Transport (int. shipping) | Energetic | transport_int_shipping_final_demand_heat | Heat | EU | Energy demand | 0 | not_included_in_FEC
LT | TYNDP2026 | NT | 2035 | TWh | 326 | Sub_sector | International transport | International shipping | Transport (int. shipping) | Energetic | transport_int_shipping_final_demand_biofuels | Biomass | EU | Energy demand | 0 | not_included_in_FEC
LT | TYNDP2026 | NT | 2035 | TWh | 327 | Sub_sector | International transport | International shipping | Transport (int. shipping) | Energetic | transport_int_shipping_final_demand_coal | Solids | EU | Energy demand | 0 | not_included_in_FEC
LT | TYNDP2026 | NT | 2035 | TWh | 328 | Sub_sector | International transport | International shipping | Transport (int. shipping) | Energetic | transport_int_shipping_final_demand_oil | Liquids | EU | Energy demand | 0.97984 | not_included_in_FEC
LT | TYNDP2026 | NT | 2035 | TWh | 329 | Sub_sector | International transport | International shipping | Transport (int. shipping) | Energetic | transport_int_shipping_final_demand_other | Others | EU | Energy demand | 0 | not_included_in_FEC
LT | TYNDP2026 | NT | 2035 | TWh | 330 | Sub_sector | International transport | International shipping | Transport (int. shipping) | Energetic | transport_int_shipping_final_demand_ammonia | Ammonia | EU | Energy demand | 0 | not_included_in_FEC
LT | TYNDP2026 | NT | 2035 | TWh | 332 | Sub_sector | Households | Space heating | Households (heating) | Energetic | households_heating_final_demand_electricity | Electricity | EU | Energy demand | 0.56625 | FEC
LT | TYNDP2026 | NT | 2035 | TWh | 333 | Sub_sector | Households | Space heating | Households (heating) | Energetic | households_heating_final_demand_hydrogen | Hydrogen | EU | Energy demand | 0 | FEC
LT | TYNDP2026 | NT | 2035 | TWh | 334 | Sub_sector | Households | Space heating | Households (heating) | Energetic | households_heating_final_demand_methane | Methane | EU | Energy demand | 1.7515 | FEC
LT | TYNDP2026 | NT | 2035 | TWh | 335 | Sub_sector | Households | Space heating | Households (heating) | Energetic | households_heating_final_demand_heat | Heat | EU | Energy demand | 4.7317 | FEC
LT | TYNDP2026 | NT | 2035 | TWh | 336 | Sub_sector | Households | Space heating | Households (heating) | Energetic | households_heating_final_demand_biomass | Biomass | EU | Energy demand | 3.6921 | FEC
LT | TYNDP2026 | NT | 2035 | TWh | 337 | Sub_sector | Households | Space heating | Households (heating) | Energetic | households_heating_final_demand_coal | Solids | EU | Energy demand | 0 | FEC
LT | TYNDP2026 | NT | 2035 | TWh | 338 | Sub_sector | Households | Space heating | Households (heating) | Energetic | households_heating_final_demand_oil | Liquids | EU | Energy demand | 0 | FEC
LT | TYNDP2026 | NT | 2035 | TWh | 339 | Sub_sector | Households | Space heating | Households (heating) | Energetic | households_heating_final_demand_other | Others | EU | Energy demand | 0 | FEC
LT | TYNDP2026 | NT | 2035 | TWh | 340 | Sub_sector | Households | Space heating | Households (heating) | Energetic | households_heating_final_demand_ammonia | Ammonia | EU | Energy demand | 0 | FEC
LT | TYNDP2026 | NT | 2035 | TWh | 343 | Sub_sector | Households | Cooling | Households (cooling) | Energetic | households_cooling_final_demand_electricity | Electricity | EU | Energy demand | 0 | FEC
LT | TYNDP2026 | NT | 2035 | TWh | 344 | Sub_sector | Households | Cooling | Households (cooling) | Energetic | households_cooling_final_demand_hydrogen | Hydrogen | EU | Energy demand | 0 | FEC
LT | TYNDP2026 | NT | 2035 | TWh | 345 | Sub_sector | Households | Cooling | Households (cooling) | Energetic | households_cooling_final_demand_methane | Methane | EU | Energy demand | 0 | FEC
LT | TYNDP2026 | NT | 2035 | TWh | 346 | Sub_sector | Households | Cooling | Households (cooling) | Energetic | households_cooling_final_demand_heat | Heat | EU | Energy demand | 0 | FEC
LT | TYNDP2026 | NT | 2035 | TWh | 347 | Sub_sector | Households | Cooling | Households (cooling) | Energetic | households_cooling_final_demand_biomass | Biomass | EU | Energy demand | 0 | FEC
LT | TYNDP2026 | NT | 2035 | TWh | 348 | Sub_sector | Households | Cooling | Households (cooling) | Energetic | households_cooling_final_demand_coal | Solids | EU | Energy demand | 0 | FEC
LT | TYNDP2026 | NT | 2035 | TWh | 349 | Sub_sector | Households | Cooling | Households (cooling) | Energetic | households_cooling_final_demand_oil | Liquids | EU | Energy demand | 0 | FEC
LT | TYNDP2026 | NT | 2035 | TWh | 350 | Sub_sector | Households | Cooling | Households (cooling) | Energetic | households_cooling_final_demand_other | Others | EU | Energy demand | 0 | FEC
LT | TYNDP2026 | NT | 2035 | TWh | 351 | Sub_sector | Households | Cooling | Households (cooling) | Energetic | households_cooling_final_demand_ammonia | Ammonia | EU | Energy demand | 0 | FEC
LT | TYNDP2026 | NT | 2035 | TWh | 354 | Sub_sector | Households | Hot water | Households (hot water) | Energetic | households_hot_water_final_demand_electricity | Electricity | EU | Energy demand | 0.20102 | FEC
LT | TYNDP2026 | NT | 2035 | TWh | 355 | Sub_sector | Households | Hot water | Households (hot water) | Energetic | households_hot_water_final_demand_hydrogen | Hydrogen | EU | Energy demand | 0 | FEC
LT | TYNDP2026 | NT | 2035 | TWh | 356 | Sub_sector | Households | Hot water | Households (hot water) | Energetic | households_hot_water_final_demand_methane | Methane | EU | Energy demand | 0.16258 | FEC
LT | TYNDP2026 | NT | 2035 | TWh | 357 | Sub_sector | Households | Hot water | Households (hot water) | Energetic | households_hot_water_final_demand_heat | Heat | EU | Energy demand | 0.65845 | FEC
LT | TYNDP2026 | NT | 2035 | TWh | 358 | Sub_sector | Households | Hot water | Households (hot water) | Energetic | households_hot_water_final_demand_biomass | Biomass | EU | Energy demand | 0.26766 | FEC
LT | TYNDP2026 | NT | 2035 | TWh | 359 | Sub_sector | Households | Hot water | Households (hot water) | Energetic | households_hot_water_final_demand_coal | Solids | EU | Energy demand | 0 | FEC
LT | TYNDP2026 | NT | 2035 | TWh | 360 | Sub_sector | Households | Hot water | Households (hot water) | Energetic | households_hot_water_final_demand_oil | Liquids | EU | Energy demand | 0 | FEC
LT | TYNDP2026 | NT | 2035 | TWh | 361 | Sub_sector | Households | Hot water | Households (hot water) | Energetic | households_hot_water_final_demand_other | Others | EU | Energy demand | 0 | FEC
LT | TYNDP2026 | NT | 2035 | TWh | 362 | Sub_sector | Households | Hot water | Households (hot water) | Energetic | households_hot_water_final_demand_ammonia | Ammonia | EU | Energy demand | 0 | FEC
LT | TYNDP2026 | NT | 2035 | TWh | 365 | Sub_sector | Households | Appliances | Households (appliances) | Energetic | households_appliances_final_demand_electricity | Electricity | EU | Energy demand | 2.9161 | FEC
LT | TYNDP2026 | NT | 2035 | TWh | 366 | Sub_sector | Households | Appliances | Households (appliances) | Energetic | households_appliances_final_demand_hydrogen | Hydrogen | EU | Energy demand | 0 | FEC
LT | TYNDP2026 | NT | 2035 | TWh | 367 | Sub_sector | Households | Appliances | Households (appliances) | Energetic | households_appliances_final_demand_methane | Methane | EU | Energy demand | 0.13092 | FEC
LT | TYNDP2026 | NT | 2035 | TWh | 368 | Sub_sector | Households | Appliances | Households (appliances) | Energetic | households_appliances_final_demand_heat | Heat | EU | Energy demand | 0 | FEC
LT | TYNDP2026 | NT | 2035 | TWh | 369 | Sub_sector | Households | Appliances | Households (appliances) | Energetic | households_appliances_final_demand_biomass | Biomass | EU | Energy demand | 0 | FEC
LT | TYNDP2026 | NT | 2035 | TWh | 370 | Sub_sector | Households | Appliances | Households (appliances) | Energetic | households_appliances_final_demand_coal | Solids | EU | Energy demand | 0 | FEC
LT | TYNDP2026 | NT | 2035 | TWh | 371 | Sub_sector | Households | Appliances | Households (appliances) | Energetic | households_appliances_final_demand_oil | Liquids | EU | Energy demand | 0 | FEC
LT | TYNDP2026 | NT | 2035 | TWh | 372 | Sub_sector | Households | Appliances | Households (appliances) | Energetic | households_appliances_final_demand_other | Others | EU | Energy demand | 0 | FEC
LT | TYNDP2026 | NT | 2035 | TWh | 373 | Sub_sector | Households | Appliances | Households (appliances) | Energetic | households_appliances_final_demand_ammonia | Ammonia | EU | Energy demand | 0 | FEC
LT | TYNDP2026 | NT | 2035 | TWh | 375 | Sub_sector | Buildings | Space heating | Buildings (heat) | Energetic | buildings_heat_final_demand_electricity | Electricity | EU | Energy demand | 0.48367 | FEC
LT | TYNDP2026 | NT | 2035 | TWh | 376 | Sub_sector | Buildings | Space heating | Buildings (heat) | Energetic | buildings_heat_final_demand_hydrogen | Hydrogen | EU | Energy demand | 0 | FEC
LT | TYNDP2026 | NT | 2035 | TWh | 377 | Sub_sector | Buildings | Space heating | Buildings (heat) | Energetic | buildings_heat_final_demand_methane | Methane | EU | Energy demand | 0.76155 | FEC
LT | TYNDP2026 | NT | 2035 | TWh | 378 | Sub_sector | Buildings | Space heating | Buildings (heat) | Energetic | buildings_heat_final_demand_heat | Heat | EU | Energy demand | 1.8283 | FEC
LT | TYNDP2026 | NT | 2035 | TWh | 379 | Sub_sector | Buildings | Space heating | Buildings (heat) | Energetic | buildings_heat_final_demand_biomass | Biomass | EU | Energy demand | 0.24774 | FEC
LT | TYNDP2026 | NT | 2035 | TWh | 380 | Sub_sector | Buildings | Space heating | Buildings (heat) | Energetic | buildings_heat_final_demand_coal | Solids | EU | Energy demand | 0 | FEC
LT | TYNDP2026 | NT | 2035 | TWh | 381 | Sub_sector | Buildings | Space heating | Buildings (heat) | Energetic | buildings_heat_final_demand_oil | Liquids | EU | Energy demand | 0 | FEC
LT | TYNDP2026 | NT | 2035 | TWh | 382 | Sub_sector | Buildings | Space heating | Buildings (heat) | Energetic | buildings_heat_final_demand_other | Others | EU | Energy demand | 0 | FEC
LT | TYNDP2026 | NT | 2035 | TWh | 383 | Sub_sector | Buildings | Space heating | Buildings (heat) | Energetic | buildings_heat_final_demand_ammonia | Ammonia | EU | Energy demand | 0 | FEC
LT | TYNDP2026 | NT | 2035 | TWh | 386 | Sub_sector | Buildings | Cooling | Buildings (cooling) | Energetic | buildings_cooling_final_demand_electricity | Electricity | EU | Energy demand | 0.041603 | FEC
LT | TYNDP2026 | NT | 2035 | TWh | 387 | Sub_sector | Buildings | Cooling | Buildings (cooling) | Energetic | buildings_cooling_final_demand_hydrogen | Hydrogen | EU | Energy demand | 0 | FEC
LT | TYNDP2026 | NT | 2035 | TWh | 388 | Sub_sector | Buildings | Cooling | Buildings (cooling) | Energetic | buildings_cooling_final_demand_methane | Methane | EU | Energy demand | 0 | FEC
LT | TYNDP2026 | NT | 2035 | TWh | 389 | Sub_sector | Buildings | Cooling | Buildings (cooling) | Energetic | buildings_cooling_final_demand_heat | Heat | EU | Energy demand | 0 | FEC
LT | TYNDP2026 | NT | 2035 | TWh | 390 | Sub_sector | Buildings | Cooling | Buildings (cooling) | Energetic | buildings_cooling_final_demand_biomass | Biomass | EU | Energy demand | 0 | FEC
LT | TYNDP2026 | NT | 2035 | TWh | 391 | Sub_sector | Buildings | Cooling | Buildings (cooling) | Energetic | buildings_cooling_final_demand_coal | Solids | EU | Energy demand | 0 | FEC
LT | TYNDP2026 | NT | 2035 | TWh | 392 | Sub_sector | Buildings | Cooling | Buildings (cooling) | Energetic | buildings_cooling_final_demand_oil | Liquids | EU | Energy demand | 0 | FEC
LT | TYNDP2026 | NT | 2035 | TWh | 393 | Sub_sector | Buildings | Cooling | Buildings (cooling) | Energetic | buildings_cooling_final_demand_other | Others | EU | Energy demand | 0 | FEC
LT | TYNDP2026 | NT | 2035 | TWh | 394 | Sub_sector | Buildings | Cooling | Buildings (cooling) | Energetic | buildings_cooling_final_demand_ammonia | Ammonia | EU | Energy demand | 0 | FEC
LT | TYNDP2026 | NT | 2035 | TWh | 397 | Sub_sector | Buildings | Appliances | Buildings (appliances) | Energetic | buildings_appliances_final_demand_electricity | Electricity | EU | Energy demand | 1.8821 | FEC
LT | TYNDP2026 | NT | 2035 | TWh | 398 | Sub_sector | Buildings | Appliances | Buildings (appliances) | Energetic | buildings_appliances_final_demand_hydrogen | Hydrogen | EU | Energy demand | 0 | FEC
LT | TYNDP2026 | NT | 2035 | TWh | 399 | Sub_sector | Buildings | Appliances | Buildings (appliances) | Energetic | buildings_appliances_final_demand_methane | Methane | EU | Energy demand | 0.14981 | FEC
LT | TYNDP2026 | NT | 2035 | TWh | 400 | Sub_sector | Buildings | Appliances | Buildings (appliances) | Energetic | buildings_appliances_final_demand_heat | Heat | EU | Energy demand | 0 | FEC
LT | TYNDP2026 | NT | 2035 | TWh | 401 | Sub_sector | Buildings | Appliances | Buildings (appliances) | Energetic | buildings_appliances_final_demand_biomass | Biomass | EU | Energy demand | 0 | FEC
LT | TYNDP2026 | NT | 2035 | TWh | 402 | Sub_sector | Buildings | Appliances | Buildings (appliances) | Energetic | buildings_appliances_final_demand_coal | Solids | EU | Energy demand | 0 | FEC
LT | TYNDP2026 | NT | 2035 | TWh | 403 | Sub_sector | Buildings | Appliances | Buildings (appliances) | Energetic | buildings_appliances_final_demand_oil | Liquids | EU | Energy demand | 0 | FEC
LT | TYNDP2026 | NT | 2035 | TWh | 404 | Sub_sector | Buildings | Appliances | Buildings (appliances) | Energetic | buildings_appliances_final_demand_other | Others | EU | Energy demand | 0 | FEC
LT | TYNDP2026 | NT | 2035 | TWh | 405 | Sub_sector | Buildings | Appliances | Buildings (appliances) | Energetic | buildings_appliances_final_demand_ammonia | Ammonia | EU | Energy demand | 0 | FEC
LT | TYNDP2026 | NT | 2035 | TWh | 407 | Sub_sector | Buildings | Datacenters | Datacenters & ICT | Energetic | datacentres_final_demand_electricity_energetic | Electricity | EU | Energy demand | 0.63 | FEC
LT | TYNDP2026 | NT | 2035 | TWh | 408 | Sub_sector | Buildings | Datacenters | Datacenters & ICT | Energetic | datacentres_final_demand_hydrogen_energetic | Hydrogen | EU | Energy demand | 0 | FEC
LT | TYNDP2026 | NT | 2035 | TWh | 409 | Sub_sector | Buildings | Datacenters | Datacenters & ICT | Energetic | datacentres_final_demand_methane_energetic | Methane | EU | Energy demand | 0 | FEC
LT | TYNDP2026 | NT | 2035 | TWh | 410 | Sub_sector | Buildings | Datacenters | Datacenters & ICT | Energetic | datacentres_final_demand_heat_energetic | Heat | EU | Energy demand | 0 | FEC
LT | TYNDP2026 | NT | 2035 | TWh | 411 | Sub_sector | Buildings | Datacenters | Datacenters & ICT | Energetic | datacentres_final_demand_biomass_energetic | Biomass | EU | Energy demand | 0 | FEC
LT | TYNDP2026 | NT | 2035 | TWh | 412 | Sub_sector | Buildings | Datacenters | Datacenters & ICT | Energetic | datacentres_final_demand_coal_energetic | Solids | EU | Energy demand | 0 | FEC
LT | TYNDP2026 | NT | 2035 | TWh | 413 | Sub_sector | Buildings | Datacenters | Datacenters & ICT | Energetic | datacentres_final_demand_oil_energetic | Liquids | EU | Energy demand | 0 | FEC
LT | TYNDP2026 | NT | 2035 | TWh | 414 | Sub_sector | Buildings | Datacenters | Datacenters & ICT | Energetic | datacentres_final_demand_other_energetic | Others | EU | Energy demand | 0 | FEC
LT | TYNDP2026 | NT | 2035 | TWh | 415 | Sub_sector | Buildings | Datacenters | Datacenters & ICT | Energetic | datacentres_final_demand_ammonia_energetic | Ammonia | EU | Energy demand | 0 | FEC
LT | TYNDP2026 | NT | 2035 | TWh | 417 | Sub_sector | Transport | Others_Sector | Others_Sector | Energetic | other_final_demand_electricity_energetic | Electricity | EU | Energy demand | 0 | FEC
LT | TYNDP2026 | NT | 2035 | TWh | 418 | Sub_sector | Transport | Others_Sector | Others_Sector | Energetic | other_final_demand_hydrogen_energetic | Hydrogen | EU | Energy demand | 0 | FEC
LT | TYNDP2026 | NT | 2035 | TWh | 419 | Sub_sector | Transport | Pipeline Transport | Others_Sector | Energetic | other_final_demand_methane_energetic | Methane | EU | Energy demand | 0.2456 | FEC
LT | TYNDP2026 | NT | 2035 | TWh | 420 | Sub_sector | Transport | Others_Sector | Others_Sector | Energetic | other_final_demand_heat_energetic | Heat | EU | Energy demand | 0 | FEC
LT | TYNDP2026 | NT | 2035 | TWh | 421 | Sub_sector | Transport | Others_Sector | Others_Sector | Energetic | other_final_demand_biomass_energetic | Biomass | EU | Energy demand | 0 | FEC
LT | TYNDP2026 | NT | 2035 | TWh | 422 | Sub_sector | Transport | Others_Sector | Others_Sector | Energetic | other_final_demand_coal_energetic | Solids | EU | Energy demand | 0 | FEC
LT | TYNDP2026 | NT | 2035 | TWh | 423 | Sub_sector | Transport | Others_Sector | Others_Sector | Energetic | other_final_demand_oil_energetic | Liquids | EU | Energy demand | 0.17968 | FEC
LT | TYNDP2026 | NT | 2035 | TWh | 424 | Sub_sector | Others_Sector | Others_Sector | Others_Sector | Non-energetic | other_final_demand_oil_non_energetic | Liquids | EU | Energy demand | 0.28583 | not_included_in_FEC
LT | TYNDP2026 | NT | 2035 | TWh | 425 | Sub_sector | Transport | Others_Sector | Others_Sector | Energetic | other_final_demand_other_energetic | Others | EU | Energy demand | 0 | FEC
LT | TYNDP2026 | NT | 2035 | TWh | 426 | Sub_sector | Transport | Others_Sector | Others_Sector | Energetic | other_final_demand_ammonia_energetic | Ammonia | EU | Energy demand | 0 | FEC
LT | TYNDP2026 | NT | 2035 | TWh | 427 | Sub_sector | Industry | Surplus_Heat_in_Industry | Surplus_Heat_in_Industry | Energetic | final_demand_of_industry_unused_local_production_steam_hot_water | Heat | EU | Energy demand | 2.7997 | FEC
LT | TYNDP2026 | NT | 2035 | TWh | 429 | Sub_sector | Agriculture | Total | Agriculture | Energetic | agriculture_final_demand_electricity_energetic | Electricity | EU | Energy demand | 0.23975 | FEC
LT | TYNDP2026 | NT | 2035 | TWh | 430 | Sub_sector | Agriculture | Total | Agriculture | Energetic | agriculture_final_demand_hydrogen_energetic | Hydrogen | EU | Energy demand | 0 | FEC
LT | TYNDP2026 | NT | 2035 | TWh | 431 | Sub_sector | Agriculture | Total | Agriculture | Energetic | agriculture_final_demand_methane_energetic | Methane | EU | Energy demand | 0.23875 | FEC
LT | TYNDP2026 | NT | 2035 | TWh | 432 | Sub_sector | Agriculture | Total | Agriculture | Energetic | agriculture_final_demand_heat_energetic | Heat | EU | Energy demand | 0.042976 | FEC
LT | TYNDP2026 | NT | 2035 | TWh | 433 | Sub_sector | Agriculture | Total | Agriculture | Energetic | agriculture_final_demand_biomass_energetic | Biomass | EU | Energy demand | 0.22594 | FEC
LT | TYNDP2026 | NT | 2035 | TWh | 434 | Sub_sector | Agriculture | Total | Agriculture | Energetic | agriculture_final_demand_coal_energetic | Solids | EU | Energy demand | 0 | FEC
LT | TYNDP2026 | NT | 2035 | TWh | 435 | Sub_sector | Agriculture | Total | Agriculture | Energetic | agriculture_final_demand_oil_energetic | Liquids | EU | Energy demand | 0.38145 | FEC
LT | TYNDP2026 | NT | 2035 | TWh | 436 | Sub_sector | Agriculture | Total | Agriculture | Energetic | agriculture_final_demand_other_energetic | Others | EU | Energy demand | 0 | FEC
LT | TYNDP2026 | NT | 2035 | TWh | 437 | Sub_sector | Agriculture | Total | Agriculture | Energetic | agriculture_final_demand_ammonia_energetic | Ammonia | EU | Energy demand | 0 | FEC
LT | TYNDP2026 | NT | 2035 | TWh | 447 | Sub_sector | Buildings | Surplus Energy | Buildings | Energetic | GAP | Electricity | EU | Energy demand | 0 | FEC
LT | TYNDP2026 | NT | 2035 | TWh | 448 | Sub_sector | Buildings | Surplus Energy | Buildings | Energetic | GAP | Hydrogen | EU | Energy demand | 0 | FEC
LT | TYNDP2026 | NT | 2035 | TWh | 449 | Sub_sector | Buildings | Surplus Energy | Buildings | Energetic | GAP | Methane | EU | Energy demand | 0 | FEC
LT | TYNDP2026 | NT | 2035 | TWh | 450 | Sub_sector | Buildings | Surplus Energy | Buildings | Energetic | GAP | Heat | EU | Energy demand | 0 | FEC
LT | TYNDP2026 | NT | 2035 | TWh | 451 | Sub_sector | Buildings | Surplus Energy | Buildings | Energetic | GAP | Biomass | EU | Energy demand | 0.03529 | FEC
LT | TYNDP2026 | NT | 2035 | TWh | 452 | Sub_sector | Buildings | Surplus Energy | Buildings | Energetic | GAP | Solids | EU | Energy demand | 0 | FEC
LT | TYNDP2026 | NT | 2035 | TWh | 453 | Sub_sector | Buildings | Surplus Energy | Buildings | Energetic | GAP | Liquids | EU | Energy demand | 0.0042854 | FEC
LT | TYNDP2026 | NT | 2035 | TWh | 454 | Sub_sector | Buildings | Surplus Energy | Buildings | Energetic | GAP | Others | EU | Energy demand | 0 | FEC
LT | TYNDP2026 | NT | 2035 | TWh | 455 | Sub_sector | Buildings | Surplus Energy | Buildings | Energetic | GAP | Ammonia | EU | Energy demand | 0 | FEC
LT | TYNDP2026 | NT | 2035 | TWh | 456 | Sub_sector | Households | Surplus Energy | Households | Energetic | GAP | Electricity | EU | Energy demand | 0 | FEC
LT | TYNDP2026 | NT | 2035 | TWh | 457 | Sub_sector | Households | Surplus Energy | Households | Energetic | GAP | Hydrogen | EU | Energy demand | 0 | FEC
LT | TYNDP2026 | NT | 2035 | TWh | 458 | Sub_sector | Households | Surplus Energy | Households | Energetic | GAP | Methane | EU | Energy demand | 0 | FEC
LT | TYNDP2026 | NT | 2035 | TWh | 459 | Sub_sector | Households | Surplus Energy | Households | Energetic | GAP | Heat | EU | Energy demand | 0 | FEC
LT | TYNDP2026 | NT | 2035 | TWh | 460 | Sub_sector | Households | Surplus Energy | Households | Energetic | GAP | Biomass | EU | Energy demand | 0 | FEC
LT | TYNDP2026 | NT | 2035 | TWh | 461 | Sub_sector | Households | Surplus Energy | Households | Energetic | GAP | Solids | EU | Energy demand | 0 | FEC
LT | TYNDP2026 | NT | 2035 | TWh | 462 | Sub_sector | Households | Surplus Energy | Households | Energetic | GAP | Liquids | EU | Energy demand | 0 | FEC
LT | TYNDP2026 | NT | 2035 | TWh | 463 | Sub_sector | Households | Surplus Energy | Households | Energetic | GAP | Others | EU | Energy demand | 0 | FEC
LT | TYNDP2026 | NT | 2035 | TWh | 464 | Sub_sector | Households | Surplus Energy | Households | Energetic | GAP | Ammonia | EU | Energy demand | 0 | FEC
LT | TYNDP2026 | NT | 2040 | TWh | 102 | Sub_sector | Industry | Aluminium | Industry (aluminium) | Energetic | industry_aluminium_demand_electricity_energetic | Electricity | EU | Energy demand | 0 | FEC
LT | TYNDP2026 | NT | 2040 | TWh | 103 | Sub_sector | Industry | Aluminium | Industry (aluminium) | Energetic | industry_aluminium_demand_hydrogen_energetic | Hydrogen | EU | Energy demand | 0 | FEC
LT | TYNDP2026 | NT | 2040 | TWh | 104 | Sub_sector | Industry | Aluminium | Industry (aluminium) | Energetic | industry_aluminium_demand_methane_energetic | Methane | EU | Energy demand | 0 | FEC
LT | TYNDP2026 | NT | 2040 | TWh | 105 | Sub_sector | Industry | Aluminium | Industry (aluminium) | Energetic | industry_aluminium_demand_heat_energetic | Heat | EU | Energy demand | 0 | FEC
LT | TYNDP2026 | NT | 2040 | TWh | 106 | Sub_sector | Industry | Aluminium | Industry (aluminium) | Energetic | industry_aluminium_demand_biomass_energetic | Biomass | EU | Energy demand | 0 | FEC
LT | TYNDP2026 | NT | 2040 | TWh | 107 | Sub_sector | Industry | Aluminium | Industry (aluminium) | Energetic | industry_aluminium_demand_coal_energetic | Solids | EU | Energy demand | 0 | FEC
LT | TYNDP2026 | NT | 2040 | TWh | 108 | Sub_sector | Industry | Aluminium | Industry (aluminium) | Energetic | industry_aluminium_demand_oil_energetic | Liquids | EU | Energy demand | 0 | FEC
LT | TYNDP2026 | NT | 2040 | TWh | 109 | Sub_sector | Industry | Aluminium | Industry (aluminium) | Energetic | industry_aluminium_demand_others_energetic | Others | EU | Energy demand | 0 | FEC
LT | TYNDP2026 | NT | 2040 | TWh | 110 | Sub_sector | Industry | Aluminium | Industry (aluminium) | Energetic | industry_ammonia_demand_others_energetic | Ammonia | EU | Energy demand | 0 | FEC
LT | TYNDP2026 | NT | 2040 | TWh | 112 | Sub_sector | Industry | Chemicals | Industry (chemicals, energetic) | Energetic | industry_chemical_demand_electricity_energetic | Electricity | EU | Energy demand | 0.97329 | FEC
LT | TYNDP2026 | NT | 2040 | TWh | 113 | Sub_sector | Industry | Chemicals | Industry (chemicals, energetic) | Energetic | industry_chemical_demand_hydrogen_energetic | Hydrogen | EU | Energy demand | 1.1362 | FEC
LT | TYNDP2026 | NT | 2040 | TWh | 114 | Sub_sector | Industry | Chemicals | Industry (chemicals, energetic) | Energetic | industry_chemical_demand_methane_energetic | Methane | EU | Energy demand | 0.75746 | FEC
LT | TYNDP2026 | NT | 2040 | TWh | 115 | Sub_sector | Industry | Chemicals | Industry (chemicals, energetic) | Energetic | industry_chemical_demand_heat_energetic | Heat | EU | Energy demand | 0.68172 | FEC
LT | TYNDP2026 | NT | 2040 | TWh | 116 | Sub_sector | Industry | Chemicals | Industry (chemicals, energetic) | Energetic | industry_chemical_demand_biomass_energetic | Biomass | EU | Energy demand | 0 | FEC
LT | TYNDP2026 | NT | 2040 | TWh | 117 | Sub_sector | Industry | Chemicals | Industry (chemicals, energetic) | Energetic | industry_chemical_demand_coal_energetic | Solids | EU | Energy demand | 0 | FEC
LT | TYNDP2026 | NT | 2040 | TWh | 118 | Sub_sector | Industry | Chemicals | Industry (chemicals, energetic) | Energetic | industry_chemical_demand_oil_energetic | Liquids | EU | Energy demand | 0 | FEC
LT | TYNDP2026 | NT | 2040 | TWh | 119 | Sub_sector | Industry | Chemicals | Industry (chemicals, energetic) | Energetic | industry_chemical_demand_others_energetic | Others | EU | Energy demand | 0 | FEC
LT | TYNDP2026 | NT | 2040 | TWh | 120 | Sub_sector | Industry | Chemicals | Industry (chemicals, energetic) | Energetic | industry_chemical_demand_ammonia_energetic | Ammonia | EU | Energy demand | 0 | FEC
LT | TYNDP2026 | NT | 2040 | TWh | 122 | Sub_sector | Industry | Chemicals | Industry (chemicals, non-energetic) | Non-energetic | industry_chemical_demand_electricity_non_energetic | Electricity | EU | Energy demand | 0 | not_included_in_FEC
LT | TYNDP2026 | NT | 2040 | TWh | 123 | Sub_sector | Industry | Chemicals | Industry (chemicals, non-energetic) | Non-energetic | industry_chemical_demand_hydrogen_non_energetic | Hydrogen | EU | Energy demand | 1.9564 | not_included_in_FEC
LT | TYNDP2026 | NT | 2040 | TWh | 124 | Sub_sector | Industry | Chemicals | Industry (chemicals, non-energetic) | Non-energetic | industry_chemical_demand_methane_non_energetic | Methane | EU | Energy demand | 3.5215 | not_included_in_FEC
LT | TYNDP2026 | NT | 2040 | TWh | 125 | Sub_sector | Industry | Chemicals | Industry (chemicals, non-energetic) | Non-energetic | industry_chemical_demand_heat_non_energetic | Heat | EU | Energy demand | 0 | not_included_in_FEC
LT | TYNDP2026 | NT | 2040 | TWh | 126 | Sub_sector | Industry | Chemicals | Industry (chemicals, non-energetic) | Non-energetic | industry_chemical_demand_biomass_non_energetic | Biomass | EU | Energy demand | 1.5651 | not_included_in_FEC
LT | TYNDP2026 | NT | 2040 | TWh | 127 | Sub_sector | Industry | Chemicals | Industry (chemicals, non-energetic) | Non-energetic | industry_chemical_demand_coal_non_energetic | Solids | EU | Energy demand | 0 | not_included_in_FEC
LT | TYNDP2026 | NT | 2040 | TWh | 128 | Sub_sector | Industry | Chemicals | Industry (chemicals, non-energetic) | Non-energetic | industry_chemical_demand_oil_non_energetic | Liquids | EU | Energy demand | 0.78256 | not_included_in_FEC
LT | TYNDP2026 | NT | 2040 | TWh | 129 | Sub_sector | Industry | Chemicals | Industry (chemicals, non-energetic) | Non-energetic | industry_chemical_demand_others_non_energetic | Others | EU | Energy demand | 0 | not_included_in_FEC
LT | TYNDP2026 | NT | 2040 | TWh | 130 | Sub_sector | Industry | Chemicals | Industry (chemicals, non-energetic) | Non-energetic | industry_chemical_demand_ammonia_non_energetic | Ammonia | EU | Energy demand | 0 | not_included_in_FEC
LT | TYNDP2026 | NT | 2040 | TWh | 132 | Sub_sector | Industry | Fertilizers | Industry (fertilizers, energetic) | Energetic | industry_fertilizers_demand_electricity_energetic | Electricity | EU | Energy demand | 0.42547 | FEC
LT | TYNDP2026 | NT | 2040 | TWh | 133 | Sub_sector | Industry | Fertilizers | Industry (fertilizers, energetic) | Energetic | industry_fertilizers_demand_hydrogen_energetic | Hydrogen | EU | Energy demand | 0.85465 | FEC
LT | TYNDP2026 | NT | 2040 | TWh | 134 | Sub_sector | Industry | Fertilizers | Industry (fertilizers, energetic) | Energetic | industry_fertilizers_demand_methane_energetic | Methane | EU | Energy demand | 0.94961 | FEC
LT | TYNDP2026 | NT | 2040 | TWh | 135 | Sub_sector | Industry | Fertilizers | Industry (fertilizers, energetic) | Energetic | industry_fertilizers_demand_heat_energetic | Heat | EU | Energy demand | 0 | FEC
LT | TYNDP2026 | NT | 2040 | TWh | 136 | Sub_sector | Industry | Fertilizers | Industry (fertilizers, energetic) | Energetic | industry_fertilizers_demand_biomass_energetic | Biomass | EU | Energy demand | 0 | FEC
LT | TYNDP2026 | NT | 2040 | TWh | 137 | Sub_sector | Industry | Fertilizers | Industry (fertilizers, energetic) | Energetic | industry_fertilizers_demand_coal_energetic | Solids | EU | Energy demand | 0 | FEC
LT | TYNDP2026 | NT | 2040 | TWh | 138 | Sub_sector | Industry | Fertilizers | Industry (fertilizers, energetic) | Energetic | industry_fertilizers_demand_oil_energetic | Liquids | EU | Energy demand | 0.10297 | FEC
LT | TYNDP2026 | NT | 2040 | TWh | 139 | Sub_sector | Industry | Fertilizers | Industry (fertilizers, energetic) | Energetic | industry_fertilizers_demand_others_energetic | Others | EU | Energy demand | 0 | FEC
LT | TYNDP2026 | NT | 2040 | TWh | 140 | Sub_sector | Industry | Fertilizers | Industry (fertilizers, energetic) | Energetic | industry_fertilizers_demand_ammonia_energetic | Ammonia | EU | Energy demand | 0 | FEC
LT | TYNDP2026 | NT | 2040 | TWh | 142 | Sub_sector | Industry | Fertilizers | Industry (fertilizers, non-energetic) | Non-energetic | industry_fertilizers_demand_electricity_non_energetic | Electricity | EU | Energy demand | 0 | not_included_in_FEC
LT | TYNDP2026 | NT | 2040 | TWh | 143 | Sub_sector | Industry | Fertilizers | Industry (fertilizers, non-energetic) | Non-energetic | industry_fertilizers_demand_hydrogen_non_energetic | Hydrogen | EU | Energy demand | 3.8319 | not_included_in_FEC
LT | TYNDP2026 | NT | 2040 | TWh | 144 | Sub_sector | Industry | Fertilizers | Industry (fertilizers, non-energetic) | Non-energetic | industry_fertilizers_demand_methane_non_energetic | Methane | EU | Energy demand | 4.9844 | not_included_in_FEC
LT | TYNDP2026 | NT | 2040 | TWh | 145 | Sub_sector | Industry | Fertilizers | Industry (fertilizers, non-energetic) | Non-energetic | industry_fertilizers_demand_heat_non_energetic | Heat | EU | Energy demand | 0 | not_included_in_FEC
LT | TYNDP2026 | NT | 2040 | TWh | 146 | Sub_sector | Industry | Fertilizers | Industry (fertilizers, non-energetic) | Non-energetic | industry_fertilizers_demand_biomass_non_energetic | Biomass | EU | Energy demand | 0 | not_included_in_FEC
LT | TYNDP2026 | NT | 2040 | TWh | 147 | Sub_sector | Industry | Fertilizers | Industry (fertilizers, non-energetic) | Non-energetic | industry_fertilizers_demand_coal_non_energetic | Solids | EU | Energy demand | 0 | not_included_in_FEC
LT | TYNDP2026 | NT | 2040 | TWh | 148 | Sub_sector | Industry | Fertilizers | Industry (fertilizers, non-energetic) | Non-energetic | industry_fertilizers_demand_oil_non_energetic | Liquids | EU | Energy demand | 0 | not_included_in_FEC
LT | TYNDP2026 | NT | 2040 | TWh | 149 | Sub_sector | Industry | Fertilizers | Industry (fertilizers, non-energetic) | Non-energetic | industry_fertilizers_demand_others_non_energetic | Others | EU | Energy demand | 0 | not_included_in_FEC
LT | TYNDP2026 | NT | 2040 | TWh | 150 | Sub_sector | Industry | Fertilizers | Industry (fertilizers, non-energetic) | Non-energetic | industry_fertilizers_demand_ammonia_non_energetic | Ammonia | EU | Energy demand | 0 | not_included_in_FEC
LT | TYNDP2026 | NT | 2040 | TWh | 152 | Sub_sector | Industry | Food | Industry (food) | Energetic | industry_food_demand_electricity_energetic | Electricity | EU | Energy demand | 1.656 | FEC
LT | TYNDP2026 | NT | 2040 | TWh | 153 | Sub_sector | Industry | Food | Industry (food) | Energetic | industry_food_demand_hydrogen_energetic | Hydrogen | EU | Energy demand | 0.09053 | FEC
LT | TYNDP2026 | NT | 2040 | TWh | 154 | Sub_sector | Industry | Food | Industry (food) | Energetic | industry_food_demand_methane_energetic | Methane | EU | Energy demand | 0.72424 | FEC
LT | TYNDP2026 | NT | 2040 | TWh | 155 | Sub_sector | Industry | Food | Industry (food) | Energetic | industry_food_demand_heat_energetic | Heat | EU | Energy demand | 0.081477 | FEC
LT | TYNDP2026 | NT | 2040 | TWh | 156 | Sub_sector | Industry | Food | Industry (food) | Energetic | industry_food_demand_biomass_energetic | Biomass | EU | Energy demand | 0.30554 | FEC
LT | TYNDP2026 | NT | 2040 | TWh | 157 | Sub_sector | Industry | Food | Industry (food) | Energetic | industry_food_demand_coal_energetic | Solids | EU | Energy demand | 0 | FEC
LT | TYNDP2026 | NT | 2040 | TWh | 158 | Sub_sector | Industry | Food | Industry (food) | Energetic | industry_food_demand_oil_energetic | Liquids | EU | Energy demand | 0 | FEC
LT | TYNDP2026 | NT | 2040 | TWh | 159 | Sub_sector | Industry | Food | Industry (food) | Energetic | industry_food_demand_others_energetic | Others | EU | Energy demand | 0 | FEC
LT | TYNDP2026 | NT | 2040 | TWh | 160 | Sub_sector | Industry | Food | Industry (food) | Energetic | industry_food_demand_ammonia_energetic | Ammonia | EU | Energy demand | 0 | FEC
LT | TYNDP2026 | NT | 2040 | TWh | 162 | Sub_sector | Industry | Metals | Industry (metal) | Energetic | industry_metal_demand_electricity_energetic | Electricity | EU | Energy demand | 0 | FEC
LT | TYNDP2026 | NT | 2040 | TWh | 163 | Sub_sector | Industry | Metals | Industry (metal) | Energetic | industry_metal_demand_hydrogen_energetic | Hydrogen | EU | Energy demand | 0 | FEC
LT | TYNDP2026 | NT | 2040 | TWh | 164 | Sub_sector | Industry | Metals | Industry (metal) | Energetic | industry_metal_demand_methane_energetic | Methane | EU | Energy demand | 0 | FEC
LT | TYNDP2026 | NT | 2040 | TWh | 165 | Sub_sector | Industry | Metals | Industry (metal) | Energetic | industry_metal_demand_heat_energetic | Heat | EU | Energy demand | 0 | FEC
LT | TYNDP2026 | NT | 2040 | TWh | 166 | Sub_sector | Industry | Metals | Industry (metal) | Energetic | industry_metal_demand_biomass_energetic | Biomass | EU | Energy demand | 0 | FEC
LT | TYNDP2026 | NT | 2040 | TWh | 167 | Sub_sector | Industry | Metals | Industry (metal) | Energetic | industry_metal_demand_coal_energetic | Solids | EU | Energy demand | 0 | FEC
LT | TYNDP2026 | NT | 2040 | TWh | 168 | Sub_sector | Industry | Metals | Industry (metal) | Energetic | industry_metal_demand_oil_energetic | Liquids | EU | Energy demand | 0 | FEC
LT | TYNDP2026 | NT | 2040 | TWh | 169 | Sub_sector | Industry | Metals | Industry (metal) | Energetic | industry_metal_demand_others_energetic | Others | EU | Energy demand | 0 | FEC
LT | TYNDP2026 | NT | 2040 | TWh | 170 | Sub_sector | Industry | Metals | Industry (metal) | Energetic | industry_metal_demand_ammonia_energetic | Ammonia | EU | Energy demand | 0 | FEC
LT | TYNDP2026 | NT | 2040 | TWh | 172 | Sub_sector | Industry | Others | Industry (other, energetic) | Energetic | industry_other_demand_electricity_energetic | Electricity | EU | Energy demand | 4.8696 | FEC
LT | TYNDP2026 | NT | 2040 | TWh | 173 | Sub_sector | Industry | Others | Industry (other, energetic) | Energetic | industry_other_demand_hydrogen_energetic | Hydrogen | EU | Energy demand | 0.4058 | FEC
LT | TYNDP2026 | NT | 2040 | TWh | 174 | Sub_sector | Industry | Others | Industry (other, energetic) | Energetic | industry_other_demand_methane_energetic | Methane | EU | Energy demand | 1.2174 | FEC
LT | TYNDP2026 | NT | 2040 | TWh | 175 | Sub_sector | Industry | Others | Industry (other, energetic) | Energetic | industry_other_demand_heat_energetic | Heat | EU | Energy demand | 0 | FEC
LT | TYNDP2026 | NT | 2040 | TWh | 176 | Sub_sector | Industry | Others | Industry (other, energetic) | Energetic | industry_other_demand_biomass_energetic | Biomass | EU | Energy demand | 1.2174 | FEC
LT | TYNDP2026 | NT | 2040 | TWh | 177 | Sub_sector | Industry | Others | Industry (other, energetic) | Energetic | industry_other_demand_coal_energetic | Solids | EU | Energy demand | 0 | FEC
LT | TYNDP2026 | NT | 2040 | TWh | 178 | Sub_sector | Industry | Others | Industry (other, energetic) | Energetic | industry_other_demand_oil_energetic | Liquids | EU | Energy demand | 0.4058 | FEC
LT | TYNDP2026 | NT | 2040 | TWh | 179 | Sub_sector | Industry | Others | Industry (other, energetic) | Energetic | industry_other_demand_others_energetic | Others | EU | Energy demand | 0 | FEC
LT | TYNDP2026 | NT | 2040 | TWh | 180 | Sub_sector | Industry | Others | Industry (other, energetic) | Energetic | industry_other_demand_ammonia_energetic | Ammonia | EU | Energy demand | 0 | FEC
LT | TYNDP2026 | NT | 2040 | TWh | 182 | Sub_sector | Industry | Others | Industry (other, non-energetic) | Non-energetic | industry_other_demand_electricity_non_energetic | Electricity | EU | Energy demand | 0 | not_included_in_FEC
LT | TYNDP2026 | NT | 2040 | TWh | 183 | Sub_sector | Industry | Others | Industry (other, non-energetic) | Non-energetic | industry_other_demand_hydrogen_non_energetic | Hydrogen | EU | Energy demand | 0.2195 | not_included_in_FEC
LT | TYNDP2026 | NT | 2040 | TWh | 184 | Sub_sector | Industry | Others | Industry (other, non-energetic) | Non-energetic | industry_other_demand_methane_non_energetic | Methane | EU | Energy demand | 0 | not_included_in_FEC
LT | TYNDP2026 | NT | 2040 | TWh | 185 | Sub_sector | Industry | Others | Industry (other, non-energetic) | Non-energetic | industry_other_demand_heat_non_energetic | Heat | EU | Energy demand | 0 | not_included_in_FEC
LT | TYNDP2026 | NT | 2040 | TWh | 186 | Sub_sector | Industry | Others | Industry (other, non-energetic) | Non-energetic | industry_other_demand_biomass_non_energetic | Biomass | EU | Energy demand | 0 | not_included_in_FEC
LT | TYNDP2026 | NT | 2040 | TWh | 187 | Sub_sector | Industry | Others | Industry (other, non-energetic) | Non-energetic | industry_other_demand_coal_non_energetic | Solids | EU | Energy demand | 0 | not_included_in_FEC
LT | TYNDP2026 | NT | 2040 | TWh | 188 | Sub_sector | Industry | Others | Industry (other, non-energetic) | Non-energetic | industry_other_demand_oil_non_energetic | Liquids | EU | Energy demand | 1.9755 | not_included_in_FEC
LT | TYNDP2026 | NT | 2040 | TWh | 189 | Sub_sector | Industry | Others | Industry (other, non-energetic) | Non-energetic | industry_other_demand_others_non_energetic | Others | EU | Energy demand | 0 | not_included_in_FEC
LT | TYNDP2026 | NT | 2040 | TWh | 190 | Sub_sector | Industry | Others | Industry (other, non-energetic) | Non-energetic | industry_other_demand_ammonia_non_energetic | Ammonia | EU | Energy demand | 0 | not_included_in_FEC
LT | TYNDP2026 | NT | 2040 | TWh | 192 | Sub_sector | Industry | Paper | Industry (paper) | Energetic | industry_paper_demand_electricity_energetic | Electricity | EU | Energy demand | 0.47736 | FEC
LT | TYNDP2026 | NT | 2040 | TWh | 193 | Sub_sector | Industry | Paper | Industry (paper) | Energetic | industry_paper_demand_hydrogen_energetic | Hydrogen | EU | Energy demand | 0.027486 | FEC
LT | TYNDP2026 | NT | 2040 | TWh | 194 | Sub_sector | Industry | Paper | Industry (paper) | Energetic | industry_paper_demand_methane_energetic | Methane | EU | Energy demand | 0.21989 | FEC
LT | TYNDP2026 | NT | 2040 | TWh | 195 | Sub_sector | Industry | Paper | Industry (paper) | Energetic | industry_paper_demand_heat_energetic | Heat | EU | Energy demand | 0 | FEC
LT | TYNDP2026 | NT | 2040 | TWh | 196 | Sub_sector | Industry | Paper | Industry (paper) | Energetic | industry_paper_demand_biomass_energetic | Biomass | EU | Energy demand | 0.092766 | FEC
LT | TYNDP2026 | NT | 2040 | TWh | 197 | Sub_sector | Industry | Paper | Industry (paper) | Energetic | industry_paper_demand_coal_energetic | Solids | EU | Energy demand | 0 | FEC
LT | TYNDP2026 | NT | 2040 | TWh | 198 | Sub_sector | Industry | Paper | Industry (paper) | Energetic | industry_paper_demand_oil_energetic | Liquids | EU | Energy demand | 0 | FEC
LT | TYNDP2026 | NT | 2040 | TWh | 199 | Sub_sector | Industry | Paper | Industry (paper) | Energetic | industry_paper_demand_others_energetic | Others | EU | Energy demand | 0 | FEC
LT | TYNDP2026 | NT | 2040 | TWh | 200 | Sub_sector | Industry | Paper | Industry (paper) | Energetic | industry_paper_demand_ammonia_energetic | Ammonia | EU | Energy demand | 0 | FEC
LT | TYNDP2026 | NT | 2040 | TWh | 202 | Sub_sector | Industry | Refineries | Industry (refineries, energetic) | Energetic | industry_refinery_demand_electricity_energetic | Electricity | EU | Energy demand | 0.6506 | not_included_in_FEC
LT | TYNDP2026 | NT | 2040 | TWh | 203 | Sub_sector | Industry | Refineries | Industry (refineries, energetic) | Energetic | industry_refinery_demand_hydrogen_energetic | Hydrogen | EU | Energy demand | 2.3787 | not_included_in_FEC
LT | TYNDP2026 | NT | 2040 | TWh | 204 | Sub_sector | Industry | Refineries | Industry (refineries, energetic) | Energetic | industry_refinery_demand_methane_energetic | Methane | EU | Energy demand | 1.3215 | not_included_in_FEC
LT | TYNDP2026 | NT | 2040 | TWh | 205 | Sub_sector | Industry | Refineries | Industry (refineries, energetic) | Energetic | industry_refinery_demand_heat_energetic | Heat | EU | Energy demand | 0 | not_included_in_FEC
LT | TYNDP2026 | NT | 2040 | TWh | 206 | Sub_sector | Industry | Refineries | Industry (refineries, energetic) | Energetic | industry_refinery_demand_biomass_energetic | Biomass | EU | Energy demand | 0.59467 | not_included_in_FEC
LT | TYNDP2026 | NT | 2040 | TWh | 207 | Sub_sector | Industry | Refineries | Industry (refineries, energetic) | Energetic | industry_refinery_demand_coal_energetic | Solids | EU | Energy demand | 0 | not_included_in_FEC
LT | TYNDP2026 | NT | 2040 | TWh | 208 | Sub_sector | Industry | Refineries | Industry (refineries, energetic) | Energetic | industry_refinery_demand_oil_energetic | Liquids | EU | Energy demand | 1.1463 | not_included_in_FEC
LT | TYNDP2026 | NT | 2040 | TWh | 209 | Sub_sector | Industry | Refineries | Industry (refineries, energetic) | Energetic | industry_refinery_demand_others_energetic | Others | EU | Energy demand | 0 | not_included_in_FEC
LT | TYNDP2026 | NT | 2040 | TWh | 210 | Sub_sector | Industry | Refineries | Industry (refineries, energetic) | Energetic | industry_refinery_demand_ammonia_energetic | Ammonia | EU | Energy demand | 0 | not_included_in_FEC
LT | TYNDP2026 | NT | 2040 | TWh | 212 | Sub_sector | Industry | Refineries | Industry (refineries, non-energetic) | Non-energetic | industry_refinery_demand_electricity_non_energetic | Electricity | EU | Energy demand | 0 | not_included_in_FEC
LT | TYNDP2026 | NT | 2040 | TWh | 213 | Sub_sector | Industry | Refineries | Industry (refineries, non-energetic) | Non-energetic | industry_refinery_demand_hydrogen_non_energetic | Hydrogen | EU | Energy demand | 0 | not_included_in_FEC
LT | TYNDP2026 | NT | 2040 | TWh | 214 | Sub_sector | Industry | Refineries | Industry (refineries, non-energetic) | Non-energetic | industry_refinery_demand_methane_non_energetic | Methane | EU | Energy demand | 0 | not_included_in_FEC
LT | TYNDP2026 | NT | 2040 | TWh | 215 | Sub_sector | Industry | Refineries | Industry (refineries, non-energetic) | Non-energetic | industry_refinery_demand_heat_non_energetic | Heat | EU | Energy demand | 0 | not_included_in_FEC
LT | TYNDP2026 | NT | 2040 | TWh | 216 | Sub_sector | Industry | Refineries | Industry (refineries, non-energetic) | Non-energetic | industry_refinery_demand_biomass_non_energetic | Biomass | EU | Energy demand | 0 | not_included_in_FEC
LT | TYNDP2026 | NT | 2040 | TWh | 217 | Sub_sector | Industry | Refineries | Industry (refineries, non-energetic) | Non-energetic | industry_refinery_demand_coal_non_energetic | Solids | EU | Energy demand | 0 | not_included_in_FEC
LT | TYNDP2026 | NT | 2040 | TWh | 218 | Sub_sector | Industry | Refineries | Industry (refineries, non-energetic) | Non-energetic | industry_refinery_demand_oil_non_energetic | Liquids | EU | Energy demand | 0 | not_included_in_FEC
LT | TYNDP2026 | NT | 2040 | TWh | 219 | Sub_sector | Industry | Refineries | Industry (refineries, non-energetic) | Non-energetic | industry_refinery_demand_others_non_energetic | Others | EU | Energy demand | 0 | not_included_in_FEC
LT | TYNDP2026 | NT | 2040 | TWh | 220 | Sub_sector | Industry | Refineries | Industry (refineries, non-energetic) | Non-energetic | industry_refinery_demand_ammonia_non_energetic | Ammonia | EU | Energy demand | 0 | not_included_in_FEC
LT | TYNDP2026 | NT | 2040 | TWh | 222 | Sub_sector | Industry | Steel | Industry (steel) | Energetic | industry_steel_demand_electricity_energetic | Electricity | EU | Energy demand | 0 | FEC
LT | TYNDP2026 | NT | 2040 | TWh | 223 | Sub_sector | Industry | Steel | Industry (steel) | Energetic | industry_steel_demand_hydrogen_energetic | Hydrogen | EU | Energy demand | 0 | FEC
LT | TYNDP2026 | NT | 2040 | TWh | 224 | Sub_sector | Industry | Steel | Industry (steel) | Energetic | industry_steel_demand_methane_energetic | Methane | EU | Energy demand | 0 | FEC
LT | TYNDP2026 | NT | 2040 | TWh | 225 | Sub_sector | Industry | Steel | Industry (steel) | Energetic | industry_steel_demand_heat_energetic | Heat | EU | Energy demand | 0 | FEC
LT | TYNDP2026 | NT | 2040 | TWh | 226 | Sub_sector | Industry | Steel | Industry (steel) | Energetic | industry_steel_demand_biomass_energetic | Biomass | EU | Energy demand | 0 | FEC
LT | TYNDP2026 | NT | 2040 | TWh | 227 | Sub_sector | Industry | Steel | Industry (steel) | Energetic | industry_steel_demand_coal_energetic | Solids | EU | Energy demand | 0 | FEC
LT | TYNDP2026 | NT | 2040 | TWh | 228 | Sub_sector | Industry | Steel | Industry (steel) | Energetic | industry_steel_demand_oil_energetic | Liquids | EU | Energy demand | 0 | FEC
LT | TYNDP2026 | NT | 2040 | TWh | 229 | Sub_sector | Industry | Steel | Industry (steel) | Energetic | industry_steel_demand_others_energetic | Others | EU | Energy demand | 0 | FEC
LT | TYNDP2026 | NT | 2040 | TWh | 230 | Sub_sector | Industry | Steel | Industry (steel) | Energetic | industry_steel_demand_ammonia_energetic | Ammonia | EU | Energy demand | 0 | FEC
LT | TYNDP2026 | NT | 2040 | TWh | 232 | Sub_sector | Transport | Cars | Transport (cars) | Energetic | transport_cars_final_demand_electricity | Electricity | EU | Energy demand | 2.6677 | FEC
LT | TYNDP2026 | NT | 2040 | TWh | 233 | Sub_sector | Transport | Cars | Transport (cars) | Energetic | transport_cars_final_demand_hydrogen | Hydrogen | EU | Energy demand | 0 | FEC
LT | TYNDP2026 | NT | 2040 | TWh | 234 | Sub_sector | Transport | Cars | Transport (cars) | Energetic | transport_cars_final_demand_methane | Methane | EU | Energy demand | 0 | FEC
LT | TYNDP2026 | NT | 2040 | TWh | 235 | Sub_sector | Transport | Cars | Transport (cars) | Energetic | transport_cars_final_demand_heat | Heat | EU | Energy demand | 0 | FEC
LT | TYNDP2026 | NT | 2040 | TWh | 236 | Sub_sector | Transport | Cars | Transport (cars) | Energetic | transport_cars_final_demand_biomass | Biomass | EU | Energy demand | 0 | FEC
LT | TYNDP2026 | NT | 2040 | TWh | 237 | Sub_sector | Transport | Cars | Transport (cars) | Energetic | transport_cars_final_demand_coal | Solids | EU | Energy demand | 0 | FEC
LT | TYNDP2026 | NT | 2040 | TWh | 238 | Sub_sector | Transport | Cars | Transport (cars) | Energetic | transport_cars_final_demand_oil | Liquids | EU | Energy demand | 3.5598 | FEC
LT | TYNDP2026 | NT | 2040 | TWh | 239 | Sub_sector | Transport | Cars | Transport (cars) | Energetic | transport_cars_final_demand_other | Others | EU | Energy demand | 0 | FEC
LT | TYNDP2026 | NT | 2040 | TWh | 240 | Sub_sector | Transport | Cars | Transport (cars) | Energetic | transport_cars_final_demand_ammonia | Ammonia | EU | Energy demand | 0 | FEC
LT | TYNDP2026 | NT | 2040 | TWh | 242 | Sub_sector | Transport | Busses | Transport (busses) | Energetic | transport_busses_final_demand_electricity | Electricity | EU | Energy demand | 0.078777 | FEC
LT | TYNDP2026 | NT | 2040 | TWh | 243 | Sub_sector | Transport | Busses | Transport (busses) | Energetic | transport_busses_final_demand_hydrogen | Hydrogen | EU | Energy demand | 0.039389 | FEC
LT | TYNDP2026 | NT | 2040 | TWh | 244 | Sub_sector | Transport | Busses | Transport (busses) | Energetic | transport_busses_final_demand_methane | Methane | EU | Energy demand | 0.013192 | FEC
LT | TYNDP2026 | NT | 2040 | TWh | 245 | Sub_sector | Transport | Busses | Transport (busses) | Energetic | transport_busses_final_demand_heat | Heat | EU | Energy demand | 0 | FEC
LT | TYNDP2026 | NT | 2040 | TWh | 246 | Sub_sector | Transport | Busses | Transport (busses) | Energetic | transport_busses_final_demand_biomass | Biomass | EU | Energy demand | 0 | FEC
LT | TYNDP2026 | NT | 2040 | TWh | 247 | Sub_sector | Transport | Busses | Transport (busses) | Energetic | transport_busses_final_demand_coal | Solids | EU | Energy demand | 0 | FEC
LT | TYNDP2026 | NT | 2040 | TWh | 248 | Sub_sector | Transport | Busses | Transport (busses) | Energetic | transport_busses_final_demand_oil | Liquids | EU | Energy demand | 0.043973 | FEC
LT | TYNDP2026 | NT | 2040 | TWh | 249 | Sub_sector | Transport | Busses | Transport (busses) | Energetic | transport_busses_final_demand_other | Others | EU | Energy demand | 0 | FEC
LT | TYNDP2026 | NT | 2040 | TWh | 250 | Sub_sector | Transport | Busses | Transport (busses) | Energetic | transport_busses_final_demand_ammonia | Ammonia | EU | Energy demand | 0 | FEC
LT | TYNDP2026 | NT | 2040 | TWh | 252 | Sub_sector | Transport | Trucks | Transport (trucks) | Energetic | transport_trucks_final_demand_electricity | Electricity | EU | Energy demand | 1.0625 | FEC
LT | TYNDP2026 | NT | 2040 | TWh | 253 | Sub_sector | Transport | Trucks | Transport (trucks) | Energetic | transport_trucks_final_demand_hydrogen | Hydrogen | EU | Energy demand | 0.86507 | FEC
LT | TYNDP2026 | NT | 2040 | TWh | 254 | Sub_sector | Transport | Trucks | Transport (trucks) | Energetic | transport_trucks_final_demand_methane | Methane | EU | Energy demand | 0 | FEC
LT | TYNDP2026 | NT | 2040 | TWh | 255 | Sub_sector | Transport | Trucks | Transport (trucks) | Energetic | transport_trucks_final_demand_heat | Heat | EU | Energy demand | 0 | FEC
LT | TYNDP2026 | NT | 2040 | TWh | 256 | Sub_sector | Transport | Trucks | Transport (trucks) | Energetic | transport_trucks_final_demand_biomass | Biomass | EU | Energy demand | 0 | FEC
LT | TYNDP2026 | NT | 2040 | TWh | 257 | Sub_sector | Transport | Trucks | Transport (trucks) | Energetic | transport_trucks_final_demand_coal | Solids | EU | Energy demand | 0 | FEC
LT | TYNDP2026 | NT | 2040 | TWh | 258 | Sub_sector | Transport | Trucks | Transport (trucks) | Energetic | transport_trucks_final_demand_oil | Liquids | EU | Energy demand | 1.6395 | FEC
LT | TYNDP2026 | NT | 2040 | TWh | 259 | Sub_sector | Transport | Trucks | Transport (trucks) | Energetic | transport_trucks_final_demand_other | Others | EU | Energy demand | 0 | FEC
LT | TYNDP2026 | NT | 2040 | TWh | 260 | Sub_sector | Transport | Trucks | Transport (trucks) | Energetic | transport_trucks_final_demand_ammonia | Ammonia | EU | Energy demand | 0 | FEC
LT | TYNDP2026 | NT | 2040 | TWh | 262 | Sub_sector | Transport | Vans | Transport (vans) | Energetic | transport_vans_final_demand_electricity | Electricity | EU | Energy demand | 0.14438 | FEC
LT | TYNDP2026 | NT | 2040 | TWh | 263 | Sub_sector | Transport | Vans | Transport (vans) | Energetic | transport_vans_final_demand_hydrogen | Hydrogen | EU | Energy demand | 0.06543 | FEC
LT | TYNDP2026 | NT | 2040 | TWh | 264 | Sub_sector | Transport | Vans | Transport (vans) | Energetic | transport_vans_final_demand_methane | Methane | EU | Energy demand | 0 | FEC
LT | TYNDP2026 | NT | 2040 | TWh | 265 | Sub_sector | Transport | Vans | Transport (vans) | Energetic | transport_vans_final_demand_heat | Heat | EU | Energy demand | 0 | FEC
LT | TYNDP2026 | NT | 2040 | TWh | 266 | Sub_sector | Transport | Vans | Transport (vans) | Energetic | transport_vans_final_demand_biomass | Biomass | EU | Energy demand | 0 | FEC
LT | TYNDP2026 | NT | 2040 | TWh | 267 | Sub_sector | Transport | Vans | Transport (vans) | Energetic | transport_vans_final_demand_coal | Solids | EU | Energy demand | 0 | FEC
LT | TYNDP2026 | NT | 2040 | TWh | 268 | Sub_sector | Transport | Vans | Transport (vans) | Energetic | transport_vans_final_demand_oil | Liquids | EU | Energy demand | 0.21479 | FEC
LT | TYNDP2026 | NT | 2040 | TWh | 269 | Sub_sector | Transport | Vans | Transport (vans) | Energetic | transport_vans_final_demand_other | Others | EU | Energy demand | 0 | FEC
LT | TYNDP2026 | NT | 2040 | TWh | 270 | Sub_sector | Transport | Vans | Transport (vans) | Energetic | transport_vans_final_demand_ammonia | Ammonia | EU | Energy demand | 0 | FEC
LT | TYNDP2026 | NT | 2040 | TWh | 272 | Sub_sector | Transport | Freight trains | Transport (trains) | Energetic | transport_trains_final_demand_electricity | Electricity | EU | Energy demand | 0.15458 | FEC
LT | TYNDP2026 | NT | 2040 | TWh | 273 | Sub_sector | Transport | Freight trains | Transport (trains) | Energetic | transport_trains_final_demand_hydrogen | Hydrogen | EU | Energy demand | 0 | FEC
LT | TYNDP2026 | NT | 2040 | TWh | 274 | Sub_sector | Transport | Freight trains | Transport (trains) | Energetic | transport_trains_final_demand_methane | Methane | EU | Energy demand | 0 | FEC
LT | TYNDP2026 | NT | 2040 | TWh | 275 | Sub_sector | Transport | Freight trains | Transport (trains) | Energetic | transport_trains_final_demand_heat | Heat | EU | Energy demand | 0 | FEC
LT | TYNDP2026 | NT | 2040 | TWh | 276 | Sub_sector | Transport | Freight trains | Transport (trains) | Energetic | transport_trains_final_demand_biomass | Biomass | EU | Energy demand | 0 | FEC
LT | TYNDP2026 | NT | 2040 | TWh | 277 | Sub_sector | Transport | Freight trains | Transport (trains) | Energetic | transport_trains_final_demand_coal | Solids | EU | Energy demand | 0 | FEC
LT | TYNDP2026 | NT | 2040 | TWh | 278 | Sub_sector | Transport | Freight trains | Transport (trains) | Energetic | transport_trains_final_demand_oil | Liquids | EU | Energy demand | 0.23597 | FEC
LT | TYNDP2026 | NT | 2040 | TWh | 279 | Sub_sector | Transport | Freight trains | Transport (trains) | Energetic | transport_trains_final_demand_other | Others | EU | Energy demand | 0 | FEC
LT | TYNDP2026 | NT | 2040 | TWh | 280 | Sub_sector | Transport | Freight trains | Transport (trains) | Energetic | transport_trains_final_demand_ammonia | Ammonia | EU | Energy demand | 0 | FEC
LT | TYNDP2026 | NT | 2040 | TWh | 282 | Sub_sector | Transport | Ships | Transport (ships) | Energetic | transport_ships_final_demand_electricity | Electricity | EU | Energy demand | 0.0033181 | FEC
LT | TYNDP2026 | NT | 2040 | TWh | 283 | Sub_sector | Transport | Ships | Transport (ships) | Energetic | transport_ships_final_demand_hydrogen | Hydrogen | EU | Energy demand | 0.006104 | FEC
LT | TYNDP2026 | NT | 2040 | TWh | 284 | Sub_sector | Transport | Ships | Transport (ships) | Energetic | transport_ships_final_demand_methane | Methane | EU | Energy demand | 0 | FEC
LT | TYNDP2026 | NT | 2040 | TWh | 285 | Sub_sector | Transport | Ships | Transport (ships) | Energetic | transport_ships_final_demand_heat | Heat | EU | Energy demand | 0 | FEC
LT | TYNDP2026 | NT | 2040 | TWh | 286 | Sub_sector | Transport | Ships | Transport (ships) | Energetic | transport_ships_final_demand_biomass | Biomass | EU | Energy demand | 0 | FEC
LT | TYNDP2026 | NT | 2040 | TWh | 287 | Sub_sector | Transport | Ships | Transport (ships) | Energetic | transport_ships_final_demand_coal | Solids | EU | Energy demand | 0 | FEC
LT | TYNDP2026 | NT | 2040 | TWh | 288 | Sub_sector | Transport | Ships | Transport (ships) | Energetic | transport_ships_final_demand_oil | Liquids | EU | Energy demand | 0.0327 | FEC
LT | TYNDP2026 | NT | 2040 | TWh | 289 | Sub_sector | Transport | Ships | Transport (ships) | Energetic | transport_ships_final_demand_other | Others | EU | Energy demand | 0 | FEC
LT | TYNDP2026 | NT | 2040 | TWh | 290 | Sub_sector | Transport | Ships | Transport (ships) | Energetic | transport_ships_final_demand_ammonia | Ammonia | EU | Energy demand | 0.016681 | FEC
LT | TYNDP2026 | NT | 2040 | TWh | 292 | Sub_sector | Transport | Planes | Transport (planes) | Energetic | transport_planes_final_demand_electricity | Electricity | EU | Energy demand | 0 | FEC
LT | TYNDP2026 | NT | 2040 | TWh | 293 | Sub_sector | Transport | Planes | Transport (planes) | Energetic | transport_planes_final_demand_hydrogen | Hydrogen | EU | Energy demand | 0 | FEC
LT | TYNDP2026 | NT | 2040 | TWh | 294 | Sub_sector | Transport | Planes | Transport (planes) | Energetic | transport_planes_final_demand_methane | Methane | EU | Energy demand | 0 | FEC
LT | TYNDP2026 | NT | 2040 | TWh | 295 | Sub_sector | Transport | Planes | Transport (planes) | Energetic | transport_planes_final_demand_heat | Heat | EU | Energy demand | 0 | FEC
LT | TYNDP2026 | NT | 2040 | TWh | 296 | Sub_sector | Transport | Planes | Transport (planes) | Energetic | transport_planes_final_demand_biomass | Biomass | EU | Energy demand | 0 | FEC
LT | TYNDP2026 | NT | 2040 | TWh | 297 | Sub_sector | Transport | Planes | Transport (planes) | Energetic | transport_planes_final_demand_coal | Solids | EU | Energy demand | 0 | FEC
LT | TYNDP2026 | NT | 2040 | TWh | 298 | Sub_sector | Transport | Planes | Transport (planes) | Energetic | transport_planes_final_demand_oil | Liquids | EU | Energy demand | 0.0051651 | FEC
LT | TYNDP2026 | NT | 2040 | TWh | 299 | Sub_sector | Transport | Planes | Transport (planes) | Energetic | transport_planes_final_demand_other | Others | EU | Energy demand | 0 | FEC
LT | TYNDP2026 | NT | 2040 | TWh | 300 | Sub_sector | Transport | Planes | Transport (planes) | Energetic | transport_planes_final_demand_ammonia | Ammonia | EU | Energy demand | 0 | FEC
LT | TYNDP2026 | NT | 2040 | TWh | 302 | Sub_sector | Transport | Others | Transport (others) | Energetic | transport_other_final_demand_electricity | Electricity | EU | Energy demand | 0.0037306 | FEC
LT | TYNDP2026 | NT | 2040 | TWh | 303 | Sub_sector | Transport | Others | Transport (others) | Energetic | transport_other_final_demand_hydrogen | Hydrogen | EU | Energy demand | 0 | FEC
LT | TYNDP2026 | NT | 2040 | TWh | 304 | Sub_sector | Transport | Others | Transport (others) | Energetic | transport_other_final_demand_methane | Methane | EU | Energy demand | 0 | FEC
LT | TYNDP2026 | NT | 2040 | TWh | 305 | Sub_sector | Transport | Others | Transport (others) | Energetic | transport_other_final_demand_heat | Heat | EU | Energy demand | 0 | FEC
LT | TYNDP2026 | NT | 2040 | TWh | 306 | Sub_sector | Transport | Others | Transport (others) | Energetic | transport_other_final_demand_biomass | Biomass | EU | Energy demand | 0 | FEC
LT | TYNDP2026 | NT | 2040 | TWh | 307 | Sub_sector | Transport | Others | Transport (others) | Energetic | transport_other_final_demand_coal | Solids | EU | Energy demand | 0 | FEC
LT | TYNDP2026 | NT | 2040 | TWh | 308 | Sub_sector | Transport | Others | Transport (others) | Energetic | transport_other_final_demand_oil | Liquids | EU | Energy demand | 0.016005 | FEC
LT | TYNDP2026 | NT | 2040 | TWh | 309 | Sub_sector | Transport | Others | Transport (others) | Energetic | transport_other_final_demand_other | Others | EU | Energy demand | 0 | FEC
LT | TYNDP2026 | NT | 2040 | TWh | 310 | Sub_sector | Transport | Others | Transport (others) | Energetic | transport_other_final_demand_ammonia | Ammonia | EU | Energy demand | 0 | FEC
LT | TYNDP2026 | NT | 2040 | TWh | 312 | Sub_sector | International transport | International aviation | Transport (int. aviation) | Energetic | transport_int_aviation_final_demand_electricity | Electricity | EU | Energy demand | 0 | FEC
LT | TYNDP2026 | NT | 2040 | TWh | 313 | Sub_sector | International transport | International aviation | Transport (int. aviation) | Energetic | transport_int_aviation_final_demand_hydrogen | Hydrogen | EU | Energy demand | 0 | FEC
LT | TYNDP2026 | NT | 2040 | TWh | 314 | Sub_sector | International transport | International aviation | Transport (int. aviation) | Energetic | transport_int_aviation_final_demand_methane | Methane | EU | Energy demand | 0 | FEC
LT | TYNDP2026 | NT | 2040 | TWh | 315 | Sub_sector | International transport | International aviation | Transport (int. aviation) | Energetic | transport_int_aviation_final_demand_heat | Heat | EU | Energy demand | 0 | FEC
LT | TYNDP2026 | NT | 2040 | TWh | 316 | Sub_sector | International transport | International aviation | Transport (int. aviation) | Energetic | transport_int_aviation_final_demand_biofuels | Biomass | EU | Energy demand | 0 | FEC
LT | TYNDP2026 | NT | 2040 | TWh | 317 | Sub_sector | International transport | International aviation | Transport (int. aviation) | Energetic | transport_int_aviation_final_demand_coal | Solids | EU | Energy demand | 0 | FEC
LT | TYNDP2026 | NT | 2040 | TWh | 318 | Sub_sector | International transport | International aviation | Transport (int. aviation) | Energetic | transport_int_aviation_final_demand_oil | Liquids | EU | Energy demand | 1.2597 | FEC
LT | TYNDP2026 | NT | 2040 | TWh | 319 | Sub_sector | International transport | International aviation | Transport (int. aviation) | Energetic | transport_int_aviation_final_demand_other | Others | EU | Energy demand | 0 | FEC
LT | TYNDP2026 | NT | 2040 | TWh | 320 | Sub_sector | International transport | International aviation | Transport (int. aviation) | Energetic | transport_int_aviation_final_demand_ammonia | Ammonia | EU | Energy demand | 0 | FEC
LT | TYNDP2026 | NT | 2040 | TWh | 322 | Sub_sector | International transport | International shipping | Transport (int. shipping) | Energetic | transport_int_shipping_final_demand_electricity | Electricity | EU | Energy demand | 0 | not_included_in_FEC
LT | TYNDP2026 | NT | 2040 | TWh | 323 | Sub_sector | International transport | International shipping | Transport (int. shipping) | Energetic | transport_int_shipping_final_demand_hydrogen | Hydrogen | EU | Energy demand | 1.8738 | not_included_in_FEC
LT | TYNDP2026 | NT | 2040 | TWh | 324 | Sub_sector | International transport | International shipping | Transport (int. shipping) | Energetic | transport_int_shipping_final_demand_methane | Methane | EU | Energy demand | 0 | not_included_in_FEC
LT | TYNDP2026 | NT | 2040 | TWh | 325 | Sub_sector | International transport | International shipping | Transport (int. shipping) | Energetic | transport_int_shipping_final_demand_heat | Heat | EU | Energy demand | 0 | not_included_in_FEC
LT | TYNDP2026 | NT | 2040 | TWh | 326 | Sub_sector | International transport | International shipping | Transport (int. shipping) | Energetic | transport_int_shipping_final_demand_biofuels | Biomass | EU | Energy demand | 0 | not_included_in_FEC
LT | TYNDP2026 | NT | 2040 | TWh | 327 | Sub_sector | International transport | International shipping | Transport (int. shipping) | Energetic | transport_int_shipping_final_demand_coal | Solids | EU | Energy demand | 0 | not_included_in_FEC
LT | TYNDP2026 | NT | 2040 | TWh | 328 | Sub_sector | International transport | International shipping | Transport (int. shipping) | Energetic | transport_int_shipping_final_demand_oil | Liquids | EU | Energy demand | 0 | not_included_in_FEC
LT | TYNDP2026 | NT | 2040 | TWh | 329 | Sub_sector | International transport | International shipping | Transport (int. shipping) | Energetic | transport_int_shipping_final_demand_other | Others | EU | Energy demand | 0 | not_included_in_FEC
LT | TYNDP2026 | NT | 2040 | TWh | 330 | Sub_sector | International transport | International shipping | Transport (int. shipping) | Energetic | transport_int_shipping_final_demand_ammonia | Ammonia | EU | Energy demand | 0 | not_included_in_FEC
LT | TYNDP2026 | NT | 2040 | TWh | 332 | Sub_sector | Households | Space heating | Households (heating) | Energetic | households_heating_final_demand_electricity | Electricity | EU | Energy demand | 0.92953 | FEC
LT | TYNDP2026 | NT | 2040 | TWh | 333 | Sub_sector | Households | Space heating | Households (heating) | Energetic | households_heating_final_demand_hydrogen | Hydrogen | EU | Energy demand | 0 | FEC
LT | TYNDP2026 | NT | 2040 | TWh | 334 | Sub_sector | Households | Space heating | Households (heating) | Energetic | households_heating_final_demand_methane | Methane | EU | Energy demand | 0.84007 | FEC
LT | TYNDP2026 | NT | 2040 | TWh | 335 | Sub_sector | Households | Space heating | Households (heating) | Energetic | households_heating_final_demand_heat | Heat | EU | Energy demand | 4.8447 | FEC
LT | TYNDP2026 | NT | 2040 | TWh | 336 | Sub_sector | Households | Space heating | Households (heating) | Energetic | households_heating_final_demand_biomass | Biomass | EU | Energy demand | 3.6921 | FEC
LT | TYNDP2026 | NT | 2040 | TWh | 337 | Sub_sector | Households | Space heating | Households (heating) | Energetic | households_heating_final_demand_coal | Solids | EU | Energy demand | 0 | FEC
LT | TYNDP2026 | NT | 2040 | TWh | 338 | Sub_sector | Households | Space heating | Households (heating) | Energetic | households_heating_final_demand_oil | Liquids | EU | Energy demand | 0 | FEC
LT | TYNDP2026 | NT | 2040 | TWh | 339 | Sub_sector | Households | Space heating | Households (heating) | Energetic | households_heating_final_demand_other | Others | EU | Energy demand | 0 | FEC
LT | TYNDP2026 | NT | 2040 | TWh | 340 | Sub_sector | Households | Space heating | Households (heating) | Energetic | households_heating_final_demand_ammonia | Ammonia | EU | Energy demand | 0 | FEC
LT | TYNDP2026 | NT | 2040 | TWh | 343 | Sub_sector | Households | Cooling | Households (cooling) | Energetic | households_cooling_final_demand_electricity | Electricity | EU | Energy demand | 0 | FEC
LT | TYNDP2026 | NT | 2040 | TWh | 344 | Sub_sector | Households | Cooling | Households (cooling) | Energetic | households_cooling_final_demand_hydrogen | Hydrogen | EU | Energy demand | 0 | FEC
LT | TYNDP2026 | NT | 2040 | TWh | 345 | Sub_sector | Households | Cooling | Households (cooling) | Energetic | households_cooling_final_demand_methane | Methane | EU | Energy demand | 0 | FEC
LT | TYNDP2026 | NT | 2040 | TWh | 346 | Sub_sector | Households | Cooling | Households (cooling) | Energetic | households_cooling_final_demand_heat | Heat | EU | Energy demand | 0 | FEC
LT | TYNDP2026 | NT | 2040 | TWh | 347 | Sub_sector | Households | Cooling | Households (cooling) | Energetic | households_cooling_final_demand_biomass | Biomass | EU | Energy demand | 0 | FEC
LT | TYNDP2026 | NT | 2040 | TWh | 348 | Sub_sector | Households | Cooling | Households (cooling) | Energetic | households_cooling_final_demand_coal | Solids | EU | Energy demand | 0 | FEC
LT | TYNDP2026 | NT | 2040 | TWh | 349 | Sub_sector | Households | Cooling | Households (cooling) | Energetic | households_cooling_final_demand_oil | Liquids | EU | Energy demand | 0 | FEC
LT | TYNDP2026 | NT | 2040 | TWh | 350 | Sub_sector | Households | Cooling | Households (cooling) | Energetic | households_cooling_final_demand_other | Others | EU | Energy demand | 0 | FEC
LT | TYNDP2026 | NT | 2040 | TWh | 351 | Sub_sector | Households | Cooling | Households (cooling) | Energetic | households_cooling_final_demand_ammonia | Ammonia | EU | Energy demand | 0 | FEC
LT | TYNDP2026 | NT | 2040 | TWh | 354 | Sub_sector | Households | Hot water | Households (hot water) | Energetic | households_hot_water_final_demand_electricity | Electricity | EU | Energy demand | 0.26803 | FEC
LT | TYNDP2026 | NT | 2040 | TWh | 355 | Sub_sector | Households | Hot water | Households (hot water) | Energetic | households_hot_water_final_demand_hydrogen | Hydrogen | EU | Energy demand | 0 | FEC
LT | TYNDP2026 | NT | 2040 | TWh | 356 | Sub_sector | Households | Hot water | Households (hot water) | Energetic | households_hot_water_final_demand_methane | Methane | EU | Energy demand | 0.08129 | FEC
LT | TYNDP2026 | NT | 2040 | TWh | 357 | Sub_sector | Households | Hot water | Households (hot water) | Energetic | households_hot_water_final_demand_heat | Heat | EU | Energy demand | 0.58529 | FEC
LT | TYNDP2026 | NT | 2040 | TWh | 358 | Sub_sector | Households | Hot water | Households (hot water) | Energetic | households_hot_water_final_demand_biomass | Biomass | EU | Energy demand | 0.26766 | FEC
LT | TYNDP2026 | NT | 2040 | TWh | 359 | Sub_sector | Households | Hot water | Households (hot water) | Energetic | households_hot_water_final_demand_coal | Solids | EU | Energy demand | 0 | FEC
LT | TYNDP2026 | NT | 2040 | TWh | 360 | Sub_sector | Households | Hot water | Households (hot water) | Energetic | households_hot_water_final_demand_oil | Liquids | EU | Energy demand | 0 | FEC
LT | TYNDP2026 | NT | 2040 | TWh | 361 | Sub_sector | Households | Hot water | Households (hot water) | Energetic | households_hot_water_final_demand_other | Others | EU | Energy demand | 0 | FEC
LT | TYNDP2026 | NT | 2040 | TWh | 362 | Sub_sector | Households | Hot water | Households (hot water) | Energetic | households_hot_water_final_demand_ammonia | Ammonia | EU | Energy demand | 0 | FEC
LT | TYNDP2026 | NT | 2040 | TWh | 365 | Sub_sector | Households | Appliances | Households (appliances) | Energetic | households_appliances_final_demand_electricity | Electricity | EU | Energy demand | 3.0504 | FEC
LT | TYNDP2026 | NT | 2040 | TWh | 366 | Sub_sector | Households | Appliances | Households (appliances) | Energetic | households_appliances_final_demand_hydrogen | Hydrogen | EU | Energy demand | 0 | FEC
LT | TYNDP2026 | NT | 2040 | TWh | 367 | Sub_sector | Households | Appliances | Households (appliances) | Energetic | households_appliances_final_demand_methane | Methane | EU | Energy demand | 0.07481 | FEC
LT | TYNDP2026 | NT | 2040 | TWh | 368 | Sub_sector | Households | Appliances | Households (appliances) | Energetic | households_appliances_final_demand_heat | Heat | EU | Energy demand | 0 | FEC
LT | TYNDP2026 | NT | 2040 | TWh | 369 | Sub_sector | Households | Appliances | Households (appliances) | Energetic | households_appliances_final_demand_biomass | Biomass | EU | Energy demand | 0 | FEC
LT | TYNDP2026 | NT | 2040 | TWh | 370 | Sub_sector | Households | Appliances | Households (appliances) | Energetic | households_appliances_final_demand_coal | Solids | EU | Energy demand | 0 | FEC
LT | TYNDP2026 | NT | 2040 | TWh | 371 | Sub_sector | Households | Appliances | Households (appliances) | Energetic | households_appliances_final_demand_oil | Liquids | EU | Energy demand | 0 | FEC
LT | TYNDP2026 | NT | 2040 | TWh | 372 | Sub_sector | Households | Appliances | Households (appliances) | Energetic | households_appliances_final_demand_other | Others | EU | Energy demand | 0 | FEC
LT | TYNDP2026 | NT | 2040 | TWh | 373 | Sub_sector | Households | Appliances | Households (appliances) | Energetic | households_appliances_final_demand_ammonia | Ammonia | EU | Energy demand | 0 | FEC
LT | TYNDP2026 | NT | 2040 | TWh | 375 | Sub_sector | Buildings | Space heating | Buildings (heat) | Energetic | buildings_heat_final_demand_electricity | Electricity | EU | Energy demand | 0.88672 | FEC
LT | TYNDP2026 | NT | 2040 | TWh | 376 | Sub_sector | Buildings | Space heating | Buildings (heat) | Energetic | buildings_heat_final_demand_hydrogen | Hydrogen | EU | Energy demand | 0 | FEC
LT | TYNDP2026 | NT | 2040 | TWh | 377 | Sub_sector | Buildings | Space heating | Buildings (heat) | Energetic | buildings_heat_final_demand_methane | Methane | EU | Energy demand | 0.19039 | FEC
LT | TYNDP2026 | NT | 2040 | TWh | 378 | Sub_sector | Buildings | Space heating | Buildings (heat) | Energetic | buildings_heat_final_demand_heat | Heat | EU | Energy demand | 1.6251 | FEC
LT | TYNDP2026 | NT | 2040 | TWh | 379 | Sub_sector | Buildings | Space heating | Buildings (heat) | Energetic | buildings_heat_final_demand_biomass | Biomass | EU | Energy demand | 0 | FEC
LT | TYNDP2026 | NT | 2040 | TWh | 380 | Sub_sector | Buildings | Space heating | Buildings (heat) | Energetic | buildings_heat_final_demand_coal | Solids | EU | Energy demand | 0 | FEC
LT | TYNDP2026 | NT | 2040 | TWh | 381 | Sub_sector | Buildings | Space heating | Buildings (heat) | Energetic | buildings_heat_final_demand_oil | Liquids | EU | Energy demand | 0 | FEC
LT | TYNDP2026 | NT | 2040 | TWh | 382 | Sub_sector | Buildings | Space heating | Buildings (heat) | Energetic | buildings_heat_final_demand_other | Others | EU | Energy demand | 0 | FEC
LT | TYNDP2026 | NT | 2040 | TWh | 383 | Sub_sector | Buildings | Space heating | Buildings (heat) | Energetic | buildings_heat_final_demand_ammonia | Ammonia | EU | Energy demand | 0 | FEC
LT | TYNDP2026 | NT | 2040 | TWh | 386 | Sub_sector | Buildings | Cooling | Buildings (cooling) | Energetic | buildings_cooling_final_demand_electricity | Electricity | EU | Energy demand | 0.040877 | FEC
LT | TYNDP2026 | NT | 2040 | TWh | 387 | Sub_sector | Buildings | Cooling | Buildings (cooling) | Energetic | buildings_cooling_final_demand_hydrogen | Hydrogen | EU | Energy demand | 0 | FEC
LT | TYNDP2026 | NT | 2040 | TWh | 388 | Sub_sector | Buildings | Cooling | Buildings (cooling) | Energetic | buildings_cooling_final_demand_methane | Methane | EU | Energy demand | 0 | FEC
LT | TYNDP2026 | NT | 2040 | TWh | 389 | Sub_sector | Buildings | Cooling | Buildings (cooling) | Energetic | buildings_cooling_final_demand_heat | Heat | EU | Energy demand | 0 | FEC
LT | TYNDP2026 | NT | 2040 | TWh | 390 | Sub_sector | Buildings | Cooling | Buildings (cooling) | Energetic | buildings_cooling_final_demand_biomass | Biomass | EU | Energy demand | 0 | FEC
LT | TYNDP2026 | NT | 2040 | TWh | 391 | Sub_sector | Buildings | Cooling | Buildings (cooling) | Energetic | buildings_cooling_final_demand_coal | Solids | EU | Energy demand | 0 | FEC
LT | TYNDP2026 | NT | 2040 | TWh | 392 | Sub_sector | Buildings | Cooling | Buildings (cooling) | Energetic | buildings_cooling_final_demand_oil | Liquids | EU | Energy demand | 0 | FEC
LT | TYNDP2026 | NT | 2040 | TWh | 393 | Sub_sector | Buildings | Cooling | Buildings (cooling) | Energetic | buildings_cooling_final_demand_other | Others | EU | Energy demand | 0 | FEC
LT | TYNDP2026 | NT | 2040 | TWh | 394 | Sub_sector | Buildings | Cooling | Buildings (cooling) | Energetic | buildings_cooling_final_demand_ammonia | Ammonia | EU | Energy demand | 0 | FEC
LT | TYNDP2026 | NT | 2040 | TWh | 397 | Sub_sector | Buildings | Appliances | Buildings (appliances) | Energetic | buildings_appliances_final_demand_electricity | Electricity | EU | Energy demand | 1.8774 | FEC
LT | TYNDP2026 | NT | 2040 | TWh | 398 | Sub_sector | Buildings | Appliances | Buildings (appliances) | Energetic | buildings_appliances_final_demand_hydrogen | Hydrogen | EU | Energy demand | 0 | FEC
LT | TYNDP2026 | NT | 2040 | TWh | 399 | Sub_sector | Buildings | Appliances | Buildings (appliances) | Energetic | buildings_appliances_final_demand_methane | Methane | EU | Energy demand | 0.14931 | FEC
LT | TYNDP2026 | NT | 2040 | TWh | 400 | Sub_sector | Buildings | Appliances | Buildings (appliances) | Energetic | buildings_appliances_final_demand_heat | Heat | EU | Energy demand | 0 | FEC
LT | TYNDP2026 | NT | 2040 | TWh | 401 | Sub_sector | Buildings | Appliances | Buildings (appliances) | Energetic | buildings_appliances_final_demand_biomass | Biomass | EU | Energy demand | 0 | FEC
LT | TYNDP2026 | NT | 2040 | TWh | 402 | Sub_sector | Buildings | Appliances | Buildings (appliances) | Energetic | buildings_appliances_final_demand_coal | Solids | EU | Energy demand | 0 | FEC
LT | TYNDP2026 | NT | 2040 | TWh | 403 | Sub_sector | Buildings | Appliances | Buildings (appliances) | Energetic | buildings_appliances_final_demand_oil | Liquids | EU | Energy demand | 0 | FEC
LT | TYNDP2026 | NT | 2040 | TWh | 404 | Sub_sector | Buildings | Appliances | Buildings (appliances) | Energetic | buildings_appliances_final_demand_other | Others | EU | Energy demand | 0 | FEC
LT | TYNDP2026 | NT | 2040 | TWh | 405 | Sub_sector | Buildings | Appliances | Buildings (appliances) | Energetic | buildings_appliances_final_demand_ammonia | Ammonia | EU | Energy demand | 0 | FEC
LT | TYNDP2026 | NT | 2040 | TWh | 407 | Sub_sector | Buildings | Datacenters | Datacenters & ICT | Energetic | datacentres_final_demand_electricity_energetic | Electricity | EU | Energy demand | 0.65333 | FEC
LT | TYNDP2026 | NT | 2040 | TWh | 408 | Sub_sector | Buildings | Datacenters | Datacenters & ICT | Energetic | datacentres_final_demand_hydrogen_energetic | Hydrogen | EU | Energy demand | 0 | FEC
LT | TYNDP2026 | NT | 2040 | TWh | 409 | Sub_sector | Buildings | Datacenters | Datacenters & ICT | Energetic | datacentres_final_demand_methane_energetic | Methane | EU | Energy demand | 0 | FEC
LT | TYNDP2026 | NT | 2040 | TWh | 410 | Sub_sector | Buildings | Datacenters | Datacenters & ICT | Energetic | datacentres_final_demand_heat_energetic | Heat | EU | Energy demand | 0 | FEC
LT | TYNDP2026 | NT | 2040 | TWh | 411 | Sub_sector | Buildings | Datacenters | Datacenters & ICT | Energetic | datacentres_final_demand_biomass_energetic | Biomass | EU | Energy demand | 0 | FEC
LT | TYNDP2026 | NT | 2040 | TWh | 412 | Sub_sector | Buildings | Datacenters | Datacenters & ICT | Energetic | datacentres_final_demand_coal_energetic | Solids | EU | Energy demand | 0 | FEC
LT | TYNDP2026 | NT | 2040 | TWh | 413 | Sub_sector | Buildings | Datacenters | Datacenters & ICT | Energetic | datacentres_final_demand_oil_energetic | Liquids | EU | Energy demand | 0 | FEC
LT | TYNDP2026 | NT | 2040 | TWh | 414 | Sub_sector | Buildings | Datacenters | Datacenters & ICT | Energetic | datacentres_final_demand_other_energetic | Others | EU | Energy demand | 0 | FEC
LT | TYNDP2026 | NT | 2040 | TWh | 415 | Sub_sector | Buildings | Datacenters | Datacenters & ICT | Energetic | datacentres_final_demand_ammonia_energetic | Ammonia | EU | Energy demand | 0 | FEC
LT | TYNDP2026 | NT | 2040 | TWh | 417 | Sub_sector | Transport | Others_Sector | Others_Sector | Energetic | other_final_demand_electricity_energetic | Electricity | EU | Energy demand | 0 | FEC
LT | TYNDP2026 | NT | 2040 | TWh | 418 | Sub_sector | Transport | Others_Sector | Others_Sector | Energetic | other_final_demand_hydrogen_energetic | Hydrogen | EU | Energy demand | 0 | FEC
LT | TYNDP2026 | NT | 2040 | TWh | 419 | Sub_sector | Transport | Pipeline Transport | Others_Sector | Energetic | other_final_demand_methane_energetic | Methane | EU | Energy demand | 0.2456 | FEC
LT | TYNDP2026 | NT | 2040 | TWh | 420 | Sub_sector | Transport | Others_Sector | Others_Sector | Energetic | other_final_demand_heat_energetic | Heat | EU | Energy demand | 0 | FEC
LT | TYNDP2026 | NT | 2040 | TWh | 421 | Sub_sector | Transport | Others_Sector | Others_Sector | Energetic | other_final_demand_biomass_energetic | Biomass | EU | Energy demand | 0 | FEC
LT | TYNDP2026 | NT | 2040 | TWh | 422 | Sub_sector | Transport | Others_Sector | Others_Sector | Energetic | other_final_demand_coal_energetic | Solids | EU | Energy demand | 0 | FEC
LT | TYNDP2026 | NT | 2040 | TWh | 423 | Sub_sector | Transport | Others_Sector | Others_Sector | Energetic | other_final_demand_oil_energetic | Liquids | EU | Energy demand | 0.17968 | FEC
LT | TYNDP2026 | NT | 2040 | TWh | 424 | Sub_sector | Others_Sector | Others_Sector | Others_Sector | Non-energetic | other_final_demand_oil_non_energetic | Liquids | EU | Energy demand | 0.28583 | not_included_in_FEC
LT | TYNDP2026 | NT | 2040 | TWh | 425 | Sub_sector | Transport | Others_Sector | Others_Sector | Energetic | other_final_demand_other_energetic | Others | EU | Energy demand | 0 | FEC
LT | TYNDP2026 | NT | 2040 | TWh | 426 | Sub_sector | Transport | Others_Sector | Others_Sector | Energetic | other_final_demand_ammonia_energetic | Ammonia | EU | Energy demand | 0 | FEC
LT | TYNDP2026 | NT | 2040 | TWh | 427 | Sub_sector | Industry | Surplus_Heat_in_Industry | Surplus_Heat_in_Industry | Energetic | final_demand_of_industry_unused_local_production_steam_hot_water | Heat | EU | Energy demand | 1.1768 | FEC
LT | TYNDP2026 | NT | 2040 | TWh | 429 | Sub_sector | Agriculture | Total | Agriculture | Energetic | agriculture_final_demand_electricity_energetic | Electricity | EU | Energy demand | 0.25885 | FEC
LT | TYNDP2026 | NT | 2040 | TWh | 430 | Sub_sector | Agriculture | Total | Agriculture | Energetic | agriculture_final_demand_hydrogen_energetic | Hydrogen | EU | Energy demand | 0 | FEC
LT | TYNDP2026 | NT | 2040 | TWh | 431 | Sub_sector | Agriculture | Total | Agriculture | Energetic | agriculture_final_demand_methane_energetic | Methane | EU | Energy demand | 0.23875 | FEC
LT | TYNDP2026 | NT | 2040 | TWh | 432 | Sub_sector | Agriculture | Total | Agriculture | Energetic | agriculture_final_demand_heat_energetic | Heat | EU | Energy demand | 0.042976 | FEC
LT | TYNDP2026 | NT | 2040 | TWh | 433 | Sub_sector | Agriculture | Total | Agriculture | Energetic | agriculture_final_demand_biomass_energetic | Biomass | EU | Energy demand | 0.22594 | FEC
LT | TYNDP2026 | NT | 2040 | TWh | 434 | Sub_sector | Agriculture | Total | Agriculture | Energetic | agriculture_final_demand_coal_energetic | Solids | EU | Energy demand | 0 | FEC
LT | TYNDP2026 | NT | 2040 | TWh | 435 | Sub_sector | Agriculture | Total | Agriculture | Energetic | agriculture_final_demand_oil_energetic | Liquids | EU | Energy demand | 0.27246 | FEC
LT | TYNDP2026 | NT | 2040 | TWh | 436 | Sub_sector | Agriculture | Total | Agriculture | Energetic | agriculture_final_demand_other_energetic | Others | EU | Energy demand | 0 | FEC
LT | TYNDP2026 | NT | 2040 | TWh | 437 | Sub_sector | Agriculture | Total | Agriculture | Energetic | agriculture_final_demand_ammonia_energetic | Ammonia | EU | Energy demand | 0 | FEC
LT | TYNDP2026 | NT | 2040 | TWh | 447 | Sub_sector | Buildings | Surplus Energy | Buildings | Energetic | GAP | Electricity | EU | Energy demand | 0 | FEC
LT | TYNDP2026 | NT | 2040 | TWh | 448 | Sub_sector | Buildings | Surplus Energy | Buildings | Energetic | GAP | Hydrogen | EU | Energy demand | 0 | FEC
LT | TYNDP2026 | NT | 2040 | TWh | 449 | Sub_sector | Buildings | Surplus Energy | Buildings | Energetic | GAP | Methane | EU | Energy demand | 0 | FEC
LT | TYNDP2026 | NT | 2040 | TWh | 450 | Sub_sector | Buildings | Surplus Energy | Buildings | Energetic | GAP | Heat | EU | Energy demand | 0 | FEC
LT | TYNDP2026 | NT | 2040 | TWh | 451 | Sub_sector | Buildings | Surplus Energy | Buildings | Energetic | GAP | Biomass | EU | Energy demand | 0.035172 | FEC
LT | TYNDP2026 | NT | 2040 | TWh | 452 | Sub_sector | Buildings | Surplus Energy | Buildings | Energetic | GAP | Solids | EU | Energy demand | 0 | FEC
LT | TYNDP2026 | NT | 2040 | TWh | 453 | Sub_sector | Buildings | Surplus Energy | Buildings | Energetic | GAP | Liquids | EU | Energy demand | 0.0042711 | FEC
LT | TYNDP2026 | NT | 2040 | TWh | 454 | Sub_sector | Buildings | Surplus Energy | Buildings | Energetic | GAP | Others | EU | Energy demand | 0 | FEC
LT | TYNDP2026 | NT | 2040 | TWh | 455 | Sub_sector | Buildings | Surplus Energy | Buildings | Energetic | GAP | Ammonia | EU | Energy demand | 0 | FEC
LT | TYNDP2026 | NT | 2040 | TWh | 456 | Sub_sector | Households | Surplus Energy | Households | Energetic | GAP | Electricity | EU | Energy demand | 0 | FEC
LT | TYNDP2026 | NT | 2040 | TWh | 457 | Sub_sector | Households | Surplus Energy | Households | Energetic | GAP | Hydrogen | EU | Energy demand | 0 | FEC
LT | TYNDP2026 | NT | 2040 | TWh | 458 | Sub_sector | Households | Surplus Energy | Households | Energetic | GAP | Methane | EU | Energy demand | 0 | FEC
LT | TYNDP2026 | NT | 2040 | TWh | 459 | Sub_sector | Households | Surplus Energy | Households | Energetic | GAP | Heat | EU | Energy demand | 0 | FEC
LT | TYNDP2026 | NT | 2040 | TWh | 460 | Sub_sector | Households | Surplus Energy | Households | Energetic | GAP | Biomass | EU | Energy demand | 0 | FEC
LT | TYNDP2026 | NT | 2040 | TWh | 461 | Sub_sector | Households | Surplus Energy | Households | Energetic | GAP | Solids | EU | Energy demand | 0 | FEC
LT | TYNDP2026 | NT | 2040 | TWh | 462 | Sub_sector | Households | Surplus Energy | Households | Energetic | GAP | Liquids | EU | Energy demand | 0 | FEC
LT | TYNDP2026 | NT | 2040 | TWh | 463 | Sub_sector | Households | Surplus Energy | Households | Energetic | GAP | Others | EU | Energy demand | 0 | FEC
LT | TYNDP2026 | NT | 2040 | TWh | 464 | Sub_sector | Households | Surplus Energy | Households | Energetic | GAP | Ammonia | EU | Energy demand | 0 | FEC
LT | TYNDP2026 | NT | 2050 | TWh | 102 | Sub_sector | Industry | Aluminium | Industry (aluminium) | Energetic | industry_aluminium_demand_electricity_energetic | Electricity | EU | Energy demand | 0 | FEC
LT | TYNDP2026 | NT | 2050 | TWh | 103 | Sub_sector | Industry | Aluminium | Industry (aluminium) | Energetic | industry_aluminium_demand_hydrogen_energetic | Hydrogen | EU | Energy demand | 0 | FEC
LT | TYNDP2026 | NT | 2050 | TWh | 104 | Sub_sector | Industry | Aluminium | Industry (aluminium) | Energetic | industry_aluminium_demand_methane_energetic | Methane | EU | Energy demand | 0 | FEC
LT | TYNDP2026 | NT | 2050 | TWh | 105 | Sub_sector | Industry | Aluminium | Industry (aluminium) | Energetic | industry_aluminium_demand_heat_energetic | Heat | EU | Energy demand | 0 | FEC
LT | TYNDP2026 | NT | 2050 | TWh | 106 | Sub_sector | Industry | Aluminium | Industry (aluminium) | Energetic | industry_aluminium_demand_biomass_energetic | Biomass | EU | Energy demand | 0 | FEC
LT | TYNDP2026 | NT | 2050 | TWh | 107 | Sub_sector | Industry | Aluminium | Industry (aluminium) | Energetic | industry_aluminium_demand_coal_energetic | Solids | EU | Energy demand | 0 | FEC
LT | TYNDP2026 | NT | 2050 | TWh | 108 | Sub_sector | Industry | Aluminium | Industry (aluminium) | Energetic | industry_aluminium_demand_oil_energetic | Liquids | EU | Energy demand | 0 | FEC
LT | TYNDP2026 | NT | 2050 | TWh | 109 | Sub_sector | Industry | Aluminium | Industry (aluminium) | Energetic | industry_aluminium_demand_others_energetic | Others | EU | Energy demand | 0 | FEC
LT | TYNDP2026 | NT | 2050 | TWh | 110 | Sub_sector | Industry | Aluminium | Industry (aluminium) | Energetic | industry_ammonia_demand_others_energetic | Ammonia | EU | Energy demand | 0 | FEC
LT | TYNDP2026 | NT | 2050 | TWh | 112 | Sub_sector | Industry | Chemicals | Industry (chemicals, energetic) | Energetic | industry_chemical_demand_electricity_energetic | Electricity | EU | Energy demand | 1.1389 | FEC
LT | TYNDP2026 | NT | 2050 | TWh | 113 | Sub_sector | Industry | Chemicals | Industry (chemicals, energetic) | Energetic | industry_chemical_demand_hydrogen_energetic | Hydrogen | EU | Energy demand | 1.826 | FEC
LT | TYNDP2026 | NT | 2050 | TWh | 114 | Sub_sector | Industry | Chemicals | Industry (chemicals, energetic) | Energetic | industry_chemical_demand_methane_energetic | Methane | EU | Energy demand | 0 | FEC
LT | TYNDP2026 | NT | 2050 | TWh | 115 | Sub_sector | Industry | Chemicals | Industry (chemicals, energetic) | Energetic | industry_chemical_demand_heat_energetic | Heat | EU | Energy demand | 0.54781 | FEC
LT | TYNDP2026 | NT | 2050 | TWh | 116 | Sub_sector | Industry | Chemicals | Industry (chemicals, energetic) | Energetic | industry_chemical_demand_biomass_energetic | Biomass | EU | Energy demand | 0 | FEC
LT | TYNDP2026 | NT | 2050 | TWh | 117 | Sub_sector | Industry | Chemicals | Industry (chemicals, energetic) | Energetic | industry_chemical_demand_coal_energetic | Solids | EU | Energy demand | 0 | FEC
LT | TYNDP2026 | NT | 2050 | TWh | 118 | Sub_sector | Industry | Chemicals | Industry (chemicals, energetic) | Energetic | industry_chemical_demand_oil_energetic | Liquids | EU | Energy demand | 0 | FEC
LT | TYNDP2026 | NT | 2050 | TWh | 119 | Sub_sector | Industry | Chemicals | Industry (chemicals, energetic) | Energetic | industry_chemical_demand_others_energetic | Others | EU | Energy demand | 0 | FEC
LT | TYNDP2026 | NT | 2050 | TWh | 120 | Sub_sector | Industry | Chemicals | Industry (chemicals, energetic) | Energetic | industry_chemical_demand_ammonia_energetic | Ammonia | EU | Energy demand | 0 | FEC
LT | TYNDP2026 | NT | 2050 | TWh | 122 | Sub_sector | Industry | Chemicals | Industry (chemicals, non-energetic) | Non-energetic | industry_chemical_demand_electricity_non_energetic | Electricity | EU | Energy demand | 0 | not_included_in_FEC
LT | TYNDP2026 | NT | 2050 | TWh | 123 | Sub_sector | Industry | Chemicals | Industry (chemicals, non-energetic) | Non-energetic | industry_chemical_demand_hydrogen_non_energetic | Hydrogen | EU | Energy demand | 3.3538 | not_included_in_FEC
LT | TYNDP2026 | NT | 2050 | TWh | 124 | Sub_sector | Industry | Chemicals | Industry (chemicals, non-energetic) | Non-energetic | industry_chemical_demand_methane_non_energetic | Methane | EU | Energy demand | 0.83846 | not_included_in_FEC
LT | TYNDP2026 | NT | 2050 | TWh | 125 | Sub_sector | Industry | Chemicals | Industry (chemicals, non-energetic) | Non-energetic | industry_chemical_demand_heat_non_energetic | Heat | EU | Energy demand | 0 | not_included_in_FEC
LT | TYNDP2026 | NT | 2050 | TWh | 126 | Sub_sector | Industry | Chemicals | Industry (chemicals, non-energetic) | Non-energetic | industry_chemical_demand_biomass_non_energetic | Biomass | EU | Energy demand | 3.3538 | not_included_in_FEC
LT | TYNDP2026 | NT | 2050 | TWh | 127 | Sub_sector | Industry | Chemicals | Industry (chemicals, non-energetic) | Non-energetic | industry_chemical_demand_coal_non_energetic | Solids | EU | Energy demand | 0 | not_included_in_FEC
LT | TYNDP2026 | NT | 2050 | TWh | 128 | Sub_sector | Industry | Chemicals | Industry (chemicals, non-energetic) | Non-energetic | industry_chemical_demand_oil_non_energetic | Liquids | EU | Energy demand | 0.83846 | not_included_in_FEC
LT | TYNDP2026 | NT | 2050 | TWh | 129 | Sub_sector | Industry | Chemicals | Industry (chemicals, non-energetic) | Non-energetic | industry_chemical_demand_others_non_energetic | Others | EU | Energy demand | 0 | not_included_in_FEC
LT | TYNDP2026 | NT | 2050 | TWh | 130 | Sub_sector | Industry | Chemicals | Industry (chemicals, non-energetic) | Non-energetic | industry_chemical_demand_ammonia_non_energetic | Ammonia | EU | Energy demand | 0 | not_included_in_FEC
LT | TYNDP2026 | NT | 2050 | TWh | 132 | Sub_sector | Industry | Fertilizers | Industry (fertilizers, energetic) | Energetic | industry_fertilizers_demand_electricity_energetic | Electricity | EU | Energy demand | 0.45586 | FEC
LT | TYNDP2026 | NT | 2050 | TWh | 133 | Sub_sector | Industry | Fertilizers | Industry (fertilizers, energetic) | Energetic | industry_fertilizers_demand_hydrogen_energetic | Hydrogen | EU | Energy demand | 1.6174 | FEC
LT | TYNDP2026 | NT | 2050 | TWh | 134 | Sub_sector | Industry | Fertilizers | Industry (fertilizers, energetic) | Energetic | industry_fertilizers_demand_methane_energetic | Methane | EU | Energy demand | 0 | FEC
LT | TYNDP2026 | NT | 2050 | TWh | 135 | Sub_sector | Industry | Fertilizers | Industry (fertilizers, energetic) | Energetic | industry_fertilizers_demand_heat_energetic | Heat | EU | Energy demand | 0 | FEC
LT | TYNDP2026 | NT | 2050 | TWh | 136 | Sub_sector | Industry | Fertilizers | Industry (fertilizers, energetic) | Energetic | industry_fertilizers_demand_biomass_energetic | Biomass | EU | Energy demand | 0 | FEC
LT | TYNDP2026 | NT | 2050 | TWh | 137 | Sub_sector | Industry | Fertilizers | Industry (fertilizers, energetic) | Energetic | industry_fertilizers_demand_coal_energetic | Solids | EU | Energy demand | 0 | FEC
LT | TYNDP2026 | NT | 2050 | TWh | 138 | Sub_sector | Industry | Fertilizers | Industry (fertilizers, energetic) | Energetic | industry_fertilizers_demand_oil_energetic | Liquids | EU | Energy demand | 0 | FEC
LT | TYNDP2026 | NT | 2050 | TWh | 139 | Sub_sector | Industry | Fertilizers | Industry (fertilizers, energetic) | Energetic | industry_fertilizers_demand_others_energetic | Others | EU | Energy demand | 0 | FEC
LT | TYNDP2026 | NT | 2050 | TWh | 140 | Sub_sector | Industry | Fertilizers | Industry (fertilizers, energetic) | Energetic | industry_fertilizers_demand_ammonia_energetic | Ammonia | EU | Energy demand | 0 | FEC
LT | TYNDP2026 | NT | 2050 | TWh | 142 | Sub_sector | Industry | Fertilizers | Industry (fertilizers, non-energetic) | Non-energetic | industry_fertilizers_demand_electricity_non_energetic | Electricity | EU | Energy demand | 0 | not_included_in_FEC
LT | TYNDP2026 | NT | 2050 | TWh | 143 | Sub_sector | Industry | Fertilizers | Industry (fertilizers, non-energetic) | Non-energetic | industry_fertilizers_demand_hydrogen_non_energetic | Hydrogen | EU | Energy demand | 9.1235 | not_included_in_FEC
LT | TYNDP2026 | NT | 2050 | TWh | 144 | Sub_sector | Industry | Fertilizers | Industry (fertilizers, non-energetic) | Non-energetic | industry_fertilizers_demand_methane_non_energetic | Methane | EU | Energy demand | 0 | not_included_in_FEC
LT | TYNDP2026 | NT | 2050 | TWh | 145 | Sub_sector | Industry | Fertilizers | Industry (fertilizers, non-energetic) | Non-energetic | industry_fertilizers_demand_heat_non_energetic | Heat | EU | Energy demand | 0 | not_included_in_FEC
LT | TYNDP2026 | NT | 2050 | TWh | 146 | Sub_sector | Industry | Fertilizers | Industry (fertilizers, non-energetic) | Non-energetic | industry_fertilizers_demand_biomass_non_energetic | Biomass | EU | Energy demand | 0 | not_included_in_FEC
LT | TYNDP2026 | NT | 2050 | TWh | 147 | Sub_sector | Industry | Fertilizers | Industry (fertilizers, non-energetic) | Non-energetic | industry_fertilizers_demand_coal_non_energetic | Solids | EU | Energy demand | 0 | not_included_in_FEC
LT | TYNDP2026 | NT | 2050 | TWh | 148 | Sub_sector | Industry | Fertilizers | Industry (fertilizers, non-energetic) | Non-energetic | industry_fertilizers_demand_oil_non_energetic | Liquids | EU | Energy demand | 0 | not_included_in_FEC
LT | TYNDP2026 | NT | 2050 | TWh | 149 | Sub_sector | Industry | Fertilizers | Industry (fertilizers, non-energetic) | Non-energetic | industry_fertilizers_demand_others_non_energetic | Others | EU | Energy demand | 0 | not_included_in_FEC
LT | TYNDP2026 | NT | 2050 | TWh | 150 | Sub_sector | Industry | Fertilizers | Industry (fertilizers, non-energetic) | Non-energetic | industry_fertilizers_demand_ammonia_non_energetic | Ammonia | EU | Energy demand | 0 | not_included_in_FEC
LT | TYNDP2026 | NT | 2050 | TWh | 152 | Sub_sector | Industry | Food | Industry (food) | Energetic | industry_food_demand_electricity_energetic | Electricity | EU | Energy demand | 1.9497 | FEC
LT | TYNDP2026 | NT | 2050 | TWh | 153 | Sub_sector | Industry | Food | Industry (food) | Energetic | industry_food_demand_hydrogen_energetic | Hydrogen | EU | Energy demand | 0.38799 | FEC
LT | TYNDP2026 | NT | 2050 | TWh | 154 | Sub_sector | Industry | Food | Industry (food) | Energetic | industry_food_demand_methane_energetic | Methane | EU | Energy demand | 0.48498 | FEC
LT | TYNDP2026 | NT | 2050 | TWh | 155 | Sub_sector | Industry | Food | Industry (food) | Energetic | industry_food_demand_heat_energetic | Heat | EU | Energy demand | 0 | FEC
LT | TYNDP2026 | NT | 2050 | TWh | 156 | Sub_sector | Industry | Food | Industry (food) | Energetic | industry_food_demand_biomass_energetic | Biomass | EU | Energy demand | 0.21824 | FEC
LT | TYNDP2026 | NT | 2050 | TWh | 157 | Sub_sector | Industry | Food | Industry (food) | Energetic | industry_food_demand_coal_energetic | Solids | EU | Energy demand | 0 | FEC
LT | TYNDP2026 | NT | 2050 | TWh | 158 | Sub_sector | Industry | Food | Industry (food) | Energetic | industry_food_demand_oil_energetic | Liquids | EU | Energy demand | 0 | FEC
LT | TYNDP2026 | NT | 2050 | TWh | 159 | Sub_sector | Industry | Food | Industry (food) | Energetic | industry_food_demand_others_energetic | Others | EU | Energy demand | 0 | FEC
LT | TYNDP2026 | NT | 2050 | TWh | 160 | Sub_sector | Industry | Food | Industry (food) | Energetic | industry_food_demand_ammonia_energetic | Ammonia | EU | Energy demand | 0 | FEC
LT | TYNDP2026 | NT | 2050 | TWh | 162 | Sub_sector | Industry | Metals | Industry (metal) | Energetic | industry_metal_demand_electricity_energetic | Electricity | EU | Energy demand | 0 | FEC
LT | TYNDP2026 | NT | 2050 | TWh | 163 | Sub_sector | Industry | Metals | Industry (metal) | Energetic | industry_metal_demand_hydrogen_energetic | Hydrogen | EU | Energy demand | 0 | FEC
LT | TYNDP2026 | NT | 2050 | TWh | 164 | Sub_sector | Industry | Metals | Industry (metal) | Energetic | industry_metal_demand_methane_energetic | Methane | EU | Energy demand | 0 | FEC
LT | TYNDP2026 | NT | 2050 | TWh | 165 | Sub_sector | Industry | Metals | Industry (metal) | Energetic | industry_metal_demand_heat_energetic | Heat | EU | Energy demand | 0 | FEC
LT | TYNDP2026 | NT | 2050 | TWh | 166 | Sub_sector | Industry | Metals | Industry (metal) | Energetic | industry_metal_demand_biomass_energetic | Biomass | EU | Energy demand | 0 | FEC
LT | TYNDP2026 | NT | 2050 | TWh | 167 | Sub_sector | Industry | Metals | Industry (metal) | Energetic | industry_metal_demand_coal_energetic | Solids | EU | Energy demand | 0 | FEC
LT | TYNDP2026 | NT | 2050 | TWh | 168 | Sub_sector | Industry | Metals | Industry (metal) | Energetic | industry_metal_demand_oil_energetic | Liquids | EU | Energy demand | 0 | FEC
LT | TYNDP2026 | NT | 2050 | TWh | 169 | Sub_sector | Industry | Metals | Industry (metal) | Energetic | industry_metal_demand_others_energetic | Others | EU | Energy demand | 0 | FEC
LT | TYNDP2026 | NT | 2050 | TWh | 170 | Sub_sector | Industry | Metals | Industry (metal) | Energetic | industry_metal_demand_ammonia_energetic | Ammonia | EU | Energy demand | 0 | FEC
LT | TYNDP2026 | NT | 2050 | TWh | 172 | Sub_sector | Industry | Others | Industry (other, energetic) | Energetic | industry_other_demand_electricity_energetic | Electricity | EU | Energy demand | 6.087 | FEC
LT | TYNDP2026 | NT | 2050 | TWh | 173 | Sub_sector | Industry | Others | Industry (other, energetic) | Energetic | industry_other_demand_hydrogen_energetic | Hydrogen | EU | Energy demand | 1.7392 | FEC
LT | TYNDP2026 | NT | 2050 | TWh | 174 | Sub_sector | Industry | Others | Industry (other, energetic) | Energetic | industry_other_demand_methane_energetic | Methane | EU | Energy demand | 0 | FEC
LT | TYNDP2026 | NT | 2050 | TWh | 175 | Sub_sector | Industry | Others | Industry (other, energetic) | Energetic | industry_other_demand_heat_energetic | Heat | EU | Energy demand | 0 | FEC
LT | TYNDP2026 | NT | 2050 | TWh | 176 | Sub_sector | Industry | Others | Industry (other, energetic) | Energetic | industry_other_demand_biomass_energetic | Biomass | EU | Energy demand | 0.86958 | FEC
LT | TYNDP2026 | NT | 2050 | TWh | 177 | Sub_sector | Industry | Others | Industry (other, energetic) | Energetic | industry_other_demand_coal_energetic | Solids | EU | Energy demand | 0 | FEC
LT | TYNDP2026 | NT | 2050 | TWh | 178 | Sub_sector | Industry | Others | Industry (other, energetic) | Energetic | industry_other_demand_oil_energetic | Liquids | EU | Energy demand | 0 | FEC
LT | TYNDP2026 | NT | 2050 | TWh | 179 | Sub_sector | Industry | Others | Industry (other, energetic) | Energetic | industry_other_demand_others_energetic | Others | EU | Energy demand | 0 | FEC
LT | TYNDP2026 | NT | 2050 | TWh | 180 | Sub_sector | Industry | Others | Industry (other, energetic) | Energetic | industry_other_demand_ammonia_energetic | Ammonia | EU | Energy demand | 0 | FEC
LT | TYNDP2026 | NT | 2050 | TWh | 182 | Sub_sector | Industry | Others | Industry (other, non-energetic) | Non-energetic | industry_other_demand_electricity_non_energetic | Electricity | EU | Energy demand | 0 | not_included_in_FEC
LT | TYNDP2026 | NT | 2050 | TWh | 183 | Sub_sector | Industry | Others | Industry (other, non-energetic) | Non-energetic | industry_other_demand_hydrogen_non_energetic | Hydrogen | EU | Energy demand | 0.94071 | not_included_in_FEC
LT | TYNDP2026 | NT | 2050 | TWh | 184 | Sub_sector | Industry | Others | Industry (other, non-energetic) | Non-energetic | industry_other_demand_methane_non_energetic | Methane | EU | Energy demand | 0 | not_included_in_FEC
LT | TYNDP2026 | NT | 2050 | TWh | 185 | Sub_sector | Industry | Others | Industry (other, non-energetic) | Non-energetic | industry_other_demand_heat_non_energetic | Heat | EU | Energy demand | 0 | not_included_in_FEC
LT | TYNDP2026 | NT | 2050 | TWh | 186 | Sub_sector | Industry | Others | Industry (other, non-energetic) | Non-energetic | industry_other_demand_biomass_non_energetic | Biomass | EU | Energy demand | 0 | not_included_in_FEC
LT | TYNDP2026 | NT | 2050 | TWh | 187 | Sub_sector | Industry | Others | Industry (other, non-energetic) | Non-energetic | industry_other_demand_coal_non_energetic | Solids | EU | Energy demand | 0 | not_included_in_FEC
LT | TYNDP2026 | NT | 2050 | TWh | 188 | Sub_sector | Industry | Others | Industry (other, non-energetic) | Non-energetic | industry_other_demand_oil_non_energetic | Liquids | EU | Energy demand | 1.4111 | not_included_in_FEC
LT | TYNDP2026 | NT | 2050 | TWh | 189 | Sub_sector | Industry | Others | Industry (other, non-energetic) | Non-energetic | industry_other_demand_others_non_energetic | Others | EU | Energy demand | 0 | not_included_in_FEC
LT | TYNDP2026 | NT | 2050 | TWh | 190 | Sub_sector | Industry | Others | Industry (other, non-energetic) | Non-energetic | industry_other_demand_ammonia_non_energetic | Ammonia | EU | Energy demand | 0 | not_included_in_FEC
LT | TYNDP2026 | NT | 2050 | TWh | 192 | Sub_sector | Industry | Paper | Industry (paper) | Energetic | industry_paper_demand_electricity_energetic | Electricity | EU | Energy demand | 0.53809 | FEC
LT | TYNDP2026 | NT | 2050 | TWh | 193 | Sub_sector | Industry | Paper | Industry (paper) | Energetic | industry_paper_demand_hydrogen_energetic | Hydrogen | EU | Energy demand | 0.1178 | FEC
LT | TYNDP2026 | NT | 2050 | TWh | 194 | Sub_sector | Industry | Paper | Industry (paper) | Energetic | industry_paper_demand_methane_energetic | Methane | EU | Energy demand | 0.14725 | FEC
LT | TYNDP2026 | NT | 2050 | TWh | 195 | Sub_sector | Industry | Paper | Industry (paper) | Energetic | industry_paper_demand_heat_energetic | Heat | EU | Energy demand | 0 | FEC
LT | TYNDP2026 | NT | 2050 | TWh | 196 | Sub_sector | Industry | Paper | Industry (paper) | Energetic | industry_paper_demand_biomass_energetic | Biomass | EU | Energy demand | 0.066262 | FEC
LT | TYNDP2026 | NT | 2050 | TWh | 197 | Sub_sector | Industry | Paper | Industry (paper) | Energetic | industry_paper_demand_coal_energetic | Solids | EU | Energy demand | 0 | FEC
LT | TYNDP2026 | NT | 2050 | TWh | 198 | Sub_sector | Industry | Paper | Industry (paper) | Energetic | industry_paper_demand_oil_energetic | Liquids | EU | Energy demand | 0 | FEC
LT | TYNDP2026 | NT | 2050 | TWh | 199 | Sub_sector | Industry | Paper | Industry (paper) | Energetic | industry_paper_demand_others_energetic | Others | EU | Energy demand | 0 | FEC
LT | TYNDP2026 | NT | 2050 | TWh | 200 | Sub_sector | Industry | Paper | Industry (paper) | Energetic | industry_paper_demand_ammonia_energetic | Ammonia | EU | Energy demand | 0 | FEC
LT | TYNDP2026 | NT | 2050 | TWh | 202 | Sub_sector | Industry | Refineries | Industry (refineries, energetic) | Energetic | industry_refinery_demand_electricity_energetic | Electricity | EU | Energy demand | 0.6506 | not_included_in_FEC
LT | TYNDP2026 | NT | 2050 | TWh | 203 | Sub_sector | Industry | Refineries | Industry (refineries, energetic) | Energetic | industry_refinery_demand_hydrogen_energetic | Hydrogen | EU | Energy demand | 4.2287 | not_included_in_FEC
LT | TYNDP2026 | NT | 2050 | TWh | 204 | Sub_sector | Industry | Refineries | Industry (refineries, energetic) | Energetic | industry_refinery_demand_methane_energetic | Methane | EU | Energy demand | 0.52859 | not_included_in_FEC
LT | TYNDP2026 | NT | 2050 | TWh | 205 | Sub_sector | Industry | Refineries | Industry (refineries, energetic) | Energetic | industry_refinery_demand_heat_energetic | Heat | EU | Energy demand | 0 | not_included_in_FEC
LT | TYNDP2026 | NT | 2050 | TWh | 206 | Sub_sector | Industry | Refineries | Industry (refineries, energetic) | Energetic | industry_refinery_demand_biomass_energetic | Biomass | EU | Energy demand | 0.59467 | not_included_in_FEC
LT | TYNDP2026 | NT | 2050 | TWh | 207 | Sub_sector | Industry | Refineries | Industry (refineries, energetic) | Energetic | industry_refinery_demand_coal_energetic | Solids | EU | Energy demand | 0 | not_included_in_FEC
LT | TYNDP2026 | NT | 2050 | TWh | 208 | Sub_sector | Industry | Refineries | Industry (refineries, energetic) | Energetic | industry_refinery_demand_oil_energetic | Liquids | EU | Energy demand | 0 | not_included_in_FEC
LT | TYNDP2026 | NT | 2050 | TWh | 209 | Sub_sector | Industry | Refineries | Industry (refineries, energetic) | Energetic | industry_refinery_demand_others_energetic | Others | EU | Energy demand | 0 | not_included_in_FEC
LT | TYNDP2026 | NT | 2050 | TWh | 210 | Sub_sector | Industry | Refineries | Industry (refineries, energetic) | Energetic | industry_refinery_demand_ammonia_energetic | Ammonia | EU | Energy demand | 0 | not_included_in_FEC
LT | TYNDP2026 | NT | 2050 | TWh | 212 | Sub_sector | Industry | Refineries | Industry (refineries, non-energetic) | Non-energetic | industry_refinery_demand_electricity_non_energetic | Electricity | EU | Energy demand | 0 | not_included_in_FEC
LT | TYNDP2026 | NT | 2050 | TWh | 213 | Sub_sector | Industry | Refineries | Industry (refineries, non-energetic) | Non-energetic | industry_refinery_demand_hydrogen_non_energetic | Hydrogen | EU | Energy demand | 0 | not_included_in_FEC
LT | TYNDP2026 | NT | 2050 | TWh | 214 | Sub_sector | Industry | Refineries | Industry (refineries, non-energetic) | Non-energetic | industry_refinery_demand_methane_non_energetic | Methane | EU | Energy demand | 0 | not_included_in_FEC
LT | TYNDP2026 | NT | 2050 | TWh | 215 | Sub_sector | Industry | Refineries | Industry (refineries, non-energetic) | Non-energetic | industry_refinery_demand_heat_non_energetic | Heat | EU | Energy demand | 0 | not_included_in_FEC
LT | TYNDP2026 | NT | 2050 | TWh | 216 | Sub_sector | Industry | Refineries | Industry (refineries, non-energetic) | Non-energetic | industry_refinery_demand_biomass_non_energetic | Biomass | EU | Energy demand | 0 | not_included_in_FEC
LT | TYNDP2026 | NT | 2050 | TWh | 217 | Sub_sector | Industry | Refineries | Industry (refineries, non-energetic) | Non-energetic | industry_refinery_demand_coal_non_energetic | Solids | EU | Energy demand | 0 | not_included_in_FEC
LT | TYNDP2026 | NT | 2050 | TWh | 218 | Sub_sector | Industry | Refineries | Industry (refineries, non-energetic) | Non-energetic | industry_refinery_demand_oil_non_energetic | Liquids | EU | Energy demand | 0 | not_included_in_FEC
LT | TYNDP2026 | NT | 2050 | TWh | 219 | Sub_sector | Industry | Refineries | Industry (refineries, non-energetic) | Non-energetic | industry_refinery_demand_others_non_energetic | Others | EU | Energy demand | 0 | not_included_in_FEC
LT | TYNDP2026 | NT | 2050 | TWh | 220 | Sub_sector | Industry | Refineries | Industry (refineries, non-energetic) | Non-energetic | industry_refinery_demand_ammonia_non_energetic | Ammonia | EU | Energy demand | 0 | not_included_in_FEC
LT | TYNDP2026 | NT | 2050 | TWh | 222 | Sub_sector | Industry | Steel | Industry (steel) | Energetic | industry_steel_demand_electricity_energetic | Electricity | EU | Energy demand | 0 | FEC
LT | TYNDP2026 | NT | 2050 | TWh | 223 | Sub_sector | Industry | Steel | Industry (steel) | Energetic | industry_steel_demand_hydrogen_energetic | Hydrogen | EU | Energy demand | 0 | FEC
LT | TYNDP2026 | NT | 2050 | TWh | 224 | Sub_sector | Industry | Steel | Industry (steel) | Energetic | industry_steel_demand_methane_energetic | Methane | EU | Energy demand | 0 | FEC
LT | TYNDP2026 | NT | 2050 | TWh | 225 | Sub_sector | Industry | Steel | Industry (steel) | Energetic | industry_steel_demand_heat_energetic | Heat | EU | Energy demand | 0 | FEC
LT | TYNDP2026 | NT | 2050 | TWh | 226 | Sub_sector | Industry | Steel | Industry (steel) | Energetic | industry_steel_demand_biomass_energetic | Biomass | EU | Energy demand | 0 | FEC
LT | TYNDP2026 | NT | 2050 | TWh | 227 | Sub_sector | Industry | Steel | Industry (steel) | Energetic | industry_steel_demand_coal_energetic | Solids | EU | Energy demand | 0 | FEC
LT | TYNDP2026 | NT | 2050 | TWh | 228 | Sub_sector | Industry | Steel | Industry (steel) | Energetic | industry_steel_demand_oil_energetic | Liquids | EU | Energy demand | 0 | FEC
LT | TYNDP2026 | NT | 2050 | TWh | 229 | Sub_sector | Industry | Steel | Industry (steel) | Energetic | industry_steel_demand_others_energetic | Others | EU | Energy demand | 0 | FEC
LT | TYNDP2026 | NT | 2050 | TWh | 230 | Sub_sector | Industry | Steel | Industry (steel) | Energetic | industry_steel_demand_ammonia_energetic | Ammonia | EU | Energy demand | 0 | FEC
LT | TYNDP2026 | NT | 2050 | TWh | 232 | Sub_sector | Transport | Cars | Transport (cars) | Energetic | transport_cars_final_demand_electricity | Electricity | EU | Energy demand | 3.7252 | FEC
LT | TYNDP2026 | NT | 2050 | TWh | 233 | Sub_sector | Transport | Cars | Transport (cars) | Energetic | transport_cars_final_demand_hydrogen | Hydrogen | EU | Energy demand | 0 | FEC
LT | TYNDP2026 | NT | 2050 | TWh | 234 | Sub_sector | Transport | Cars | Transport (cars) | Energetic | transport_cars_final_demand_methane | Methane | EU | Energy demand | 0 | FEC
LT | TYNDP2026 | NT | 2050 | TWh | 235 | Sub_sector | Transport | Cars | Transport (cars) | Energetic | transport_cars_final_demand_heat | Heat | EU | Energy demand | 0 | FEC
LT | TYNDP2026 | NT | 2050 | TWh | 236 | Sub_sector | Transport | Cars | Transport (cars) | Energetic | transport_cars_final_demand_biomass | Biomass | EU | Energy demand | 0 | FEC
LT | TYNDP2026 | NT | 2050 | TWh | 237 | Sub_sector | Transport | Cars | Transport (cars) | Energetic | transport_cars_final_demand_coal | Solids | EU | Energy demand | 0 | FEC
LT | TYNDP2026 | NT | 2050 | TWh | 238 | Sub_sector | Transport | Cars | Transport (cars) | Energetic | transport_cars_final_demand_oil | Liquids | EU | Energy demand | 0 | FEC
LT | TYNDP2026 | NT | 2050 | TWh | 239 | Sub_sector | Transport | Cars | Transport (cars) | Energetic | transport_cars_final_demand_other | Others | EU | Energy demand | 0 | FEC
LT | TYNDP2026 | NT | 2050 | TWh | 240 | Sub_sector | Transport | Cars | Transport (cars) | Energetic | transport_cars_final_demand_ammonia | Ammonia | EU | Energy demand | 0 | FEC
LT | TYNDP2026 | NT | 2050 | TWh | 242 | Sub_sector | Transport | Busses | Transport (busses) | Energetic | transport_busses_final_demand_electricity | Electricity | EU | Energy demand | 0.10267 | FEC
LT | TYNDP2026 | NT | 2050 | TWh | 243 | Sub_sector | Transport | Busses | Transport (busses) | Energetic | transport_busses_final_demand_hydrogen | Hydrogen | EU | Energy demand | 0.038502 | FEC
LT | TYNDP2026 | NT | 2050 | TWh | 244 | Sub_sector | Transport | Busses | Transport (busses) | Energetic | transport_busses_final_demand_methane | Methane | EU | Energy demand | 0 | FEC
LT | TYNDP2026 | NT | 2050 | TWh | 245 | Sub_sector | Transport | Busses | Transport (busses) | Energetic | transport_busses_final_demand_heat | Heat | EU | Energy demand | 0 | FEC
LT | TYNDP2026 | NT | 2050 | TWh | 246 | Sub_sector | Transport | Busses | Transport (busses) | Energetic | transport_busses_final_demand_biomass | Biomass | EU | Energy demand | 0 | FEC
LT | TYNDP2026 | NT | 2050 | TWh | 247 | Sub_sector | Transport | Busses | Transport (busses) | Energetic | transport_busses_final_demand_coal | Solids | EU | Energy demand | 0 | FEC
LT | TYNDP2026 | NT | 2050 | TWh | 248 | Sub_sector | Transport | Busses | Transport (busses) | Energetic | transport_busses_final_demand_oil | Liquids | EU | Energy demand | 0 | FEC
LT | TYNDP2026 | NT | 2050 | TWh | 249 | Sub_sector | Transport | Busses | Transport (busses) | Energetic | transport_busses_final_demand_other | Others | EU | Energy demand | 0 | FEC
LT | TYNDP2026 | NT | 2050 | TWh | 250 | Sub_sector | Transport | Busses | Transport (busses) | Energetic | transport_busses_final_demand_ammonia | Ammonia | EU | Energy demand | 0 | FEC
LT | TYNDP2026 | NT | 2050 | TWh | 252 | Sub_sector | Transport | Trucks | Transport (trucks) | Energetic | transport_trucks_final_demand_electricity | Electricity | EU | Energy demand | 1.5467 | FEC
LT | TYNDP2026 | NT | 2050 | TWh | 253 | Sub_sector | Transport | Trucks | Transport (trucks) | Energetic | transport_trucks_final_demand_hydrogen | Hydrogen | EU | Energy demand | 1.3433 | FEC
LT | TYNDP2026 | NT | 2050 | TWh | 254 | Sub_sector | Transport | Trucks | Transport (trucks) | Energetic | transport_trucks_final_demand_methane | Methane | EU | Energy demand | 0 | FEC
LT | TYNDP2026 | NT | 2050 | TWh | 255 | Sub_sector | Transport | Trucks | Transport (trucks) | Energetic | transport_trucks_final_demand_heat | Heat | EU | Energy demand | 0 | FEC
LT | TYNDP2026 | NT | 2050 | TWh | 256 | Sub_sector | Transport | Trucks | Transport (trucks) | Energetic | transport_trucks_final_demand_biomass | Biomass | EU | Energy demand | 0 | FEC
LT | TYNDP2026 | NT | 2050 | TWh | 257 | Sub_sector | Transport | Trucks | Transport (trucks) | Energetic | transport_trucks_final_demand_coal | Solids | EU | Energy demand | 0 | FEC
LT | TYNDP2026 | NT | 2050 | TWh | 258 | Sub_sector | Transport | Trucks | Transport (trucks) | Energetic | transport_trucks_final_demand_oil | Liquids | EU | Energy demand | 0 | FEC
LT | TYNDP2026 | NT | 2050 | TWh | 259 | Sub_sector | Transport | Trucks | Transport (trucks) | Energetic | transport_trucks_final_demand_other | Others | EU | Energy demand | 0 | FEC
LT | TYNDP2026 | NT | 2050 | TWh | 260 | Sub_sector | Transport | Trucks | Transport (trucks) | Energetic | transport_trucks_final_demand_ammonia | Ammonia | EU | Energy demand | 0 | FEC
LT | TYNDP2026 | NT | 2050 | TWh | 262 | Sub_sector | Transport | Vans | Transport (vans) | Energetic | transport_vans_final_demand_electricity | Electricity | EU | Energy demand | 0.22418 | FEC
LT | TYNDP2026 | NT | 2050 | TWh | 263 | Sub_sector | Transport | Vans | Transport (vans) | Energetic | transport_vans_final_demand_hydrogen | Hydrogen | EU | Energy demand | 0.084665 | FEC
LT | TYNDP2026 | NT | 2050 | TWh | 264 | Sub_sector | Transport | Vans | Transport (vans) | Energetic | transport_vans_final_demand_methane | Methane | EU | Energy demand | 0 | FEC
LT | TYNDP2026 | NT | 2050 | TWh | 265 | Sub_sector | Transport | Vans | Transport (vans) | Energetic | transport_vans_final_demand_heat | Heat | EU | Energy demand | 0 | FEC
LT | TYNDP2026 | NT | 2050 | TWh | 266 | Sub_sector | Transport | Vans | Transport (vans) | Energetic | transport_vans_final_demand_biomass | Biomass | EU | Energy demand | 0 | FEC
LT | TYNDP2026 | NT | 2050 | TWh | 267 | Sub_sector | Transport | Vans | Transport (vans) | Energetic | transport_vans_final_demand_coal | Solids | EU | Energy demand | 0 | FEC
LT | TYNDP2026 | NT | 2050 | TWh | 268 | Sub_sector | Transport | Vans | Transport (vans) | Energetic | transport_vans_final_demand_oil | Liquids | EU | Energy demand | 0 | FEC
LT | TYNDP2026 | NT | 2050 | TWh | 269 | Sub_sector | Transport | Vans | Transport (vans) | Energetic | transport_vans_final_demand_other | Others | EU | Energy demand | 0 | FEC
LT | TYNDP2026 | NT | 2050 | TWh | 270 | Sub_sector | Transport | Vans | Transport (vans) | Energetic | transport_vans_final_demand_ammonia | Ammonia | EU | Energy demand | 0 | FEC
LT | TYNDP2026 | NT | 2050 | TWh | 272 | Sub_sector | Transport | Freight trains | Transport (trains) | Energetic | transport_trains_final_demand_electricity | Electricity | EU | Energy demand | 0.19266 | FEC
LT | TYNDP2026 | NT | 2050 | TWh | 273 | Sub_sector | Transport | Freight trains | Transport (trains) | Energetic | transport_trains_final_demand_hydrogen | Hydrogen | EU | Energy demand | 0.071434 | FEC
LT | TYNDP2026 | NT | 2050 | TWh | 274 | Sub_sector | Transport | Freight trains | Transport (trains) | Energetic | transport_trains_final_demand_methane | Methane | EU | Energy demand | 0 | FEC
LT | TYNDP2026 | NT | 2050 | TWh | 275 | Sub_sector | Transport | Freight trains | Transport (trains) | Energetic | transport_trains_final_demand_heat | Heat | EU | Energy demand | 0 | FEC
LT | TYNDP2026 | NT | 2050 | TWh | 276 | Sub_sector | Transport | Freight trains | Transport (trains) | Energetic | transport_trains_final_demand_biomass | Biomass | EU | Energy demand | 0 | FEC
LT | TYNDP2026 | NT | 2050 | TWh | 277 | Sub_sector | Transport | Freight trains | Transport (trains) | Energetic | transport_trains_final_demand_coal | Solids | EU | Energy demand | 0 | FEC
LT | TYNDP2026 | NT | 2050 | TWh | 278 | Sub_sector | Transport | Freight trains | Transport (trains) | Energetic | transport_trains_final_demand_oil | Liquids | EU | Energy demand | 0.025958 | FEC
LT | TYNDP2026 | NT | 2050 | TWh | 279 | Sub_sector | Transport | Freight trains | Transport (trains) | Energetic | transport_trains_final_demand_other | Others | EU | Energy demand | 0 | FEC
LT | TYNDP2026 | NT | 2050 | TWh | 280 | Sub_sector | Transport | Freight trains | Transport (trains) | Energetic | transport_trains_final_demand_ammonia | Ammonia | EU | Energy demand | 0 | FEC
LT | TYNDP2026 | NT | 2050 | TWh | 282 | Sub_sector | Transport | Ships | Transport (ships) | Energetic | transport_ships_final_demand_electricity | Electricity | EU | Energy demand | 0.0030337 | FEC
LT | TYNDP2026 | NT | 2050 | TWh | 283 | Sub_sector | Transport | Ships | Transport (ships) | Energetic | transport_ships_final_demand_hydrogen | Hydrogen | EU | Energy demand | 0.0055809 | FEC
LT | TYNDP2026 | NT | 2050 | TWh | 284 | Sub_sector | Transport | Ships | Transport (ships) | Energetic | transport_ships_final_demand_methane | Methane | EU | Energy demand | 0 | FEC
LT | TYNDP2026 | NT | 2050 | TWh | 285 | Sub_sector | Transport | Ships | Transport (ships) | Energetic | transport_ships_final_demand_heat | Heat | EU | Energy demand | 0 | FEC
LT | TYNDP2026 | NT | 2050 | TWh | 286 | Sub_sector | Transport | Ships | Transport (ships) | Energetic | transport_ships_final_demand_biomass | Biomass | EU | Energy demand | 0 | FEC
LT | TYNDP2026 | NT | 2050 | TWh | 287 | Sub_sector | Transport | Ships | Transport (ships) | Energetic | transport_ships_final_demand_coal | Solids | EU | Energy demand | 0 | FEC
LT | TYNDP2026 | NT | 2050 | TWh | 288 | Sub_sector | Transport | Ships | Transport (ships) | Energetic | transport_ships_final_demand_oil | Liquids | EU | Energy demand | 0.011959 | FEC
LT | TYNDP2026 | NT | 2050 | TWh | 289 | Sub_sector | Transport | Ships | Transport (ships) | Energetic | transport_ships_final_demand_other | Others | EU | Energy demand | 0 | FEC
LT | TYNDP2026 | NT | 2050 | TWh | 290 | Sub_sector | Transport | Ships | Transport (ships) | Energetic | transport_ships_final_demand_ammonia | Ammonia | EU | Energy demand | 0.030503 | FEC
LT | TYNDP2026 | NT | 2050 | TWh | 292 | Sub_sector | Transport | Planes | Transport (planes) | Energetic | transport_planes_final_demand_electricity | Electricity | EU | Energy demand | 0 | FEC
LT | TYNDP2026 | NT | 2050 | TWh | 293 | Sub_sector | Transport | Planes | Transport (planes) | Energetic | transport_planes_final_demand_hydrogen | Hydrogen | EU | Energy demand | 0 | FEC
LT | TYNDP2026 | NT | 2050 | TWh | 294 | Sub_sector | Transport | Planes | Transport (planes) | Energetic | transport_planes_final_demand_methane | Methane | EU | Energy demand | 0 | FEC
LT | TYNDP2026 | NT | 2050 | TWh | 295 | Sub_sector | Transport | Planes | Transport (planes) | Energetic | transport_planes_final_demand_heat | Heat | EU | Energy demand | 0 | FEC
LT | TYNDP2026 | NT | 2050 | TWh | 296 | Sub_sector | Transport | Planes | Transport (planes) | Energetic | transport_planes_final_demand_biomass | Biomass | EU | Energy demand | 0 | FEC
LT | TYNDP2026 | NT | 2050 | TWh | 297 | Sub_sector | Transport | Planes | Transport (planes) | Energetic | transport_planes_final_demand_coal | Solids | EU | Energy demand | 0 | FEC
LT | TYNDP2026 | NT | 2050 | TWh | 298 | Sub_sector | Transport | Planes | Transport (planes) | Energetic | transport_planes_final_demand_oil | Liquids | EU | Energy demand | 0.0050338 | FEC
LT | TYNDP2026 | NT | 2050 | TWh | 299 | Sub_sector | Transport | Planes | Transport (planes) | Energetic | transport_planes_final_demand_other | Others | EU | Energy demand | 0 | FEC
LT | TYNDP2026 | NT | 2050 | TWh | 300 | Sub_sector | Transport | Planes | Transport (planes) | Energetic | transport_planes_final_demand_ammonia | Ammonia | EU | Energy demand | 0 | FEC
LT | TYNDP2026 | NT | 2050 | TWh | 302 | Sub_sector | Transport | Others | Transport (others) | Energetic | transport_other_final_demand_electricity | Electricity | EU | Energy demand | 0.0036467 | FEC
LT | TYNDP2026 | NT | 2050 | TWh | 303 | Sub_sector | Transport | Others | Transport (others) | Energetic | transport_other_final_demand_hydrogen | Hydrogen | EU | Energy demand | 0 | FEC
LT | TYNDP2026 | NT | 2050 | TWh | 304 | Sub_sector | Transport | Others | Transport (others) | Energetic | transport_other_final_demand_methane | Methane | EU | Energy demand | 0 | FEC
LT | TYNDP2026 | NT | 2050 | TWh | 305 | Sub_sector | Transport | Others | Transport (others) | Energetic | transport_other_final_demand_heat | Heat | EU | Energy demand | 0 | FEC
LT | TYNDP2026 | NT | 2050 | TWh | 306 | Sub_sector | Transport | Others | Transport (others) | Energetic | transport_other_final_demand_biomass | Biomass | EU | Energy demand | 0 | FEC
LT | TYNDP2026 | NT | 2050 | TWh | 307 | Sub_sector | Transport | Others | Transport (others) | Energetic | transport_other_final_demand_coal | Solids | EU | Energy demand | 0 | FEC
LT | TYNDP2026 | NT | 2050 | TWh | 308 | Sub_sector | Transport | Others | Transport (others) | Energetic | transport_other_final_demand_oil | Liquids | EU | Energy demand | 0.01549 | FEC
LT | TYNDP2026 | NT | 2050 | TWh | 309 | Sub_sector | Transport | Others | Transport (others) | Energetic | transport_other_final_demand_other | Others | EU | Energy demand | 0 | FEC
LT | TYNDP2026 | NT | 2050 | TWh | 310 | Sub_sector | Transport | Others | Transport (others) | Energetic | transport_other_final_demand_ammonia | Ammonia | EU | Energy demand | 0 | FEC
LT | TYNDP2026 | NT | 2050 | TWh | 312 | Sub_sector | International transport | International aviation | Transport (int. aviation) | Energetic | transport_int_aviation_final_demand_electricity | Electricity | EU | Energy demand | 0 | FEC
LT | TYNDP2026 | NT | 2050 | TWh | 313 | Sub_sector | International transport | International aviation | Transport (int. aviation) | Energetic | transport_int_aviation_final_demand_hydrogen | Hydrogen | EU | Energy demand | 0 | FEC
LT | TYNDP2026 | NT | 2050 | TWh | 314 | Sub_sector | International transport | International aviation | Transport (int. aviation) | Energetic | transport_int_aviation_final_demand_methane | Methane | EU | Energy demand | 0 | FEC
LT | TYNDP2026 | NT | 2050 | TWh | 315 | Sub_sector | International transport | International aviation | Transport (int. aviation) | Energetic | transport_int_aviation_final_demand_heat | Heat | EU | Energy demand | 0 | FEC
LT | TYNDP2026 | NT | 2050 | TWh | 316 | Sub_sector | International transport | International aviation | Transport (int. aviation) | Energetic | transport_int_aviation_final_demand_biofuels | Biomass | EU | Energy demand | 0 | FEC
LT | TYNDP2026 | NT | 2050 | TWh | 317 | Sub_sector | International transport | International aviation | Transport (int. aviation) | Energetic | transport_int_aviation_final_demand_coal | Solids | EU | Energy demand | 0 | FEC
LT | TYNDP2026 | NT | 2050 | TWh | 318 | Sub_sector | International transport | International aviation | Transport (int. aviation) | Energetic | transport_int_aviation_final_demand_oil | Liquids | EU | Energy demand | 1.1842 | FEC
LT | TYNDP2026 | NT | 2050 | TWh | 319 | Sub_sector | International transport | International aviation | Transport (int. aviation) | Energetic | transport_int_aviation_final_demand_other | Others | EU | Energy demand | 0 | FEC
LT | TYNDP2026 | NT | 2050 | TWh | 320 | Sub_sector | International transport | International aviation | Transport (int. aviation) | Energetic | transport_int_aviation_final_demand_ammonia | Ammonia | EU | Energy demand | 0 | FEC
LT | TYNDP2026 | NT | 2050 | TWh | 322 | Sub_sector | International transport | International shipping | Transport (int. shipping) | Energetic | transport_int_shipping_final_demand_electricity | Electricity | EU | Energy demand | 0 | not_included_in_FEC
LT | TYNDP2026 | NT | 2050 | TWh | 323 | Sub_sector | International transport | International shipping | Transport (int. shipping) | Energetic | transport_int_shipping_final_demand_hydrogen | Hydrogen | EU | Energy demand | 1.7132 | not_included_in_FEC
LT | TYNDP2026 | NT | 2050 | TWh | 324 | Sub_sector | International transport | International shipping | Transport (int. shipping) | Energetic | transport_int_shipping_final_demand_methane | Methane | EU | Energy demand | 0 | not_included_in_FEC
LT | TYNDP2026 | NT | 2050 | TWh | 325 | Sub_sector | International transport | International shipping | Transport (int. shipping) | Energetic | transport_int_shipping_final_demand_heat | Heat | EU | Energy demand | 0 | not_included_in_FEC
LT | TYNDP2026 | NT | 2050 | TWh | 326 | Sub_sector | International transport | International shipping | Transport (int. shipping) | Energetic | transport_int_shipping_final_demand_biofuels | Biomass | EU | Energy demand | 0 | not_included_in_FEC
LT | TYNDP2026 | NT | 2050 | TWh | 327 | Sub_sector | International transport | International shipping | Transport (int. shipping) | Energetic | transport_int_shipping_final_demand_coal | Solids | EU | Energy demand | 0 | not_included_in_FEC
LT | TYNDP2026 | NT | 2050 | TWh | 328 | Sub_sector | International transport | International shipping | Transport (int. shipping) | Energetic | transport_int_shipping_final_demand_oil | Liquids | EU | Energy demand | 0 | not_included_in_FEC
LT | TYNDP2026 | NT | 2050 | TWh | 329 | Sub_sector | International transport | International shipping | Transport (int. shipping) | Energetic | transport_int_shipping_final_demand_other | Others | EU | Energy demand | 0 | not_included_in_FEC
LT | TYNDP2026 | NT | 2050 | TWh | 330 | Sub_sector | International transport | International shipping | Transport (int. shipping) | Energetic | transport_int_shipping_final_demand_ammonia | Ammonia | EU | Energy demand | 0 | not_included_in_FEC
LT | TYNDP2026 | NT | 2050 | TWh | 332 | Sub_sector | Households | Space heating | Households (heating) | Energetic | households_heating_final_demand_electricity | Electricity | EU | Energy demand | 1.7408 | FEC
LT | TYNDP2026 | NT | 2050 | TWh | 333 | Sub_sector | Households | Space heating | Households (heating) | Energetic | households_heating_final_demand_hydrogen | Hydrogen | EU | Energy demand | 0 | FEC
LT | TYNDP2026 | NT | 2050 | TWh | 334 | Sub_sector | Households | Space heating | Households (heating) | Energetic | households_heating_final_demand_methane | Methane | EU | Energy demand | 0 | FEC
LT | TYNDP2026 | NT | 2050 | TWh | 335 | Sub_sector | Households | Space heating | Households (heating) | Energetic | households_heating_final_demand_heat | Heat | EU | Energy demand | 6.8559 | FEC
LT | TYNDP2026 | NT | 2050 | TWh | 336 | Sub_sector | Households | Space heating | Households (heating) | Energetic | households_heating_final_demand_biomass | Biomass | EU | Energy demand | 0 | FEC
LT | TYNDP2026 | NT | 2050 | TWh | 337 | Sub_sector | Households | Space heating | Households (heating) | Energetic | households_heating_final_demand_coal | Solids | EU | Energy demand | 0 | FEC
LT | TYNDP2026 | NT | 2050 | TWh | 338 | Sub_sector | Households | Space heating | Households (heating) | Energetic | households_heating_final_demand_oil | Liquids | EU | Energy demand | 0 | FEC
LT | TYNDP2026 | NT | 2050 | TWh | 339 | Sub_sector | Households | Space heating | Households (heating) | Energetic | households_heating_final_demand_other | Others | EU | Energy demand | 0 | FEC
LT | TYNDP2026 | NT | 2050 | TWh | 340 | Sub_sector | Households | Space heating | Households (heating) | Energetic | households_heating_final_demand_ammonia | Ammonia | EU | Energy demand | 0 | FEC
LT | TYNDP2026 | NT | 2050 | TWh | 343 | Sub_sector | Households | Cooling | Households (cooling) | Energetic | households_cooling_final_demand_electricity | Electricity | EU | Energy demand | 0 | FEC
LT | TYNDP2026 | NT | 2050 | TWh | 344 | Sub_sector | Households | Cooling | Households (cooling) | Energetic | households_cooling_final_demand_hydrogen | Hydrogen | EU | Energy demand | 0 | FEC
LT | TYNDP2026 | NT | 2050 | TWh | 345 | Sub_sector | Households | Cooling | Households (cooling) | Energetic | households_cooling_final_demand_methane | Methane | EU | Energy demand | 0 | FEC
LT | TYNDP2026 | NT | 2050 | TWh | 346 | Sub_sector | Households | Cooling | Households (cooling) | Energetic | households_cooling_final_demand_heat | Heat | EU | Energy demand | 0 | FEC
LT | TYNDP2026 | NT | 2050 | TWh | 347 | Sub_sector | Households | Cooling | Households (cooling) | Energetic | households_cooling_final_demand_biomass | Biomass | EU | Energy demand | 0 | FEC
LT | TYNDP2026 | NT | 2050 | TWh | 348 | Sub_sector | Households | Cooling | Households (cooling) | Energetic | households_cooling_final_demand_coal | Solids | EU | Energy demand | 0 | FEC
LT | TYNDP2026 | NT | 2050 | TWh | 349 | Sub_sector | Households | Cooling | Households (cooling) | Energetic | households_cooling_final_demand_oil | Liquids | EU | Energy demand | 0 | FEC
LT | TYNDP2026 | NT | 2050 | TWh | 350 | Sub_sector | Households | Cooling | Households (cooling) | Energetic | households_cooling_final_demand_other | Others | EU | Energy demand | 0 | FEC
LT | TYNDP2026 | NT | 2050 | TWh | 351 | Sub_sector | Households | Cooling | Households (cooling) | Energetic | households_cooling_final_demand_ammonia | Ammonia | EU | Energy demand | 0 | FEC
LT | TYNDP2026 | NT | 2050 | TWh | 354 | Sub_sector | Households | Hot water | Households (hot water) | Energetic | households_hot_water_final_demand_electricity | Electricity | EU | Energy demand | 0.38715 | FEC
LT | TYNDP2026 | NT | 2050 | TWh | 355 | Sub_sector | Households | Hot water | Households (hot water) | Energetic | households_hot_water_final_demand_hydrogen | Hydrogen | EU | Energy demand | 0 | FEC
LT | TYNDP2026 | NT | 2050 | TWh | 356 | Sub_sector | Households | Hot water | Households (hot water) | Energetic | households_hot_water_final_demand_methane | Methane | EU | Energy demand | 0 | FEC
LT | TYNDP2026 | NT | 2050 | TWh | 357 | Sub_sector | Households | Hot water | Households (hot water) | Energetic | households_hot_water_final_demand_heat | Heat | EU | Energy demand | 0.56361 | FEC
LT | TYNDP2026 | NT | 2050 | TWh | 358 | Sub_sector | Households | Hot water | Households (hot water) | Energetic | households_hot_water_final_demand_biomass | Biomass | EU | Energy demand | 0 | FEC
LT | TYNDP2026 | NT | 2050 | TWh | 359 | Sub_sector | Households | Hot water | Households (hot water) | Energetic | households_hot_water_final_demand_coal | Solids | EU | Energy demand | 0 | FEC
LT | TYNDP2026 | NT | 2050 | TWh | 360 | Sub_sector | Households | Hot water | Households (hot water) | Energetic | households_hot_water_final_demand_oil | Liquids | EU | Energy demand | 0 | FEC
LT | TYNDP2026 | NT | 2050 | TWh | 361 | Sub_sector | Households | Hot water | Households (hot water) | Energetic | households_hot_water_final_demand_other | Others | EU | Energy demand | 0 | FEC
LT | TYNDP2026 | NT | 2050 | TWh | 362 | Sub_sector | Households | Hot water | Households (hot water) | Energetic | households_hot_water_final_demand_ammonia | Ammonia | EU | Energy demand | 0 | FEC
LT | TYNDP2026 | NT | 2050 | TWh | 365 | Sub_sector | Households | Appliances | Households (appliances) | Energetic | households_appliances_final_demand_electricity | Electricity | EU | Energy demand | 3.2365 | FEC
LT | TYNDP2026 | NT | 2050 | TWh | 366 | Sub_sector | Households | Appliances | Households (appliances) | Energetic | households_appliances_final_demand_hydrogen | Hydrogen | EU | Energy demand | 0 | FEC
LT | TYNDP2026 | NT | 2050 | TWh | 367 | Sub_sector | Households | Appliances | Households (appliances) | Energetic | households_appliances_final_demand_methane | Methane | EU | Energy demand | 0 | FEC
LT | TYNDP2026 | NT | 2050 | TWh | 368 | Sub_sector | Households | Appliances | Households (appliances) | Energetic | households_appliances_final_demand_heat | Heat | EU | Energy demand | 0 | FEC
LT | TYNDP2026 | NT | 2050 | TWh | 369 | Sub_sector | Households | Appliances | Households (appliances) | Energetic | households_appliances_final_demand_biomass | Biomass | EU | Energy demand | 0 | FEC
LT | TYNDP2026 | NT | 2050 | TWh | 370 | Sub_sector | Households | Appliances | Households (appliances) | Energetic | households_appliances_final_demand_coal | Solids | EU | Energy demand | 0 | FEC
LT | TYNDP2026 | NT | 2050 | TWh | 371 | Sub_sector | Households | Appliances | Households (appliances) | Energetic | households_appliances_final_demand_oil | Liquids | EU | Energy demand | 0 | FEC
LT | TYNDP2026 | NT | 2050 | TWh | 372 | Sub_sector | Households | Appliances | Households (appliances) | Energetic | households_appliances_final_demand_other | Others | EU | Energy demand | 0 | FEC
LT | TYNDP2026 | NT | 2050 | TWh | 373 | Sub_sector | Households | Appliances | Households (appliances) | Energetic | households_appliances_final_demand_ammonia | Ammonia | EU | Energy demand | 0 | FEC
LT | TYNDP2026 | NT | 2050 | TWh | 375 | Sub_sector | Buildings | Space heating | Buildings (heat) | Energetic | buildings_heat_final_demand_electricity | Electricity | EU | Energy demand | 1.1286 | FEC
LT | TYNDP2026 | NT | 2050 | TWh | 376 | Sub_sector | Buildings | Space heating | Buildings (heat) | Energetic | buildings_heat_final_demand_hydrogen | Hydrogen | EU | Energy demand | 0 | FEC
LT | TYNDP2026 | NT | 2050 | TWh | 377 | Sub_sector | Buildings | Space heating | Buildings (heat) | Energetic | buildings_heat_final_demand_methane | Methane | EU | Energy demand | 0 | FEC
LT | TYNDP2026 | NT | 2050 | TWh | 378 | Sub_sector | Buildings | Space heating | Buildings (heat) | Energetic | buildings_heat_final_demand_heat | Heat | EU | Energy demand | 1.2189 | FEC
LT | TYNDP2026 | NT | 2050 | TWh | 379 | Sub_sector | Buildings | Space heating | Buildings (heat) | Energetic | buildings_heat_final_demand_biomass | Biomass | EU | Energy demand | 0 | FEC
LT | TYNDP2026 | NT | 2050 | TWh | 380 | Sub_sector | Buildings | Space heating | Buildings (heat) | Energetic | buildings_heat_final_demand_coal | Solids | EU | Energy demand | 0 | FEC
LT | TYNDP2026 | NT | 2050 | TWh | 381 | Sub_sector | Buildings | Space heating | Buildings (heat) | Energetic | buildings_heat_final_demand_oil | Liquids | EU | Energy demand | 0 | FEC
LT | TYNDP2026 | NT | 2050 | TWh | 382 | Sub_sector | Buildings | Space heating | Buildings (heat) | Energetic | buildings_heat_final_demand_other | Others | EU | Energy demand | 0 | FEC
LT | TYNDP2026 | NT | 2050 | TWh | 383 | Sub_sector | Buildings | Space heating | Buildings (heat) | Energetic | buildings_heat_final_demand_ammonia | Ammonia | EU | Energy demand | 0 | FEC
LT | TYNDP2026 | NT | 2050 | TWh | 386 | Sub_sector | Buildings | Cooling | Buildings (cooling) | Energetic | buildings_cooling_final_demand_electricity | Electricity | EU | Energy demand | 0.040151 | FEC
LT | TYNDP2026 | NT | 2050 | TWh | 387 | Sub_sector | Buildings | Cooling | Buildings (cooling) | Energetic | buildings_cooling_final_demand_hydrogen | Hydrogen | EU | Energy demand | 0 | FEC
LT | TYNDP2026 | NT | 2050 | TWh | 388 | Sub_sector | Buildings | Cooling | Buildings (cooling) | Energetic | buildings_cooling_final_demand_methane | Methane | EU | Energy demand | 0 | FEC
LT | TYNDP2026 | NT | 2050 | TWh | 389 | Sub_sector | Buildings | Cooling | Buildings (cooling) | Energetic | buildings_cooling_final_demand_heat | Heat | EU | Energy demand | 0 | FEC
LT | TYNDP2026 | NT | 2050 | TWh | 390 | Sub_sector | Buildings | Cooling | Buildings (cooling) | Energetic | buildings_cooling_final_demand_biomass | Biomass | EU | Energy demand | 0 | FEC
LT | TYNDP2026 | NT | 2050 | TWh | 391 | Sub_sector | Buildings | Cooling | Buildings (cooling) | Energetic | buildings_cooling_final_demand_coal | Solids | EU | Energy demand | 0 | FEC
LT | TYNDP2026 | NT | 2050 | TWh | 392 | Sub_sector | Buildings | Cooling | Buildings (cooling) | Energetic | buildings_cooling_final_demand_oil | Liquids | EU | Energy demand | 0 | FEC
LT | TYNDP2026 | NT | 2050 | TWh | 393 | Sub_sector | Buildings | Cooling | Buildings (cooling) | Energetic | buildings_cooling_final_demand_other | Others | EU | Energy demand | 0 | FEC
LT | TYNDP2026 | NT | 2050 | TWh | 394 | Sub_sector | Buildings | Cooling | Buildings (cooling) | Energetic | buildings_cooling_final_demand_ammonia | Ammonia | EU | Energy demand | 0 | FEC
LT | TYNDP2026 | NT | 2050 | TWh | 397 | Sub_sector | Buildings | Appliances | Buildings (appliances) | Energetic | buildings_appliances_final_demand_electricity | Electricity | EU | Energy demand | 1.871 | FEC
LT | TYNDP2026 | NT | 2050 | TWh | 398 | Sub_sector | Buildings | Appliances | Buildings (appliances) | Energetic | buildings_appliances_final_demand_hydrogen | Hydrogen | EU | Energy demand | 0 | FEC
LT | TYNDP2026 | NT | 2050 | TWh | 399 | Sub_sector | Buildings | Appliances | Buildings (appliances) | Energetic | buildings_appliances_final_demand_methane | Methane | EU | Energy demand | 0.14864 | FEC
LT | TYNDP2026 | NT | 2050 | TWh | 400 | Sub_sector | Buildings | Appliances | Buildings (appliances) | Energetic | buildings_appliances_final_demand_heat | Heat | EU | Energy demand | 0 | FEC
LT | TYNDP2026 | NT | 2050 | TWh | 401 | Sub_sector | Buildings | Appliances | Buildings (appliances) | Energetic | buildings_appliances_final_demand_biomass | Biomass | EU | Energy demand | 0 | FEC
LT | TYNDP2026 | NT | 2050 | TWh | 402 | Sub_sector | Buildings | Appliances | Buildings (appliances) | Energetic | buildings_appliances_final_demand_coal | Solids | EU | Energy demand | 0 | FEC
LT | TYNDP2026 | NT | 2050 | TWh | 403 | Sub_sector | Buildings | Appliances | Buildings (appliances) | Energetic | buildings_appliances_final_demand_oil | Liquids | EU | Energy demand | 0 | FEC
LT | TYNDP2026 | NT | 2050 | TWh | 404 | Sub_sector | Buildings | Appliances | Buildings (appliances) | Energetic | buildings_appliances_final_demand_other | Others | EU | Energy demand | 0 | FEC
LT | TYNDP2026 | NT | 2050 | TWh | 405 | Sub_sector | Buildings | Appliances | Buildings (appliances) | Energetic | buildings_appliances_final_demand_ammonia | Ammonia | EU | Energy demand | 0 | FEC
LT | TYNDP2026 | NT | 2050 | TWh | 407 | Sub_sector | Buildings | Datacenters | Datacenters & ICT | Energetic | datacentres_final_demand_electricity_energetic | Electricity | EU | Energy demand | 0.7 | FEC
LT | TYNDP2026 | NT | 2050 | TWh | 408 | Sub_sector | Buildings | Datacenters | Datacenters & ICT | Energetic | datacentres_final_demand_hydrogen_energetic | Hydrogen | EU | Energy demand | 0 | FEC
LT | TYNDP2026 | NT | 2050 | TWh | 409 | Sub_sector | Buildings | Datacenters | Datacenters & ICT | Energetic | datacentres_final_demand_methane_energetic | Methane | EU | Energy demand | 0 | FEC
LT | TYNDP2026 | NT | 2050 | TWh | 410 | Sub_sector | Buildings | Datacenters | Datacenters & ICT | Energetic | datacentres_final_demand_heat_energetic | Heat | EU | Energy demand | 0 | FEC
LT | TYNDP2026 | NT | 2050 | TWh | 411 | Sub_sector | Buildings | Datacenters | Datacenters & ICT | Energetic | datacentres_final_demand_biomass_energetic | Biomass | EU | Energy demand | 0 | FEC
LT | TYNDP2026 | NT | 2050 | TWh | 412 | Sub_sector | Buildings | Datacenters | Datacenters & ICT | Energetic | datacentres_final_demand_coal_energetic | Solids | EU | Energy demand | 0 | FEC
LT | TYNDP2026 | NT | 2050 | TWh | 413 | Sub_sector | Buildings | Datacenters | Datacenters & ICT | Energetic | datacentres_final_demand_oil_energetic | Liquids | EU | Energy demand | 0 | FEC
LT | TYNDP2026 | NT | 2050 | TWh | 414 | Sub_sector | Buildings | Datacenters | Datacenters & ICT | Energetic | datacentres_final_demand_other_energetic | Others | EU | Energy demand | 0 | FEC
LT | TYNDP2026 | NT | 2050 | TWh | 415 | Sub_sector | Buildings | Datacenters | Datacenters & ICT | Energetic | datacentres_final_demand_ammonia_energetic | Ammonia | EU | Energy demand | 0 | FEC
LT | TYNDP2026 | NT | 2050 | TWh | 417 | Sub_sector | Transport | Others_Sector | Others_Sector | Energetic | other_final_demand_electricity_energetic | Electricity | EU | Energy demand | 0 | FEC
LT | TYNDP2026 | NT | 2050 | TWh | 418 | Sub_sector | Transport | Others_Sector | Others_Sector | Energetic | other_final_demand_hydrogen_energetic | Hydrogen | EU | Energy demand | 0 | FEC
LT | TYNDP2026 | NT | 2050 | TWh | 419 | Sub_sector | Transport | Pipeline Transport | Others_Sector | Energetic | other_final_demand_methane_energetic | Methane | EU | Energy demand | 0.2456 | FEC
LT | TYNDP2026 | NT | 2050 | TWh | 420 | Sub_sector | Transport | Others_Sector | Others_Sector | Energetic | other_final_demand_heat_energetic | Heat | EU | Energy demand | 0 | FEC
LT | TYNDP2026 | NT | 2050 | TWh | 421 | Sub_sector | Transport | Others_Sector | Others_Sector | Energetic | other_final_demand_biomass_energetic | Biomass | EU | Energy demand | 0 | FEC
LT | TYNDP2026 | NT | 2050 | TWh | 422 | Sub_sector | Transport | Others_Sector | Others_Sector | Energetic | other_final_demand_coal_energetic | Solids | EU | Energy demand | 0 | FEC
LT | TYNDP2026 | NT | 2050 | TWh | 423 | Sub_sector | Transport | Others_Sector | Others_Sector | Energetic | other_final_demand_oil_energetic | Liquids | EU | Energy demand | 0.17968 | FEC
LT | TYNDP2026 | NT | 2050 | TWh | 424 | Sub_sector | Others_Sector | Others_Sector | Others_Sector | Non-energetic | other_final_demand_oil_non_energetic | Liquids | EU | Energy demand | 0.28583 | not_included_in_FEC
LT | TYNDP2026 | NT | 2050 | TWh | 425 | Sub_sector | Transport | Others_Sector | Others_Sector | Energetic | other_final_demand_other_energetic | Others | EU | Energy demand | 0 | FEC
LT | TYNDP2026 | NT | 2050 | TWh | 426 | Sub_sector | Transport | Others_Sector | Others_Sector | Energetic | other_final_demand_ammonia_energetic | Ammonia | EU | Energy demand | 0 | FEC
LT | TYNDP2026 | NT | 2050 | TWh | 427 | Sub_sector | Industry | Surplus_Heat_in_Industry | Surplus_Heat_in_Industry | Energetic | final_demand_of_industry_unused_local_production_steam_hot_water | Heat | EU | Energy demand | 1.3922 | FEC
LT | TYNDP2026 | NT | 2050 | TWh | 429 | Sub_sector | Agriculture | Total | Agriculture | Energetic | agriculture_final_demand_electricity_energetic | Electricity | EU | Energy demand | 0.4021 | FEC
LT | TYNDP2026 | NT | 2050 | TWh | 430 | Sub_sector | Agriculture | Total | Agriculture | Energetic | agriculture_final_demand_hydrogen_energetic | Hydrogen | EU | Energy demand | 0 | FEC
LT | TYNDP2026 | NT | 2050 | TWh | 431 | Sub_sector | Agriculture | Total | Agriculture | Energetic | agriculture_final_demand_methane_energetic | Methane | EU | Energy demand | 0 | FEC
LT | TYNDP2026 | NT | 2050 | TWh | 432 | Sub_sector | Agriculture | Total | Agriculture | Energetic | agriculture_final_demand_heat_energetic | Heat | EU | Energy demand | 0 | FEC
LT | TYNDP2026 | NT | 2050 | TWh | 433 | Sub_sector | Agriculture | Total | Agriculture | Energetic | agriculture_final_demand_biomass_energetic | Biomass | EU | Energy demand | 0 | FEC
LT | TYNDP2026 | NT | 2050 | TWh | 434 | Sub_sector | Agriculture | Total | Agriculture | Energetic | agriculture_final_demand_coal_energetic | Solids | EU | Energy demand | 0 | FEC
LT | TYNDP2026 | NT | 2050 | TWh | 435 | Sub_sector | Agriculture | Total | Agriculture | Energetic | agriculture_final_demand_oil_energetic | Liquids | EU | Energy demand | 0 | FEC
LT | TYNDP2026 | NT | 2050 | TWh | 436 | Sub_sector | Agriculture | Total | Agriculture | Energetic | agriculture_final_demand_other_energetic | Others | EU | Energy demand | 0 | FEC
LT | TYNDP2026 | NT | 2050 | TWh | 437 | Sub_sector | Agriculture | Total | Agriculture | Energetic | agriculture_final_demand_ammonia_energetic | Ammonia | EU | Energy demand | 0 | FEC
LT | TYNDP2026 | NT | 2050 | TWh | 447 | Sub_sector | Buildings | Surplus Energy | Buildings | Energetic | GAP | Electricity | EU | Energy demand | 0 | FEC
LT | TYNDP2026 | NT | 2050 | TWh | 448 | Sub_sector | Buildings | Surplus Energy | Buildings | Energetic | GAP | Hydrogen | EU | Energy demand | 0 | FEC
LT | TYNDP2026 | NT | 2050 | TWh | 449 | Sub_sector | Buildings | Surplus Energy | Buildings | Energetic | GAP | Methane | EU | Energy demand | 0 | FEC
LT | TYNDP2026 | NT | 2050 | TWh | 450 | Sub_sector | Buildings | Surplus Energy | Buildings | Energetic | GAP | Heat | EU | Energy demand | 0 | FEC
LT | TYNDP2026 | NT | 2050 | TWh | 451 | Sub_sector | Buildings | Surplus Energy | Buildings | Energetic | GAP | Biomass | EU | Energy demand | 0.035014 | FEC
LT | TYNDP2026 | NT | 2050 | TWh | 452 | Sub_sector | Buildings | Surplus Energy | Buildings | Energetic | GAP | Solids | EU | Energy demand | 0 | FEC
LT | TYNDP2026 | NT | 2050 | TWh | 453 | Sub_sector | Buildings | Surplus Energy | Buildings | Energetic | GAP | Liquids | EU | Energy demand | 0.0042519 | FEC
LT | TYNDP2026 | NT | 2050 | TWh | 454 | Sub_sector | Buildings | Surplus Energy | Buildings | Energetic | GAP | Others | EU | Energy demand | 0 | FEC
LT | TYNDP2026 | NT | 2050 | TWh | 455 | Sub_sector | Buildings | Surplus Energy | Buildings | Energetic | GAP | Ammonia | EU | Energy demand | 0 | FEC
LT | TYNDP2026 | NT | 2050 | TWh | 456 | Sub_sector | Households | Surplus Energy | Households | Energetic | GAP | Electricity | EU | Energy demand | 0 | FEC
LT | TYNDP2026 | NT | 2050 | TWh | 457 | Sub_sector | Households | Surplus Energy | Households | Energetic | GAP | Hydrogen | EU | Energy demand | 0 | FEC
LT | TYNDP2026 | NT | 2050 | TWh | 458 | Sub_sector | Households | Surplus Energy | Households | Energetic | GAP | Methane | EU | Energy demand | 0 | FEC
LT | TYNDP2026 | NT | 2050 | TWh | 459 | Sub_sector | Households | Surplus Energy | Households | Energetic | GAP | Heat | EU | Energy demand | 0 | FEC
LT | TYNDP2026 | NT | 2050 | TWh | 460 | Sub_sector | Households | Surplus Energy | Households | Energetic | GAP | Biomass | EU | Energy demand | 0 | FEC
LT | TYNDP2026 | NT | 2050 | TWh | 461 | Sub_sector | Households | Surplus Energy | Households | Energetic | GAP | Solids | EU | Energy demand | 0 | FEC
LT | TYNDP2026 | NT | 2050 | TWh | 462 | Sub_sector | Households | Surplus Energy | Households | Energetic | GAP | Liquids | EU | Energy demand | 0 | FEC
LT | TYNDP2026 | NT | 2050 | TWh | 463 | Sub_sector | Households | Surplus Energy | Households | Energetic | GAP | Others | EU | Energy demand | 0 | FEC
LT | TYNDP2026 | NT | 2050 | TWh | 464 | Sub_sector | Households | Surplus Energy | Households | Energetic | GAP | Ammonia | EU | Energy demand | 0 | FEC
LT | TYNDP2026 | HEV | 2035 | TWh | 102 | Sub_sector | Industry | Aluminium | Industry (aluminium) | Energetic | industry_aluminium_demand_electricity_energetic | Electricity | EU | Energy demand | 0 | FEC
LT | TYNDP2026 | HEV | 2035 | TWh | 103 | Sub_sector | Industry | Aluminium | Industry (aluminium) | Energetic | industry_aluminium_demand_hydrogen_energetic | Hydrogen | EU | Energy demand | 0 | FEC
LT | TYNDP2026 | HEV | 2035 | TWh | 104 | Sub_sector | Industry | Aluminium | Industry (aluminium) | Energetic | industry_aluminium_demand_methane_energetic | Methane | EU | Energy demand | 0 | FEC
LT | TYNDP2026 | HEV | 2035 | TWh | 105 | Sub_sector | Industry | Aluminium | Industry (aluminium) | Energetic | industry_aluminium_demand_heat_energetic | Heat | EU | Energy demand | 0 | FEC
LT | TYNDP2026 | HEV | 2035 | TWh | 106 | Sub_sector | Industry | Aluminium | Industry (aluminium) | Energetic | industry_aluminium_demand_biomass_energetic | Biomass | EU | Energy demand | 0 | FEC
LT | TYNDP2026 | HEV | 2035 | TWh | 107 | Sub_sector | Industry | Aluminium | Industry (aluminium) | Energetic | industry_aluminium_demand_coal_energetic | Solids | EU | Energy demand | 0 | FEC
LT | TYNDP2026 | HEV | 2035 | TWh | 108 | Sub_sector | Industry | Aluminium | Industry (aluminium) | Energetic | industry_aluminium_demand_oil_energetic | Liquids | EU | Energy demand | 0 | FEC
LT | TYNDP2026 | HEV | 2035 | TWh | 109 | Sub_sector | Industry | Aluminium | Industry (aluminium) | Energetic | industry_aluminium_demand_others_energetic | Others | EU | Energy demand | 0 | FEC
LT | TYNDP2026 | HEV | 2035 | TWh | 110 | Sub_sector | Industry | Aluminium | Industry (aluminium) | Energetic | industry_ammonia_demand_others_energetic | Ammonia | EU | Energy demand | 0 | FEC
LT | TYNDP2026 | HEV | 2035 | TWh | 112 | Sub_sector | Industry | Chemicals | Industry (chemicals, energetic) | Energetic | industry_chemical_demand_electricity_energetic | Electricity | EU | Energy demand | 0.99457 | FEC
LT | TYNDP2026 | HEV | 2035 | TWh | 113 | Sub_sector | Industry | Chemicals | Industry (chemicals, energetic) | Energetic | industry_chemical_demand_hydrogen_energetic | Hydrogen | EU | Energy demand | 0.87756 | FEC
LT | TYNDP2026 | HEV | 2035 | TWh | 114 | Sub_sector | Industry | Chemicals | Industry (chemicals, energetic) | Energetic | industry_chemical_demand_methane_energetic | Methane | EU | Energy demand | 0.7534 | FEC
LT | TYNDP2026 | HEV | 2035 | TWh | 115 | Sub_sector | Industry | Chemicals | Industry (chemicals, energetic) | Energetic | industry_chemical_demand_heat_energetic | Heat | EU | Energy demand | 1.06 | FEC
LT | TYNDP2026 | HEV | 2035 | TWh | 116 | Sub_sector | Industry | Chemicals | Industry (chemicals, energetic) | Energetic | industry_chemical_demand_biomass_energetic | Biomass | EU | Energy demand | 0 | FEC
LT | TYNDP2026 | HEV | 2035 | TWh | 117 | Sub_sector | Industry | Chemicals | Industry (chemicals, energetic) | Energetic | industry_chemical_demand_coal_energetic | Solids | EU | Energy demand | 0 | FEC
LT | TYNDP2026 | HEV | 2035 | TWh | 118 | Sub_sector | Industry | Chemicals | Industry (chemicals, energetic) | Energetic | industry_chemical_demand_oil_energetic | Liquids | EU | Energy demand | 0 | FEC
LT | TYNDP2026 | HEV | 2035 | TWh | 119 | Sub_sector | Industry | Chemicals | Industry (chemicals, energetic) | Energetic | industry_chemical_demand_others_energetic | Others | EU | Energy demand | 0 | FEC
LT | TYNDP2026 | HEV | 2035 | TWh | 120 | Sub_sector | Industry | Chemicals | Industry (chemicals, energetic) | Energetic | industry_chemical_demand_ammonia_energetic | Ammonia | EU | Energy demand | 0 | FEC
LT | TYNDP2026 | HEV | 2035 | TWh | 122 | Sub_sector | Industry | Chemicals | Industry (chemicals, non-energetic) | Non-energetic | industry_chemical_demand_electricity_non_energetic | Electricity | EU | Energy demand | 0 | not_included_in_FEC
LT | TYNDP2026 | HEV | 2035 | TWh | 123 | Sub_sector | Industry | Chemicals | Industry (chemicals, non-energetic) | Non-energetic | industry_chemical_demand_hydrogen_non_energetic | Hydrogen | EU | Energy demand | 1.2168 | not_included_in_FEC
LT | TYNDP2026 | HEV | 2035 | TWh | 124 | Sub_sector | Industry | Chemicals | Industry (chemicals, non-energetic) | Non-energetic | industry_chemical_demand_methane_non_energetic | Methane | EU | Energy demand | 5.2728 | not_included_in_FEC
LT | TYNDP2026 | HEV | 2035 | TWh | 125 | Sub_sector | Industry | Chemicals | Industry (chemicals, non-energetic) | Non-energetic | industry_chemical_demand_heat_non_energetic | Heat | EU | Energy demand | 0 | not_included_in_FEC
LT | TYNDP2026 | HEV | 2035 | TWh | 126 | Sub_sector | Industry | Chemicals | Industry (chemicals, non-energetic) | Non-energetic | industry_chemical_demand_biomass_non_energetic | Biomass | EU | Energy demand | 0.81121 | not_included_in_FEC
LT | TYNDP2026 | HEV | 2035 | TWh | 127 | Sub_sector | Industry | Chemicals | Industry (chemicals, non-energetic) | Non-energetic | industry_chemical_demand_coal_non_energetic | Solids | EU | Energy demand | 0 | not_included_in_FEC
LT | TYNDP2026 | HEV | 2035 | TWh | 128 | Sub_sector | Industry | Chemicals | Industry (chemicals, non-energetic) | Non-energetic | industry_chemical_demand_oil_non_energetic | Liquids | EU | Energy demand | 0.81121 | not_included_in_FEC
LT | TYNDP2026 | HEV | 2035 | TWh | 129 | Sub_sector | Industry | Chemicals | Industry (chemicals, non-energetic) | Non-energetic | industry_chemical_demand_others_non_energetic | Others | EU | Energy demand | 0 | not_included_in_FEC
LT | TYNDP2026 | HEV | 2035 | TWh | 130 | Sub_sector | Industry | Chemicals | Industry (chemicals, non-energetic) | Non-energetic | industry_chemical_demand_ammonia_non_energetic | Ammonia | EU | Energy demand | 0 | not_included_in_FEC
LT | TYNDP2026 | HEV | 2035 | TWh | 132 | Sub_sector | Industry | Fertilizers | Industry (fertilizers, energetic) | Energetic | industry_fertilizers_demand_electricity_energetic | Electricity | EU | Energy demand | 0.41028 | FEC
LT | TYNDP2026 | HEV | 2035 | TWh | 133 | Sub_sector | Industry | Fertilizers | Industry (fertilizers, energetic) | Energetic | industry_fertilizers_demand_hydrogen_energetic | Hydrogen | EU | Energy demand | 0.63193 | FEC
LT | TYNDP2026 | HEV | 2035 | TWh | 134 | Sub_sector | Industry | Fertilizers | Industry (fertilizers, energetic) | Energetic | industry_fertilizers_demand_methane_energetic | Methane | EU | Energy demand | 1.0208 | FEC
LT | TYNDP2026 | HEV | 2035 | TWh | 135 | Sub_sector | Industry | Fertilizers | Industry (fertilizers, energetic) | Energetic | industry_fertilizers_demand_heat_energetic | Heat | EU | Energy demand | 0 | FEC
LT | TYNDP2026 | HEV | 2035 | TWh | 136 | Sub_sector | Industry | Fertilizers | Industry (fertilizers, energetic) | Energetic | industry_fertilizers_demand_biomass_energetic | Biomass | EU | Energy demand | 0 | FEC
LT | TYNDP2026 | HEV | 2035 | TWh | 137 | Sub_sector | Industry | Fertilizers | Industry (fertilizers, energetic) | Energetic | industry_fertilizers_demand_coal_energetic | Solids | EU | Energy demand | 0 | FEC
LT | TYNDP2026 | HEV | 2035 | TWh | 138 | Sub_sector | Industry | Fertilizers | Industry (fertilizers, energetic) | Energetic | industry_fertilizers_demand_oil_energetic | Liquids | EU | Energy demand | 0.31626 | FEC
LT | TYNDP2026 | HEV | 2035 | TWh | 139 | Sub_sector | Industry | Fertilizers | Industry (fertilizers, energetic) | Energetic | industry_fertilizers_demand_others_energetic | Others | EU | Energy demand | 0 | FEC
LT | TYNDP2026 | HEV | 2035 | TWh | 140 | Sub_sector | Industry | Fertilizers | Industry (fertilizers, energetic) | Energetic | industry_fertilizers_demand_ammonia_energetic | Ammonia | EU | Energy demand | 0 | FEC
LT | TYNDP2026 | HEV | 2035 | TWh | 142 | Sub_sector | Industry | Fertilizers | Industry (fertilizers, non-energetic) | Non-energetic | industry_fertilizers_demand_electricity_non_energetic | Electricity | EU | Energy demand | 0 | not_included_in_FEC
LT | TYNDP2026 | HEV | 2035 | TWh | 143 | Sub_sector | Industry | Fertilizers | Industry (fertilizers, non-energetic) | Non-energetic | industry_fertilizers_demand_hydrogen_non_energetic | Hydrogen | EU | Energy demand | 2.3366 | not_included_in_FEC
LT | TYNDP2026 | HEV | 2035 | TWh | 144 | Sub_sector | Industry | Fertilizers | Industry (fertilizers, non-energetic) | Non-energetic | industry_fertilizers_demand_methane_non_energetic | Methane | EU | Energy demand | 6.2521 | not_included_in_FEC
LT | TYNDP2026 | HEV | 2035 | TWh | 145 | Sub_sector | Industry | Fertilizers | Industry (fertilizers, non-energetic) | Non-energetic | industry_fertilizers_demand_heat_non_energetic | Heat | EU | Energy demand | 0 | not_included_in_FEC
LT | TYNDP2026 | HEV | 2035 | TWh | 146 | Sub_sector | Industry | Fertilizers | Industry (fertilizers, non-energetic) | Non-energetic | industry_fertilizers_demand_biomass_non_energetic | Biomass | EU | Energy demand | 0 | not_included_in_FEC
LT | TYNDP2026 | HEV | 2035 | TWh | 147 | Sub_sector | Industry | Fertilizers | Industry (fertilizers, non-energetic) | Non-energetic | industry_fertilizers_demand_coal_non_energetic | Solids | EU | Energy demand | 0 | not_included_in_FEC
LT | TYNDP2026 | HEV | 2035 | TWh | 148 | Sub_sector | Industry | Fertilizers | Industry (fertilizers, non-energetic) | Non-energetic | industry_fertilizers_demand_oil_non_energetic | Liquids | EU | Energy demand | 0 | not_included_in_FEC
LT | TYNDP2026 | HEV | 2035 | TWh | 149 | Sub_sector | Industry | Fertilizers | Industry (fertilizers, non-energetic) | Non-energetic | industry_fertilizers_demand_others_non_energetic | Others | EU | Energy demand | 0 | not_included_in_FEC
LT | TYNDP2026 | HEV | 2035 | TWh | 150 | Sub_sector | Industry | Fertilizers | Industry (fertilizers, non-energetic) | Non-energetic | industry_fertilizers_demand_ammonia_non_energetic | Ammonia | EU | Energy demand | 0 | not_included_in_FEC
LT | TYNDP2026 | HEV | 2035 | TWh | 152 | Sub_sector | Industry | Food | Industry (food) | Energetic | industry_food_demand_electricity_energetic | Electricity | EU | Energy demand | 1.6664 | FEC
LT | TYNDP2026 | HEV | 2035 | TWh | 153 | Sub_sector | Industry | Food | Industry (food) | Energetic | industry_food_demand_hydrogen_energetic | Hydrogen | EU | Energy demand | 0.047075 | FEC
LT | TYNDP2026 | HEV | 2035 | TWh | 154 | Sub_sector | Industry | Food | Industry (food) | Energetic | industry_food_demand_methane_energetic | Methane | EU | Energy demand | 0.74039 | FEC
LT | TYNDP2026 | HEV | 2035 | TWh | 155 | Sub_sector | Industry | Food | Industry (food) | Energetic | industry_food_demand_heat_energetic | Heat | EU | Energy demand | 0.10135 | FEC
LT | TYNDP2026 | HEV | 2035 | TWh | 156 | Sub_sector | Industry | Food | Industry (food) | Energetic | industry_food_demand_biomass_energetic | Biomass | EU | Energy demand | 0.4223 | FEC
LT | TYNDP2026 | HEV | 2035 | TWh | 157 | Sub_sector | Industry | Food | Industry (food) | Energetic | industry_food_demand_coal_energetic | Solids | EU | Energy demand | 0 | FEC
LT | TYNDP2026 | HEV | 2035 | TWh | 158 | Sub_sector | Industry | Food | Industry (food) | Energetic | industry_food_demand_oil_energetic | Liquids | EU | Energy demand | 0 | FEC
LT | TYNDP2026 | HEV | 2035 | TWh | 159 | Sub_sector | Industry | Food | Industry (food) | Energetic | industry_food_demand_others_energetic | Others | EU | Energy demand | 0 | FEC
LT | TYNDP2026 | HEV | 2035 | TWh | 160 | Sub_sector | Industry | Food | Industry (food) | Energetic | industry_food_demand_ammonia_energetic | Ammonia | EU | Energy demand | 0 | FEC
LT | TYNDP2026 | HEV | 2035 | TWh | 162 | Sub_sector | Industry | Metals | Industry (metal) | Energetic | industry_metal_demand_electricity_energetic | Electricity | EU | Energy demand | 0 | FEC
LT | TYNDP2026 | HEV | 2035 | TWh | 163 | Sub_sector | Industry | Metals | Industry (metal) | Energetic | industry_metal_demand_hydrogen_energetic | Hydrogen | EU | Energy demand | 0 | FEC
LT | TYNDP2026 | HEV | 2035 | TWh | 164 | Sub_sector | Industry | Metals | Industry (metal) | Energetic | industry_metal_demand_methane_energetic | Methane | EU | Energy demand | 0 | FEC
LT | TYNDP2026 | HEV | 2035 | TWh | 165 | Sub_sector | Industry | Metals | Industry (metal) | Energetic | industry_metal_demand_heat_energetic | Heat | EU | Energy demand | 0 | FEC
LT | TYNDP2026 | HEV | 2035 | TWh | 166 | Sub_sector | Industry | Metals | Industry (metal) | Energetic | industry_metal_demand_biomass_energetic | Biomass | EU | Energy demand | 0 | FEC
LT | TYNDP2026 | HEV | 2035 | TWh | 167 | Sub_sector | Industry | Metals | Industry (metal) | Energetic | industry_metal_demand_coal_energetic | Solids | EU | Energy demand | 0 | FEC
LT | TYNDP2026 | HEV | 2035 | TWh | 168 | Sub_sector | Industry | Metals | Industry (metal) | Energetic | industry_metal_demand_oil_energetic | Liquids | EU | Energy demand | 0 | FEC
LT | TYNDP2026 | HEV | 2035 | TWh | 169 | Sub_sector | Industry | Metals | Industry (metal) | Energetic | industry_metal_demand_others_energetic | Others | EU | Energy demand | 0 | FEC
LT | TYNDP2026 | HEV | 2035 | TWh | 170 | Sub_sector | Industry | Metals | Industry (metal) | Energetic | industry_metal_demand_ammonia_energetic | Ammonia | EU | Energy demand | 0 | FEC
LT | TYNDP2026 | HEV | 2035 | TWh | 172 | Sub_sector | Industry | Others | Industry (other, energetic) | Energetic | industry_other_demand_electricity_energetic | Electricity | EU | Energy demand | 4.8376 | FEC
LT | TYNDP2026 | HEV | 2035 | TWh | 173 | Sub_sector | Industry | Others | Industry (other, energetic) | Energetic | industry_other_demand_hydrogen_energetic | Hydrogen | EU | Energy demand | 0.21101 | FEC
LT | TYNDP2026 | HEV | 2035 | TWh | 174 | Sub_sector | Industry | Others | Industry (other, energetic) | Energetic | industry_other_demand_methane_energetic | Methane | EU | Energy demand | 1.0693 | FEC
LT | TYNDP2026 | HEV | 2035 | TWh | 175 | Sub_sector | Industry | Others | Industry (other, energetic) | Energetic | industry_other_demand_heat_energetic | Heat | EU | Energy demand | 0 | FEC
LT | TYNDP2026 | HEV | 2035 | TWh | 176 | Sub_sector | Industry | Others | Industry (other, energetic) | Energetic | industry_other_demand_biomass_energetic | Biomass | EU | Energy demand | 1.6826 | FEC
LT | TYNDP2026 | HEV | 2035 | TWh | 177 | Sub_sector | Industry | Others | Industry (other, energetic) | Energetic | industry_other_demand_coal_energetic | Solids | EU | Energy demand | 0 | FEC
LT | TYNDP2026 | HEV | 2035 | TWh | 178 | Sub_sector | Industry | Others | Industry (other, energetic) | Energetic | industry_other_demand_oil_energetic | Liquids | EU | Energy demand | 0.6126 | FEC
LT | TYNDP2026 | HEV | 2035 | TWh | 179 | Sub_sector | Industry | Others | Industry (other, energetic) | Energetic | industry_other_demand_others_energetic | Others | EU | Energy demand | 0 | FEC
LT | TYNDP2026 | HEV | 2035 | TWh | 180 | Sub_sector | Industry | Others | Industry (other, energetic) | Energetic | industry_other_demand_ammonia_energetic | Ammonia | EU | Energy demand | 0 | FEC
LT | TYNDP2026 | HEV | 2035 | TWh | 182 | Sub_sector | Industry | Others | Industry (other, non-energetic) | Non-energetic | industry_other_demand_electricity_non_energetic | Electricity | EU | Energy demand | 0 | not_included_in_FEC
LT | TYNDP2026 | HEV | 2035 | TWh | 183 | Sub_sector | Industry | Others | Industry (other, non-energetic) | Non-energetic | industry_other_demand_hydrogen_non_energetic | Hydrogen | EU | Energy demand | 0.10583 | not_included_in_FEC
LT | TYNDP2026 | HEV | 2035 | TWh | 184 | Sub_sector | Industry | Others | Industry (other, non-energetic) | Non-energetic | industry_other_demand_methane_non_energetic | Methane | EU | Energy demand | 0 | not_included_in_FEC
LT | TYNDP2026 | HEV | 2035 | TWh | 185 | Sub_sector | Industry | Others | Industry (other, non-energetic) | Non-energetic | industry_other_demand_heat_non_energetic | Heat | EU | Energy demand | 0 | not_included_in_FEC
LT | TYNDP2026 | HEV | 2035 | TWh | 186 | Sub_sector | Industry | Others | Industry (other, non-energetic) | Non-energetic | industry_other_demand_biomass_non_energetic | Biomass | EU | Energy demand | 0 | not_included_in_FEC
LT | TYNDP2026 | HEV | 2035 | TWh | 187 | Sub_sector | Industry | Others | Industry (other, non-energetic) | Non-energetic | industry_other_demand_coal_non_energetic | Solids | EU | Energy demand | 0 | not_included_in_FEC
LT | TYNDP2026 | HEV | 2035 | TWh | 188 | Sub_sector | Industry | Others | Industry (other, non-energetic) | Non-energetic | industry_other_demand_oil_non_energetic | Liquids | EU | Energy demand | 2.0108 | not_included_in_FEC
LT | TYNDP2026 | HEV | 2035 | TWh | 189 | Sub_sector | Industry | Others | Industry (other, non-energetic) | Non-energetic | industry_other_demand_others_non_energetic | Others | EU | Energy demand | 0 | not_included_in_FEC
LT | TYNDP2026 | HEV | 2035 | TWh | 190 | Sub_sector | Industry | Others | Industry (other, non-energetic) | Non-energetic | industry_other_demand_ammonia_non_energetic | Ammonia | EU | Energy demand | 0 | not_included_in_FEC
LT | TYNDP2026 | HEV | 2035 | TWh | 192 | Sub_sector | Industry | Paper | Industry (paper) | Energetic | industry_paper_demand_electricity_energetic | Electricity | EU | Energy demand | 0.49602 | FEC
LT | TYNDP2026 | HEV | 2035 | TWh | 193 | Sub_sector | Industry | Paper | Industry (paper) | Energetic | industry_paper_demand_hydrogen_energetic | Hydrogen | EU | Energy demand | 0.014293 | FEC
LT | TYNDP2026 | HEV | 2035 | TWh | 194 | Sub_sector | Industry | Paper | Industry (paper) | Energetic | industry_paper_demand_methane_energetic | Methane | EU | Energy demand | 0.21234 | FEC
LT | TYNDP2026 | HEV | 2035 | TWh | 195 | Sub_sector | Industry | Paper | Industry (paper) | Energetic | industry_paper_demand_heat_energetic | Heat | EU | Energy demand | 0 | FEC
LT | TYNDP2026 | HEV | 2035 | TWh | 196 | Sub_sector | Industry | Paper | Industry (paper) | Energetic | industry_paper_demand_biomass_energetic | Biomass | EU | Energy demand | 0.12822 | FEC
LT | TYNDP2026 | HEV | 2035 | TWh | 197 | Sub_sector | Industry | Paper | Industry (paper) | Energetic | industry_paper_demand_coal_energetic | Solids | EU | Energy demand | 0 | FEC
LT | TYNDP2026 | HEV | 2035 | TWh | 198 | Sub_sector | Industry | Paper | Industry (paper) | Energetic | industry_paper_demand_oil_energetic | Liquids | EU | Energy demand | 0 | FEC
LT | TYNDP2026 | HEV | 2035 | TWh | 199 | Sub_sector | Industry | Paper | Industry (paper) | Energetic | industry_paper_demand_others_energetic | Others | EU | Energy demand | 0 | FEC
LT | TYNDP2026 | HEV | 2035 | TWh | 200 | Sub_sector | Industry | Paper | Industry (paper) | Energetic | industry_paper_demand_ammonia_energetic | Ammonia | EU | Energy demand | 0 | FEC
LT | TYNDP2026 | HEV | 2035 | TWh | 202 | Sub_sector | Industry | Refineries | Industry (refineries, energetic) | Energetic | industry_refinery_demand_electricity_energetic | Electricity | EU | Energy demand | 0.60181 | not_included_in_FEC
LT | TYNDP2026 | HEV | 2035 | TWh | 203 | Sub_sector | Industry | Refineries | Industry (refineries, energetic) | Energetic | industry_refinery_demand_hydrogen_energetic | Hydrogen | EU | Energy demand | 1.0929 | not_included_in_FEC
LT | TYNDP2026 | HEV | 2035 | TWh | 204 | Sub_sector | Industry | Refineries | Industry (refineries, energetic) | Energetic | industry_refinery_demand_methane_energetic | Methane | EU | Energy demand | 1.4175 | not_included_in_FEC
LT | TYNDP2026 | HEV | 2035 | TWh | 205 | Sub_sector | Industry | Refineries | Industry (refineries, energetic) | Energetic | industry_refinery_demand_heat_energetic | Heat | EU | Energy demand | 0 | not_included_in_FEC
LT | TYNDP2026 | HEV | 2035 | TWh | 206 | Sub_sector | Industry | Refineries | Industry (refineries, energetic) | Energetic | industry_refinery_demand_biomass_energetic | Biomass | EU | Energy demand | 0.55007 | not_included_in_FEC
LT | TYNDP2026 | HEV | 2035 | TWh | 207 | Sub_sector | Industry | Refineries | Industry (refineries, energetic) | Energetic | industry_refinery_demand_coal_energetic | Solids | EU | Energy demand | 0 | not_included_in_FEC
LT | TYNDP2026 | HEV | 2035 | TWh | 208 | Sub_sector | Industry | Refineries | Industry (refineries, energetic) | Energetic | industry_refinery_demand_oil_energetic | Liquids | EU | Energy demand | 2.0495 | not_included_in_FEC
LT | TYNDP2026 | HEV | 2035 | TWh | 209 | Sub_sector | Industry | Refineries | Industry (refineries, energetic) | Energetic | industry_refinery_demand_others_energetic | Others | EU | Energy demand | 0 | not_included_in_FEC
LT | TYNDP2026 | HEV | 2035 | TWh | 210 | Sub_sector | Industry | Refineries | Industry (refineries, energetic) | Energetic | industry_refinery_demand_ammonia_energetic | Ammonia | EU | Energy demand | 0 | not_included_in_FEC
LT | TYNDP2026 | HEV | 2035 | TWh | 212 | Sub_sector | Industry | Refineries | Industry (refineries, non-energetic) | Non-energetic | industry_refinery_demand_electricity_non_energetic | Electricity | EU | Energy demand | 0 | not_included_in_FEC
LT | TYNDP2026 | HEV | 2035 | TWh | 213 | Sub_sector | Industry | Refineries | Industry (refineries, non-energetic) | Non-energetic | industry_refinery_demand_hydrogen_non_energetic | Hydrogen | EU | Energy demand | 0 | not_included_in_FEC
LT | TYNDP2026 | HEV | 2035 | TWh | 214 | Sub_sector | Industry | Refineries | Industry (refineries, non-energetic) | Non-energetic | industry_refinery_demand_methane_non_energetic | Methane | EU | Energy demand | 0 | not_included_in_FEC
LT | TYNDP2026 | HEV | 2035 | TWh | 215 | Sub_sector | Industry | Refineries | Industry (refineries, non-energetic) | Non-energetic | industry_refinery_demand_heat_non_energetic | Heat | EU | Energy demand | 0 | not_included_in_FEC
LT | TYNDP2026 | HEV | 2035 | TWh | 216 | Sub_sector | Industry | Refineries | Industry (refineries, non-energetic) | Non-energetic | industry_refinery_demand_biomass_non_energetic | Biomass | EU | Energy demand | 0 | not_included_in_FEC
LT | TYNDP2026 | HEV | 2035 | TWh | 217 | Sub_sector | Industry | Refineries | Industry (refineries, non-energetic) | Non-energetic | industry_refinery_demand_coal_non_energetic | Solids | EU | Energy demand | 0 | not_included_in_FEC
LT | TYNDP2026 | HEV | 2035 | TWh | 218 | Sub_sector | Industry | Refineries | Industry (refineries, non-energetic) | Non-energetic | industry_refinery_demand_oil_non_energetic | Liquids | EU | Energy demand | 0 | not_included_in_FEC
LT | TYNDP2026 | HEV | 2035 | TWh | 219 | Sub_sector | Industry | Refineries | Industry (refineries, non-energetic) | Non-energetic | industry_refinery_demand_others_non_energetic | Others | EU | Energy demand | 0 | not_included_in_FEC
LT | TYNDP2026 | HEV | 2035 | TWh | 220 | Sub_sector | Industry | Refineries | Industry (refineries, non-energetic) | Non-energetic | industry_refinery_demand_ammonia_non_energetic | Ammonia | EU | Energy demand | 0 | not_included_in_FEC
LT | TYNDP2026 | HEV | 2035 | TWh | 222 | Sub_sector | Industry | Steel | Industry (steel) | Energetic | industry_steel_demand_electricity_energetic | Electricity | EU | Energy demand | 0 | FEC
LT | TYNDP2026 | HEV | 2035 | TWh | 223 | Sub_sector | Industry | Steel | Industry (steel) | Energetic | industry_steel_demand_hydrogen_energetic | Hydrogen | EU | Energy demand | 0 | FEC
LT | TYNDP2026 | HEV | 2035 | TWh | 224 | Sub_sector | Industry | Steel | Industry (steel) | Energetic | industry_steel_demand_methane_energetic | Methane | EU | Energy demand | 0 | FEC
LT | TYNDP2026 | HEV | 2035 | TWh | 225 | Sub_sector | Industry | Steel | Industry (steel) | Energetic | industry_steel_demand_heat_energetic | Heat | EU | Energy demand | 0 | FEC
LT | TYNDP2026 | HEV | 2035 | TWh | 226 | Sub_sector | Industry | Steel | Industry (steel) | Energetic | industry_steel_demand_biomass_energetic | Biomass | EU | Energy demand | 0 | FEC
LT | TYNDP2026 | HEV | 2035 | TWh | 227 | Sub_sector | Industry | Steel | Industry (steel) | Energetic | industry_steel_demand_coal_energetic | Solids | EU | Energy demand | 0 | FEC
LT | TYNDP2026 | HEV | 2035 | TWh | 228 | Sub_sector | Industry | Steel | Industry (steel) | Energetic | industry_steel_demand_oil_energetic | Liquids | EU | Energy demand | 0 | FEC
LT | TYNDP2026 | HEV | 2035 | TWh | 229 | Sub_sector | Industry | Steel | Industry (steel) | Energetic | industry_steel_demand_others_energetic | Others | EU | Energy demand | 0 | FEC
LT | TYNDP2026 | HEV | 2035 | TWh | 230 | Sub_sector | Industry | Steel | Industry (steel) | Energetic | industry_steel_demand_ammonia_energetic | Ammonia | EU | Energy demand | 0 | FEC
LT | TYNDP2026 | HEV | 2035 | TWh | 232 | Sub_sector | Transport | Cars | Transport (cars) | Energetic | transport_cars_final_demand_electricity | Electricity | EU | Energy demand | 1.6655 | FEC
LT | TYNDP2026 | HEV | 2035 | TWh | 233 | Sub_sector | Transport | Cars | Transport (cars) | Energetic | transport_cars_final_demand_hydrogen | Hydrogen | EU | Energy demand | 0 | FEC
LT | TYNDP2026 | HEV | 2035 | TWh | 234 | Sub_sector | Transport | Cars | Transport (cars) | Energetic | transport_cars_final_demand_methane | Methane | EU | Energy demand | 0 | FEC
LT | TYNDP2026 | HEV | 2035 | TWh | 235 | Sub_sector | Transport | Cars | Transport (cars) | Energetic | transport_cars_final_demand_heat | Heat | EU | Energy demand | 0 | FEC
LT | TYNDP2026 | HEV | 2035 | TWh | 236 | Sub_sector | Transport | Cars | Transport (cars) | Energetic | transport_cars_final_demand_biomass | Biomass | EU | Energy demand | 0 | FEC
LT | TYNDP2026 | HEV | 2035 | TWh | 237 | Sub_sector | Transport | Cars | Transport (cars) | Energetic | transport_cars_final_demand_coal | Solids | EU | Energy demand | 0 | FEC
LT | TYNDP2026 | HEV | 2035 | TWh | 238 | Sub_sector | Transport | Cars | Transport (cars) | Energetic | transport_cars_final_demand_oil | Liquids | EU | Energy demand | 6.5604 | FEC
LT | TYNDP2026 | HEV | 2035 | TWh | 239 | Sub_sector | Transport | Cars | Transport (cars) | Energetic | transport_cars_final_demand_other | Others | EU | Energy demand | 0 | FEC
LT | TYNDP2026 | HEV | 2035 | TWh | 240 | Sub_sector | Transport | Cars | Transport (cars) | Energetic | transport_cars_final_demand_ammonia | Ammonia | EU | Energy demand | 0 | FEC
LT | TYNDP2026 | HEV | 2035 | TWh | 242 | Sub_sector | Transport | Busses | Transport (busses) | Energetic | transport_busses_final_demand_electricity | Electricity | EU | Energy demand | 0.068867 | FEC
LT | TYNDP2026 | HEV | 2035 | TWh | 243 | Sub_sector | Transport | Busses | Transport (busses) | Energetic | transport_busses_final_demand_hydrogen | Hydrogen | EU | Energy demand | 0.04462 | FEC
LT | TYNDP2026 | HEV | 2035 | TWh | 244 | Sub_sector | Transport | Busses | Transport (busses) | Energetic | transport_busses_final_demand_methane | Methane | EU | Energy demand | 0.015232 | FEC
LT | TYNDP2026 | HEV | 2035 | TWh | 245 | Sub_sector | Transport | Busses | Transport (busses) | Energetic | transport_busses_final_demand_heat | Heat | EU | Energy demand | 0 | FEC
LT | TYNDP2026 | HEV | 2035 | TWh | 246 | Sub_sector | Transport | Busses | Transport (busses) | Energetic | transport_busses_final_demand_biomass | Biomass | EU | Energy demand | 0 | FEC
LT | TYNDP2026 | HEV | 2035 | TWh | 247 | Sub_sector | Transport | Busses | Transport (busses) | Energetic | transport_busses_final_demand_coal | Solids | EU | Energy demand | 0 | FEC
LT | TYNDP2026 | HEV | 2035 | TWh | 248 | Sub_sector | Transport | Busses | Transport (busses) | Energetic | transport_busses_final_demand_oil | Liquids | EU | Energy demand | 0.060409 | FEC
LT | TYNDP2026 | HEV | 2035 | TWh | 249 | Sub_sector | Transport | Busses | Transport (busses) | Energetic | transport_busses_final_demand_other | Others | EU | Energy demand | 0 | FEC
LT | TYNDP2026 | HEV | 2035 | TWh | 250 | Sub_sector | Transport | Busses | Transport (busses) | Energetic | transport_busses_final_demand_ammonia | Ammonia | EU | Energy demand | 0 | FEC
LT | TYNDP2026 | HEV | 2035 | TWh | 252 | Sub_sector | Transport | Trucks | Transport (trucks) | Energetic | transport_trucks_final_demand_electricity | Electricity | EU | Energy demand | 0.84801 | FEC
LT | TYNDP2026 | HEV | 2035 | TWh | 253 | Sub_sector | Transport | Trucks | Transport (trucks) | Energetic | transport_trucks_final_demand_hydrogen | Hydrogen | EU | Energy demand | 0.3647 | FEC
LT | TYNDP2026 | HEV | 2035 | TWh | 254 | Sub_sector | Transport | Trucks | Transport (trucks) | Energetic | transport_trucks_final_demand_methane | Methane | EU | Energy demand | 0 | FEC
LT | TYNDP2026 | HEV | 2035 | TWh | 255 | Sub_sector | Transport | Trucks | Transport (trucks) | Energetic | transport_trucks_final_demand_heat | Heat | EU | Energy demand | 0 | FEC
LT | TYNDP2026 | HEV | 2035 | TWh | 256 | Sub_sector | Transport | Trucks | Transport (trucks) | Energetic | transport_trucks_final_demand_biomass | Biomass | EU | Energy demand | 0 | FEC
LT | TYNDP2026 | HEV | 2035 | TWh | 257 | Sub_sector | Transport | Trucks | Transport (trucks) | Energetic | transport_trucks_final_demand_coal | Solids | EU | Energy demand | 0 | FEC
LT | TYNDP2026 | HEV | 2035 | TWh | 258 | Sub_sector | Transport | Trucks | Transport (trucks) | Energetic | transport_trucks_final_demand_oil | Liquids | EU | Energy demand | 2.7796 | FEC
LT | TYNDP2026 | HEV | 2035 | TWh | 259 | Sub_sector | Transport | Trucks | Transport (trucks) | Energetic | transport_trucks_final_demand_other | Others | EU | Energy demand | 0 | FEC
LT | TYNDP2026 | HEV | 2035 | TWh | 260 | Sub_sector | Transport | Trucks | Transport (trucks) | Energetic | transport_trucks_final_demand_ammonia | Ammonia | EU | Energy demand | 0 | FEC
LT | TYNDP2026 | HEV | 2035 | TWh | 262 | Sub_sector | Transport | Vans | Transport (vans) | Energetic | transport_vans_final_demand_electricity | Electricity | EU | Energy demand | 0.080605 | FEC
LT | TYNDP2026 | HEV | 2035 | TWh | 263 | Sub_sector | Transport | Vans | Transport (vans) | Energetic | transport_vans_final_demand_hydrogen | Hydrogen | EU | Energy demand | 0.044278 | FEC
LT | TYNDP2026 | HEV | 2035 | TWh | 264 | Sub_sector | Transport | Vans | Transport (vans) | Energetic | transport_vans_final_demand_methane | Methane | EU | Energy demand | 0 | FEC
LT | TYNDP2026 | HEV | 2035 | TWh | 265 | Sub_sector | Transport | Vans | Transport (vans) | Energetic | transport_vans_final_demand_heat | Heat | EU | Energy demand | 0 | FEC
LT | TYNDP2026 | HEV | 2035 | TWh | 266 | Sub_sector | Transport | Vans | Transport (vans) | Energetic | transport_vans_final_demand_biomass | Biomass | EU | Energy demand | 0 | FEC
LT | TYNDP2026 | HEV | 2035 | TWh | 267 | Sub_sector | Transport | Vans | Transport (vans) | Energetic | transport_vans_final_demand_coal | Solids | EU | Energy demand | 0 | FEC
LT | TYNDP2026 | HEV | 2035 | TWh | 268 | Sub_sector | Transport | Vans | Transport (vans) | Energetic | transport_vans_final_demand_oil | Liquids | EU | Energy demand | 0.39128 | FEC
LT | TYNDP2026 | HEV | 2035 | TWh | 269 | Sub_sector | Transport | Vans | Transport (vans) | Energetic | transport_vans_final_demand_other | Others | EU | Energy demand | 0 | FEC
LT | TYNDP2026 | HEV | 2035 | TWh | 270 | Sub_sector | Transport | Vans | Transport (vans) | Energetic | transport_vans_final_demand_ammonia | Ammonia | EU | Energy demand | 0 | FEC
LT | TYNDP2026 | HEV | 2035 | TWh | 272 | Sub_sector | Transport | Freight trains | Transport (trains) | Energetic | transport_trains_final_demand_electricity | Electricity | EU | Energy demand | 0.11397 | FEC
LT | TYNDP2026 | HEV | 2035 | TWh | 273 | Sub_sector | Transport | Freight trains | Transport (trains) | Energetic | transport_trains_final_demand_hydrogen | Hydrogen | EU | Energy demand | 0 | FEC
LT | TYNDP2026 | HEV | 2035 | TWh | 274 | Sub_sector | Transport | Freight trains | Transport (trains) | Energetic | transport_trains_final_demand_methane | Methane | EU | Energy demand | 0 | FEC
LT | TYNDP2026 | HEV | 2035 | TWh | 275 | Sub_sector | Transport | Freight trains | Transport (trains) | Energetic | transport_trains_final_demand_heat | Heat | EU | Energy demand | 0 | FEC
LT | TYNDP2026 | HEV | 2035 | TWh | 276 | Sub_sector | Transport | Freight trains | Transport (trains) | Energetic | transport_trains_final_demand_biomass | Biomass | EU | Energy demand | 0 | FEC
LT | TYNDP2026 | HEV | 2035 | TWh | 277 | Sub_sector | Transport | Freight trains | Transport (trains) | Energetic | transport_trains_final_demand_coal | Solids | EU | Energy demand | 0 | FEC
LT | TYNDP2026 | HEV | 2035 | TWh | 278 | Sub_sector | Transport | Freight trains | Transport (trains) | Energetic | transport_trains_final_demand_oil | Liquids | EU | Energy demand | 0.34434 | FEC
LT | TYNDP2026 | HEV | 2035 | TWh | 279 | Sub_sector | Transport | Freight trains | Transport (trains) | Energetic | transport_trains_final_demand_other | Others | EU | Energy demand | 0 | FEC
LT | TYNDP2026 | HEV | 2035 | TWh | 280 | Sub_sector | Transport | Freight trains | Transport (trains) | Energetic | transport_trains_final_demand_ammonia | Ammonia | EU | Energy demand | 0 | FEC
LT | TYNDP2026 | HEV | 2035 | TWh | 282 | Sub_sector | Transport | Ships | Transport (ships) | Energetic | transport_ships_final_demand_electricity | Electricity | EU | Energy demand | 0.0026573 | FEC
LT | TYNDP2026 | HEV | 2035 | TWh | 283 | Sub_sector | Transport | Ships | Transport (ships) | Energetic | transport_ships_final_demand_hydrogen | Hydrogen | EU | Energy demand | 0.0048885 | FEC
LT | TYNDP2026 | HEV | 2035 | TWh | 284 | Sub_sector | Transport | Ships | Transport (ships) | Energetic | transport_ships_final_demand_methane | Methane | EU | Energy demand | 0 | FEC
LT | TYNDP2026 | HEV | 2035 | TWh | 285 | Sub_sector | Transport | Ships | Transport (ships) | Energetic | transport_ships_final_demand_heat | Heat | EU | Energy demand | 0 | FEC
LT | TYNDP2026 | HEV | 2035 | TWh | 286 | Sub_sector | Transport | Ships | Transport (ships) | Energetic | transport_ships_final_demand_biomass | Biomass | EU | Energy demand | 0 | FEC
LT | TYNDP2026 | HEV | 2035 | TWh | 287 | Sub_sector | Transport | Ships | Transport (ships) | Energetic | transport_ships_final_demand_coal | Solids | EU | Energy demand | 0 | FEC
LT | TYNDP2026 | HEV | 2035 | TWh | 288 | Sub_sector | Transport | Ships | Transport (ships) | Energetic | transport_ships_final_demand_oil | Liquids | EU | Energy demand | 0.05082 | FEC
LT | TYNDP2026 | HEV | 2035 | TWh | 289 | Sub_sector | Transport | Ships | Transport (ships) | Energetic | transport_ships_final_demand_other | Others | EU | Energy demand | 0 | FEC
LT | TYNDP2026 | HEV | 2035 | TWh | 290 | Sub_sector | Transport | Ships | Transport (ships) | Energetic | transport_ships_final_demand_ammonia | Ammonia | EU | Energy demand | 0.0060378 | FEC
LT | TYNDP2026 | HEV | 2035 | TWh | 292 | Sub_sector | Transport | Planes | Transport (planes) | Energetic | transport_planes_final_demand_electricity | Electricity | EU | Energy demand | 0 | FEC
LT | TYNDP2026 | HEV | 2035 | TWh | 293 | Sub_sector | Transport | Planes | Transport (planes) | Energetic | transport_planes_final_demand_hydrogen | Hydrogen | EU | Energy demand | 0 | FEC
LT | TYNDP2026 | HEV | 2035 | TWh | 294 | Sub_sector | Transport | Planes | Transport (planes) | Energetic | transport_planes_final_demand_methane | Methane | EU | Energy demand | 0 | FEC
LT | TYNDP2026 | HEV | 2035 | TWh | 295 | Sub_sector | Transport | Planes | Transport (planes) | Energetic | transport_planes_final_demand_heat | Heat | EU | Energy demand | 0 | FEC
LT | TYNDP2026 | HEV | 2035 | TWh | 296 | Sub_sector | Transport | Planes | Transport (planes) | Energetic | transport_planes_final_demand_biomass | Biomass | EU | Energy demand | 0 | FEC
LT | TYNDP2026 | HEV | 2035 | TWh | 297 | Sub_sector | Transport | Planes | Transport (planes) | Energetic | transport_planes_final_demand_coal | Solids | EU | Energy demand | 0 | FEC
LT | TYNDP2026 | HEV | 2035 | TWh | 298 | Sub_sector | Transport | Planes | Transport (planes) | Energetic | transport_planes_final_demand_oil | Liquids | EU | Energy demand | 0.0050931 | FEC
LT | TYNDP2026 | HEV | 2035 | TWh | 299 | Sub_sector | Transport | Planes | Transport (planes) | Energetic | transport_planes_final_demand_other | Others | EU | Energy demand | 0 | FEC
LT | TYNDP2026 | HEV | 2035 | TWh | 300 | Sub_sector | Transport | Planes | Transport (planes) | Energetic | transport_planes_final_demand_ammonia | Ammonia | EU | Energy demand | 0 | FEC
LT | TYNDP2026 | HEV | 2035 | TWh | 302 | Sub_sector | Transport | Others | Transport (others) | Energetic | transport_other_final_demand_electricity | Electricity | EU | Energy demand | 0.0037812 | FEC
LT | TYNDP2026 | HEV | 2035 | TWh | 303 | Sub_sector | Transport | Others | Transport (others) | Energetic | transport_other_final_demand_hydrogen | Hydrogen | EU | Energy demand | 0 | FEC
LT | TYNDP2026 | HEV | 2035 | TWh | 304 | Sub_sector | Transport | Others | Transport (others) | Energetic | transport_other_final_demand_methane | Methane | EU | Energy demand | 0 | FEC
LT | TYNDP2026 | HEV | 2035 | TWh | 305 | Sub_sector | Transport | Others | Transport (others) | Energetic | transport_other_final_demand_heat | Heat | EU | Energy demand | 0 | FEC
LT | TYNDP2026 | HEV | 2035 | TWh | 306 | Sub_sector | Transport | Others | Transport (others) | Energetic | transport_other_final_demand_biomass | Biomass | EU | Energy demand | 0 | FEC
LT | TYNDP2026 | HEV | 2035 | TWh | 307 | Sub_sector | Transport | Others | Transport (others) | Energetic | transport_other_final_demand_coal | Solids | EU | Energy demand | 0 | FEC
LT | TYNDP2026 | HEV | 2035 | TWh | 308 | Sub_sector | Transport | Others | Transport (others) | Energetic | transport_other_final_demand_oil | Liquids | EU | Energy demand | 0.016303 | FEC
LT | TYNDP2026 | HEV | 2035 | TWh | 309 | Sub_sector | Transport | Others | Transport (others) | Energetic | transport_other_final_demand_other | Others | EU | Energy demand | 0 | FEC
LT | TYNDP2026 | HEV | 2035 | TWh | 310 | Sub_sector | Transport | Others | Transport (others) | Energetic | transport_other_final_demand_ammonia | Ammonia | EU | Energy demand | 0 | FEC
LT | TYNDP2026 | HEV | 2035 | TWh | 312 | Sub_sector | International transport | International aviation | Transport (int. aviation) | Energetic | transport_int_aviation_final_demand_electricity | Electricity | EU | Energy demand | 0 | FEC
LT | TYNDP2026 | HEV | 2035 | TWh | 313 | Sub_sector | International transport | International aviation | Transport (int. aviation) | Energetic | transport_int_aviation_final_demand_hydrogen | Hydrogen | EU | Energy demand | 0 | FEC
LT | TYNDP2026 | HEV | 2035 | TWh | 314 | Sub_sector | International transport | International aviation | Transport (int. aviation) | Energetic | transport_int_aviation_final_demand_methane | Methane | EU | Energy demand | 0 | FEC
LT | TYNDP2026 | HEV | 2035 | TWh | 315 | Sub_sector | International transport | International aviation | Transport (int. aviation) | Energetic | transport_int_aviation_final_demand_heat | Heat | EU | Energy demand | 0 | FEC
LT | TYNDP2026 | HEV | 2035 | TWh | 316 | Sub_sector | International transport | International aviation | Transport (int. aviation) | Energetic | transport_int_aviation_final_demand_biofuels | Biomass | EU | Energy demand | 0 | FEC
LT | TYNDP2026 | HEV | 2035 | TWh | 317 | Sub_sector | International transport | International aviation | Transport (int. aviation) | Energetic | transport_int_aviation_final_demand_coal | Solids | EU | Energy demand | 0 | FEC
LT | TYNDP2026 | HEV | 2035 | TWh | 318 | Sub_sector | International transport | International aviation | Transport (int. aviation) | Energetic | transport_int_aviation_final_demand_oil | Liquids | EU | Energy demand | 1.2992 | FEC
LT | TYNDP2026 | HEV | 2035 | TWh | 319 | Sub_sector | International transport | International aviation | Transport (int. aviation) | Energetic | transport_int_aviation_final_demand_other | Others | EU | Energy demand | 0 | FEC
LT | TYNDP2026 | HEV | 2035 | TWh | 320 | Sub_sector | International transport | International aviation | Transport (int. aviation) | Energetic | transport_int_aviation_final_demand_ammonia | Ammonia | EU | Energy demand | 0 | FEC
LT | TYNDP2026 | HEV | 2035 | TWh | 322 | Sub_sector | International transport | International shipping | Transport (int. shipping) | Energetic | transport_int_shipping_final_demand_electricity | Electricity | EU | Energy demand | 0 | not_included_in_FEC
LT | TYNDP2026 | HEV | 2035 | TWh | 323 | Sub_sector | International transport | International shipping | Transport (int. shipping) | Energetic | transport_int_shipping_final_demand_hydrogen | Hydrogen | EU | Energy demand | 1.1268 | not_included_in_FEC
LT | TYNDP2026 | HEV | 2035 | TWh | 324 | Sub_sector | International transport | International shipping | Transport (int. shipping) | Energetic | transport_int_shipping_final_demand_methane | Methane | EU | Energy demand | 0 | not_included_in_FEC
LT | TYNDP2026 | HEV | 2035 | TWh | 325 | Sub_sector | International transport | International shipping | Transport (int. shipping) | Energetic | transport_int_shipping_final_demand_heat | Heat | EU | Energy demand | 0 | not_included_in_FEC
LT | TYNDP2026 | HEV | 2035 | TWh | 326 | Sub_sector | International transport | International shipping | Transport (int. shipping) | Energetic | transport_int_shipping_final_demand_biofuels | Biomass | EU | Energy demand | 0 | not_included_in_FEC
LT | TYNDP2026 | HEV | 2035 | TWh | 327 | Sub_sector | International transport | International shipping | Transport (int. shipping) | Energetic | transport_int_shipping_final_demand_coal | Solids | EU | Energy demand | 0 | not_included_in_FEC
LT | TYNDP2026 | HEV | 2035 | TWh | 328 | Sub_sector | International transport | International shipping | Transport (int. shipping) | Energetic | transport_int_shipping_final_demand_oil | Liquids | EU | Energy demand | 0.83286 | not_included_in_FEC
LT | TYNDP2026 | HEV | 2035 | TWh | 329 | Sub_sector | International transport | International shipping | Transport (int. shipping) | Energetic | transport_int_shipping_final_demand_other | Others | EU | Energy demand | 0 | not_included_in_FEC
LT | TYNDP2026 | HEV | 2035 | TWh | 330 | Sub_sector | International transport | International shipping | Transport (int. shipping) | Energetic | transport_int_shipping_final_demand_ammonia | Ammonia | EU | Energy demand | 0 | not_included_in_FEC
LT | TYNDP2026 | HEV | 2035 | TWh | 332 | Sub_sector | Households | Space heating | Households (heating) | Energetic | households_heating_final_demand_electricity | Electricity | EU | Energy demand | 0.73654 | FEC
LT | TYNDP2026 | HEV | 2035 | TWh | 333 | Sub_sector | Households | Space heating | Households (heating) | Energetic | households_heating_final_demand_hydrogen | Hydrogen | EU | Energy demand | 0 | FEC
LT | TYNDP2026 | HEV | 2035 | TWh | 334 | Sub_sector | Households | Space heating | Households (heating) | Energetic | households_heating_final_demand_methane | Methane | EU | Energy demand | 0.96814 | FEC
LT | TYNDP2026 | HEV | 2035 | TWh | 335 | Sub_sector | Households | Space heating | Households (heating) | Energetic | households_heating_final_demand_heat | Heat | EU | Energy demand | 5.1654 | FEC
LT | TYNDP2026 | HEV | 2035 | TWh | 336 | Sub_sector | Households | Space heating | Households (heating) | Energetic | households_heating_final_demand_biomass | Biomass | EU | Energy demand | 3.6921 | FEC
LT | TYNDP2026 | HEV | 2035 | TWh | 337 | Sub_sector | Households | Space heating | Households (heating) | Energetic | households_heating_final_demand_coal | Solids | EU | Energy demand | 0 | FEC
LT | TYNDP2026 | HEV | 2035 | TWh | 338 | Sub_sector | Households | Space heating | Households (heating) | Energetic | households_heating_final_demand_oil | Liquids | EU | Energy demand | 0 | FEC
LT | TYNDP2026 | HEV | 2035 | TWh | 339 | Sub_sector | Households | Space heating | Households (heating) | Energetic | households_heating_final_demand_other | Others | EU | Energy demand | 0 | FEC
LT | TYNDP2026 | HEV | 2035 | TWh | 340 | Sub_sector | Households | Space heating | Households (heating) | Energetic | households_heating_final_demand_ammonia | Ammonia | EU | Energy demand | 0 | FEC
LT | TYNDP2026 | HEV | 2035 | TWh | 343 | Sub_sector | Households | Cooling | Households (cooling) | Energetic | households_cooling_final_demand_electricity | Electricity | EU | Energy demand | 0 | FEC
LT | TYNDP2026 | HEV | 2035 | TWh | 344 | Sub_sector | Households | Cooling | Households (cooling) | Energetic | households_cooling_final_demand_hydrogen | Hydrogen | EU | Energy demand | 0 | FEC
LT | TYNDP2026 | HEV | 2035 | TWh | 345 | Sub_sector | Households | Cooling | Households (cooling) | Energetic | households_cooling_final_demand_methane | Methane | EU | Energy demand | 0 | FEC
LT | TYNDP2026 | HEV | 2035 | TWh | 346 | Sub_sector | Households | Cooling | Households (cooling) | Energetic | households_cooling_final_demand_heat | Heat | EU | Energy demand | 0 | FEC
LT | TYNDP2026 | HEV | 2035 | TWh | 347 | Sub_sector | Households | Cooling | Households (cooling) | Energetic | households_cooling_final_demand_biomass | Biomass | EU | Energy demand | 0 | FEC
LT | TYNDP2026 | HEV | 2035 | TWh | 348 | Sub_sector | Households | Cooling | Households (cooling) | Energetic | households_cooling_final_demand_coal | Solids | EU | Energy demand | 0 | FEC
LT | TYNDP2026 | HEV | 2035 | TWh | 349 | Sub_sector | Households | Cooling | Households (cooling) | Energetic | households_cooling_final_demand_oil | Liquids | EU | Energy demand | 0 | FEC
LT | TYNDP2026 | HEV | 2035 | TWh | 350 | Sub_sector | Households | Cooling | Households (cooling) | Energetic | households_cooling_final_demand_other | Others | EU | Energy demand | 0 | FEC
LT | TYNDP2026 | HEV | 2035 | TWh | 351 | Sub_sector | Households | Cooling | Households (cooling) | Energetic | households_cooling_final_demand_ammonia | Ammonia | EU | Energy demand | 0 | FEC
LT | TYNDP2026 | HEV | 2035 | TWh | 354 | Sub_sector | Households | Hot water | Households (hot water) | Energetic | households_hot_water_final_demand_electricity | Electricity | EU | Energy demand | 0.23054 | FEC
LT | TYNDP2026 | HEV | 2035 | TWh | 355 | Sub_sector | Households | Hot water | Households (hot water) | Energetic | households_hot_water_final_demand_hydrogen | Hydrogen | EU | Energy demand | 0 | FEC
LT | TYNDP2026 | HEV | 2035 | TWh | 356 | Sub_sector | Households | Hot water | Households (hot water) | Energetic | households_hot_water_final_demand_methane | Methane | EU | Energy demand | 0.090963 | FEC
LT | TYNDP2026 | HEV | 2035 | TWh | 357 | Sub_sector | Households | Hot water | Households (hot water) | Energetic | households_hot_water_final_demand_heat | Heat | EU | Energy demand | 0.65845 | FEC
LT | TYNDP2026 | HEV | 2035 | TWh | 358 | Sub_sector | Households | Hot water | Households (hot water) | Energetic | households_hot_water_final_demand_biomass | Biomass | EU | Energy demand | 0.26766 | FEC
LT | TYNDP2026 | HEV | 2035 | TWh | 359 | Sub_sector | Households | Hot water | Households (hot water) | Energetic | households_hot_water_final_demand_coal | Solids | EU | Energy demand | 0 | FEC
LT | TYNDP2026 | HEV | 2035 | TWh | 360 | Sub_sector | Households | Hot water | Households (hot water) | Energetic | households_hot_water_final_demand_oil | Liquids | EU | Energy demand | 0 | FEC
LT | TYNDP2026 | HEV | 2035 | TWh | 361 | Sub_sector | Households | Hot water | Households (hot water) | Energetic | households_hot_water_final_demand_other | Others | EU | Energy demand | 0 | FEC
LT | TYNDP2026 | HEV | 2035 | TWh | 362 | Sub_sector | Households | Hot water | Households (hot water) | Energetic | households_hot_water_final_demand_ammonia | Ammonia | EU | Energy demand | 0 | FEC
LT | TYNDP2026 | HEV | 2035 | TWh | 365 | Sub_sector | Households | Appliances | Households (appliances) | Energetic | households_appliances_final_demand_electricity | Electricity | EU | Energy demand | 2.956 | FEC
LT | TYNDP2026 | HEV | 2035 | TWh | 366 | Sub_sector | Households | Appliances | Households (appliances) | Energetic | households_appliances_final_demand_hydrogen | Hydrogen | EU | Energy demand | 0 | FEC
LT | TYNDP2026 | HEV | 2035 | TWh | 367 | Sub_sector | Households | Appliances | Households (appliances) | Energetic | households_appliances_final_demand_methane | Methane | EU | Energy demand | 0.048474 | FEC
LT | TYNDP2026 | HEV | 2035 | TWh | 368 | Sub_sector | Households | Appliances | Households (appliances) | Energetic | households_appliances_final_demand_heat | Heat | EU | Energy demand | 0 | FEC
LT | TYNDP2026 | HEV | 2035 | TWh | 369 | Sub_sector | Households | Appliances | Households (appliances) | Energetic | households_appliances_final_demand_biomass | Biomass | EU | Energy demand | 0 | FEC
LT | TYNDP2026 | HEV | 2035 | TWh | 370 | Sub_sector | Households | Appliances | Households (appliances) | Energetic | households_appliances_final_demand_coal | Solids | EU | Energy demand | 0 | FEC
LT | TYNDP2026 | HEV | 2035 | TWh | 371 | Sub_sector | Households | Appliances | Households (appliances) | Energetic | households_appliances_final_demand_oil | Liquids | EU | Energy demand | 0 | FEC
LT | TYNDP2026 | HEV | 2035 | TWh | 372 | Sub_sector | Households | Appliances | Households (appliances) | Energetic | households_appliances_final_demand_other | Others | EU | Energy demand | 0 | FEC
LT | TYNDP2026 | HEV | 2035 | TWh | 373 | Sub_sector | Households | Appliances | Households (appliances) | Energetic | households_appliances_final_demand_ammonia | Ammonia | EU | Energy demand | 0 | FEC
LT | TYNDP2026 | HEV | 2035 | TWh | 375 | Sub_sector | Buildings | Space heating | Buildings (heat) | Energetic | buildings_heat_final_demand_electricity | Electricity | EU | Energy demand | 0.55469 | FEC
LT | TYNDP2026 | HEV | 2035 | TWh | 376 | Sub_sector | Buildings | Space heating | Buildings (heat) | Energetic | buildings_heat_final_demand_hydrogen | Hydrogen | EU | Energy demand | 0 | FEC
LT | TYNDP2026 | HEV | 2035 | TWh | 377 | Sub_sector | Buildings | Space heating | Buildings (heat) | Energetic | buildings_heat_final_demand_methane | Methane | EU | Energy demand | 0.59382 | FEC
LT | TYNDP2026 | HEV | 2035 | TWh | 378 | Sub_sector | Buildings | Space heating | Buildings (heat) | Energetic | buildings_heat_final_demand_heat | Heat | EU | Energy demand | 1.8283 | FEC
LT | TYNDP2026 | HEV | 2035 | TWh | 379 | Sub_sector | Buildings | Space heating | Buildings (heat) | Energetic | buildings_heat_final_demand_biomass | Biomass | EU | Energy demand | 0.24774 | FEC
LT | TYNDP2026 | HEV | 2035 | TWh | 380 | Sub_sector | Buildings | Space heating | Buildings (heat) | Energetic | buildings_heat_final_demand_coal | Solids | EU | Energy demand | 0 | FEC
LT | TYNDP2026 | HEV | 2035 | TWh | 381 | Sub_sector | Buildings | Space heating | Buildings (heat) | Energetic | buildings_heat_final_demand_oil | Liquids | EU | Energy demand | 0 | FEC
LT | TYNDP2026 | HEV | 2035 | TWh | 382 | Sub_sector | Buildings | Space heating | Buildings (heat) | Energetic | buildings_heat_final_demand_other | Others | EU | Energy demand | 0 | FEC
LT | TYNDP2026 | HEV | 2035 | TWh | 383 | Sub_sector | Buildings | Space heating | Buildings (heat) | Energetic | buildings_heat_final_demand_ammonia | Ammonia | EU | Energy demand | 0 | FEC
LT | TYNDP2026 | HEV | 2035 | TWh | 386 | Sub_sector | Buildings | Cooling | Buildings (cooling) | Energetic | buildings_cooling_final_demand_electricity | Electricity | EU | Energy demand | 0.041603 | FEC
LT | TYNDP2026 | HEV | 2035 | TWh | 387 | Sub_sector | Buildings | Cooling | Buildings (cooling) | Energetic | buildings_cooling_final_demand_hydrogen | Hydrogen | EU | Energy demand | 0 | FEC
LT | TYNDP2026 | HEV | 2035 | TWh | 388 | Sub_sector | Buildings | Cooling | Buildings (cooling) | Energetic | buildings_cooling_final_demand_methane | Methane | EU | Energy demand | 0 | FEC
LT | TYNDP2026 | HEV | 2035 | TWh | 389 | Sub_sector | Buildings | Cooling | Buildings (cooling) | Energetic | buildings_cooling_final_demand_heat | Heat | EU | Energy demand | 0 | FEC
LT | TYNDP2026 | HEV | 2035 | TWh | 390 | Sub_sector | Buildings | Cooling | Buildings (cooling) | Energetic | buildings_cooling_final_demand_biomass | Biomass | EU | Energy demand | 0 | FEC
LT | TYNDP2026 | HEV | 2035 | TWh | 391 | Sub_sector | Buildings | Cooling | Buildings (cooling) | Energetic | buildings_cooling_final_demand_coal | Solids | EU | Energy demand | 0 | FEC
LT | TYNDP2026 | HEV | 2035 | TWh | 392 | Sub_sector | Buildings | Cooling | Buildings (cooling) | Energetic | buildings_cooling_final_demand_oil | Liquids | EU | Energy demand | 0 | FEC
LT | TYNDP2026 | HEV | 2035 | TWh | 393 | Sub_sector | Buildings | Cooling | Buildings (cooling) | Energetic | buildings_cooling_final_demand_other | Others | EU | Energy demand | 0 | FEC
LT | TYNDP2026 | HEV | 2035 | TWh | 394 | Sub_sector | Buildings | Cooling | Buildings (cooling) | Energetic | buildings_cooling_final_demand_ammonia | Ammonia | EU | Energy demand | 0 | FEC
LT | TYNDP2026 | HEV | 2035 | TWh | 397 | Sub_sector | Buildings | Appliances | Buildings (appliances) | Energetic | buildings_appliances_final_demand_electricity | Electricity | EU | Energy demand | 1.8821 | FEC
LT | TYNDP2026 | HEV | 2035 | TWh | 398 | Sub_sector | Buildings | Appliances | Buildings (appliances) | Energetic | buildings_appliances_final_demand_hydrogen | Hydrogen | EU | Energy demand | 0 | FEC
LT | TYNDP2026 | HEV | 2035 | TWh | 399 | Sub_sector | Buildings | Appliances | Buildings (appliances) | Energetic | buildings_appliances_final_demand_methane | Methane | EU | Energy demand | 0.14981 | FEC
LT | TYNDP2026 | HEV | 2035 | TWh | 400 | Sub_sector | Buildings | Appliances | Buildings (appliances) | Energetic | buildings_appliances_final_demand_heat | Heat | EU | Energy demand | 0 | FEC
LT | TYNDP2026 | HEV | 2035 | TWh | 401 | Sub_sector | Buildings | Appliances | Buildings (appliances) | Energetic | buildings_appliances_final_demand_biomass | Biomass | EU | Energy demand | 0 | FEC
LT | TYNDP2026 | HEV | 2035 | TWh | 402 | Sub_sector | Buildings | Appliances | Buildings (appliances) | Energetic | buildings_appliances_final_demand_coal | Solids | EU | Energy demand | 0 | FEC
LT | TYNDP2026 | HEV | 2035 | TWh | 403 | Sub_sector | Buildings | Appliances | Buildings (appliances) | Energetic | buildings_appliances_final_demand_oil | Liquids | EU | Energy demand | 0 | FEC
LT | TYNDP2026 | HEV | 2035 | TWh | 404 | Sub_sector | Buildings | Appliances | Buildings (appliances) | Energetic | buildings_appliances_final_demand_other | Others | EU | Energy demand | 0 | FEC
LT | TYNDP2026 | HEV | 2035 | TWh | 405 | Sub_sector | Buildings | Appliances | Buildings (appliances) | Energetic | buildings_appliances_final_demand_ammonia | Ammonia | EU | Energy demand | 0 | FEC
LT | TYNDP2026 | HEV | 2035 | TWh | 407 | Sub_sector | Buildings | Datacenters | Datacenters & ICT | Energetic | datacentres_final_demand_electricity_energetic | Electricity | EU | Energy demand | 0.67725 | FEC
LT | TYNDP2026 | HEV | 2035 | TWh | 408 | Sub_sector | Buildings | Datacenters | Datacenters & ICT | Energetic | datacentres_final_demand_hydrogen_energetic | Hydrogen | EU | Energy demand | 0 | FEC
LT | TYNDP2026 | HEV | 2035 | TWh | 409 | Sub_sector | Buildings | Datacenters | Datacenters & ICT | Energetic | datacentres_final_demand_methane_energetic | Methane | EU | Energy demand | 0 | FEC
LT | TYNDP2026 | HEV | 2035 | TWh | 410 | Sub_sector | Buildings | Datacenters | Datacenters & ICT | Energetic | datacentres_final_demand_heat_energetic | Heat | EU | Energy demand | 0 | FEC
LT | TYNDP2026 | HEV | 2035 | TWh | 411 | Sub_sector | Buildings | Datacenters | Datacenters & ICT | Energetic | datacentres_final_demand_biomass_energetic | Biomass | EU | Energy demand | 0 | FEC
LT | TYNDP2026 | HEV | 2035 | TWh | 412 | Sub_sector | Buildings | Datacenters | Datacenters & ICT | Energetic | datacentres_final_demand_coal_energetic | Solids | EU | Energy demand | 0 | FEC
LT | TYNDP2026 | HEV | 2035 | TWh | 413 | Sub_sector | Buildings | Datacenters | Datacenters & ICT | Energetic | datacentres_final_demand_oil_energetic | Liquids | EU | Energy demand | 0 | FEC
LT | TYNDP2026 | HEV | 2035 | TWh | 414 | Sub_sector | Buildings | Datacenters | Datacenters & ICT | Energetic | datacentres_final_demand_other_energetic | Others | EU | Energy demand | 0 | FEC
LT | TYNDP2026 | HEV | 2035 | TWh | 415 | Sub_sector | Buildings | Datacenters | Datacenters & ICT | Energetic | datacentres_final_demand_ammonia_energetic | Ammonia | EU | Energy demand | 0 | FEC
LT | TYNDP2026 | HEV | 2035 | TWh | 417 | Sub_sector | Transport | Others_Sector | Others_Sector | Energetic | other_final_demand_electricity_energetic | Electricity | EU | Energy demand | 0 | FEC
LT | TYNDP2026 | HEV | 2035 | TWh | 418 | Sub_sector | Transport | Others_Sector | Others_Sector | Energetic | other_final_demand_hydrogen_energetic | Hydrogen | EU | Energy demand | 0 | FEC
LT | TYNDP2026 | HEV | 2035 | TWh | 419 | Sub_sector | Transport | Pipeline Transport | Others_Sector | Energetic | other_final_demand_methane_energetic | Methane | EU | Energy demand | 0.2456 | FEC
LT | TYNDP2026 | HEV | 2035 | TWh | 420 | Sub_sector | Transport | Others_Sector | Others_Sector | Energetic | other_final_demand_heat_energetic | Heat | EU | Energy demand | 0 | FEC
LT | TYNDP2026 | HEV | 2035 | TWh | 421 | Sub_sector | Transport | Others_Sector | Others_Sector | Energetic | other_final_demand_biomass_energetic | Biomass | EU | Energy demand | 0 | FEC
LT | TYNDP2026 | HEV | 2035 | TWh | 422 | Sub_sector | Transport | Others_Sector | Others_Sector | Energetic | other_final_demand_coal_energetic | Solids | EU | Energy demand | 0 | FEC
LT | TYNDP2026 | HEV | 2035 | TWh | 423 | Sub_sector | Transport | Others_Sector | Others_Sector | Energetic | other_final_demand_oil_energetic | Liquids | EU | Energy demand | 0.17968 | FEC
LT | TYNDP2026 | HEV | 2035 | TWh | 424 | Sub_sector | Others_Sector | Others_Sector | Others_Sector | Non-energetic | other_final_demand_oil_non_energetic | Liquids | EU | Energy demand | 0.28583 | not_included_in_FEC
LT | TYNDP2026 | HEV | 2035 | TWh | 425 | Sub_sector | Transport | Others_Sector | Others_Sector | Energetic | other_final_demand_other_energetic | Others | EU | Energy demand | 0 | FEC
LT | TYNDP2026 | HEV | 2035 | TWh | 426 | Sub_sector | Transport | Others_Sector | Others_Sector | Energetic | other_final_demand_ammonia_energetic | Ammonia | EU | Energy demand | 0 | FEC
LT | TYNDP2026 | HEV | 2035 | TWh | 427 | Sub_sector | Industry | Surplus_Heat_in_Industry | Surplus_Heat_in_Industry | Energetic | final_demand_of_industry_unused_local_production_steam_hot_water | Heat | EU | Energy demand | 2.7997 | FEC
LT | TYNDP2026 | HEV | 2035 | TWh | 429 | Sub_sector | Agriculture | Total | Agriculture | Energetic | agriculture_final_demand_electricity_energetic | Electricity | EU | Energy demand | 0.23975 | FEC
LT | TYNDP2026 | HEV | 2035 | TWh | 430 | Sub_sector | Agriculture | Total | Agriculture | Energetic | agriculture_final_demand_hydrogen_energetic | Hydrogen | EU | Energy demand | 0 | FEC
LT | TYNDP2026 | HEV | 2035 | TWh | 431 | Sub_sector | Agriculture | Total | Agriculture | Energetic | agriculture_final_demand_methane_energetic | Methane | EU | Energy demand | 0.23875 | FEC
LT | TYNDP2026 | HEV | 2035 | TWh | 432 | Sub_sector | Agriculture | Total | Agriculture | Energetic | agriculture_final_demand_heat_energetic | Heat | EU | Energy demand | 0.042976 | FEC
LT | TYNDP2026 | HEV | 2035 | TWh | 433 | Sub_sector | Agriculture | Total | Agriculture | Energetic | agriculture_final_demand_biomass_energetic | Biomass | EU | Energy demand | 0.22594 | FEC
LT | TYNDP2026 | HEV | 2035 | TWh | 434 | Sub_sector | Agriculture | Total | Agriculture | Energetic | agriculture_final_demand_coal_energetic | Solids | EU | Energy demand | 0 | FEC
LT | TYNDP2026 | HEV | 2035 | TWh | 435 | Sub_sector | Agriculture | Total | Agriculture | Energetic | agriculture_final_demand_oil_energetic | Liquids | EU | Energy demand | 0.38145 | FEC
LT | TYNDP2026 | HEV | 2035 | TWh | 436 | Sub_sector | Agriculture | Total | Agriculture | Energetic | agriculture_final_demand_other_energetic | Others | EU | Energy demand | 0 | FEC
LT | TYNDP2026 | HEV | 2035 | TWh | 437 | Sub_sector | Agriculture | Total | Agriculture | Energetic | agriculture_final_demand_ammonia_energetic | Ammonia | EU | Energy demand | 0 | FEC
LT | TYNDP2026 | HEV | 2035 | TWh | 447 | Sub_sector | Buildings | Surplus Energy | Buildings | Energetic | GAP | Electricity | EU | Energy demand | 0 | FEC
LT | TYNDP2026 | HEV | 2035 | TWh | 448 | Sub_sector | Buildings | Surplus Energy | Buildings | Energetic | GAP | Hydrogen | EU | Energy demand | 0 | FEC
LT | TYNDP2026 | HEV | 2035 | TWh | 449 | Sub_sector | Buildings | Surplus Energy | Buildings | Energetic | GAP | Methane | EU | Energy demand | 0 | FEC
LT | TYNDP2026 | HEV | 2035 | TWh | 450 | Sub_sector | Buildings | Surplus Energy | Buildings | Energetic | GAP | Heat | EU | Energy demand | 0 | FEC
LT | TYNDP2026 | HEV | 2035 | TWh | 451 | Sub_sector | Buildings | Surplus Energy | Buildings | Energetic | GAP | Biomass | EU | Energy demand | 0.03529 | FEC
LT | TYNDP2026 | HEV | 2035 | TWh | 452 | Sub_sector | Buildings | Surplus Energy | Buildings | Energetic | GAP | Solids | EU | Energy demand | 0 | FEC
LT | TYNDP2026 | HEV | 2035 | TWh | 453 | Sub_sector | Buildings | Surplus Energy | Buildings | Energetic | GAP | Liquids | EU | Energy demand | 0.0042854 | FEC
LT | TYNDP2026 | HEV | 2035 | TWh | 454 | Sub_sector | Buildings | Surplus Energy | Buildings | Energetic | GAP | Others | EU | Energy demand | 0 | FEC
LT | TYNDP2026 | HEV | 2035 | TWh | 455 | Sub_sector | Buildings | Surplus Energy | Buildings | Energetic | GAP | Ammonia | EU | Energy demand | 0 | FEC
LT | TYNDP2026 | HEV | 2035 | TWh | 456 | Sub_sector | Households | Surplus Energy | Households | Energetic | GAP | Electricity | EU | Energy demand | 0 | FEC
LT | TYNDP2026 | HEV | 2035 | TWh | 457 | Sub_sector | Households | Surplus Energy | Households | Energetic | GAP | Hydrogen | EU | Energy demand | 0 | FEC
LT | TYNDP2026 | HEV | 2035 | TWh | 458 | Sub_sector | Households | Surplus Energy | Households | Energetic | GAP | Methane | EU | Energy demand | 0 | FEC
LT | TYNDP2026 | HEV | 2035 | TWh | 459 | Sub_sector | Households | Surplus Energy | Households | Energetic | GAP | Heat | EU | Energy demand | 0 | FEC
LT | TYNDP2026 | HEV | 2035 | TWh | 460 | Sub_sector | Households | Surplus Energy | Households | Energetic | GAP | Biomass | EU | Energy demand | 0 | FEC
LT | TYNDP2026 | HEV | 2035 | TWh | 461 | Sub_sector | Households | Surplus Energy | Households | Energetic | GAP | Solids | EU | Energy demand | 0 | FEC
LT | TYNDP2026 | HEV | 2035 | TWh | 462 | Sub_sector | Households | Surplus Energy | Households | Energetic | GAP | Liquids | EU | Energy demand | 0 | FEC
LT | TYNDP2026 | HEV | 2035 | TWh | 463 | Sub_sector | Households | Surplus Energy | Households | Energetic | GAP | Others | EU | Energy demand | 0 | FEC
LT | TYNDP2026 | HEV | 2035 | TWh | 464 | Sub_sector | Households | Surplus Energy | Households | Energetic | GAP | Ammonia | EU | Energy demand | 0 | FEC
LT | TYNDP2026 | HEV | 2040 | TWh | 102 | Sub_sector | Industry | Aluminium | Industry (aluminium) | Energetic | industry_aluminium_demand_electricity_energetic | Electricity | EU | Energy demand | 0 | FEC
LT | TYNDP2026 | HEV | 2040 | TWh | 103 | Sub_sector | Industry | Aluminium | Industry (aluminium) | Energetic | industry_aluminium_demand_hydrogen_energetic | Hydrogen | EU | Energy demand | 0 | FEC
LT | TYNDP2026 | HEV | 2040 | TWh | 104 | Sub_sector | Industry | Aluminium | Industry (aluminium) | Energetic | industry_aluminium_demand_methane_energetic | Methane | EU | Energy demand | 0 | FEC
LT | TYNDP2026 | HEV | 2040 | TWh | 105 | Sub_sector | Industry | Aluminium | Industry (aluminium) | Energetic | industry_aluminium_demand_heat_energetic | Heat | EU | Energy demand | 0 | FEC
LT | TYNDP2026 | HEV | 2040 | TWh | 106 | Sub_sector | Industry | Aluminium | Industry (aluminium) | Energetic | industry_aluminium_demand_biomass_energetic | Biomass | EU | Energy demand | 0 | FEC
LT | TYNDP2026 | HEV | 2040 | TWh | 107 | Sub_sector | Industry | Aluminium | Industry (aluminium) | Energetic | industry_aluminium_demand_coal_energetic | Solids | EU | Energy demand | 0 | FEC
LT | TYNDP2026 | HEV | 2040 | TWh | 108 | Sub_sector | Industry | Aluminium | Industry (aluminium) | Energetic | industry_aluminium_demand_oil_energetic | Liquids | EU | Energy demand | 0 | FEC
LT | TYNDP2026 | HEV | 2040 | TWh | 109 | Sub_sector | Industry | Aluminium | Industry (aluminium) | Energetic | industry_aluminium_demand_others_energetic | Others | EU | Energy demand | 0 | FEC
LT | TYNDP2026 | HEV | 2040 | TWh | 110 | Sub_sector | Industry | Aluminium | Industry (aluminium) | Energetic | industry_ammonia_demand_others_energetic | Ammonia | EU | Energy demand | 0 | FEC
LT | TYNDP2026 | HEV | 2040 | TWh | 112 | Sub_sector | Industry | Chemicals | Industry (chemicals, energetic) | Energetic | industry_chemical_demand_electricity_energetic | Electricity | EU | Energy demand | 1.0888 | FEC
LT | TYNDP2026 | HEV | 2040 | TWh | 113 | Sub_sector | Industry | Chemicals | Industry (chemicals, energetic) | Energetic | industry_chemical_demand_hydrogen_energetic | Hydrogen | EU | Energy demand | 1.4008 | FEC
LT | TYNDP2026 | HEV | 2040 | TWh | 114 | Sub_sector | Industry | Chemicals | Industry (chemicals, energetic) | Energetic | industry_chemical_demand_methane_energetic | Methane | EU | Energy demand | 0.45558 | FEC
LT | TYNDP2026 | HEV | 2040 | TWh | 115 | Sub_sector | Industry | Chemicals | Industry (chemicals, energetic) | Energetic | industry_chemical_demand_heat_energetic | Heat | EU | Energy demand | 0.73285 | FEC
LT | TYNDP2026 | HEV | 2040 | TWh | 116 | Sub_sector | Industry | Chemicals | Industry (chemicals, energetic) | Energetic | industry_chemical_demand_biomass_energetic | Biomass | EU | Energy demand | 0 | FEC
LT | TYNDP2026 | HEV | 2040 | TWh | 117 | Sub_sector | Industry | Chemicals | Industry (chemicals, energetic) | Energetic | industry_chemical_demand_coal_energetic | Solids | EU | Energy demand | 0 | FEC
LT | TYNDP2026 | HEV | 2040 | TWh | 118 | Sub_sector | Industry | Chemicals | Industry (chemicals, energetic) | Energetic | industry_chemical_demand_oil_energetic | Liquids | EU | Energy demand | 6.38e-16 | FEC
LT | TYNDP2026 | HEV | 2040 | TWh | 119 | Sub_sector | Industry | Chemicals | Industry (chemicals, energetic) | Energetic | industry_chemical_demand_others_energetic | Others | EU | Energy demand | 0 | FEC
LT | TYNDP2026 | HEV | 2040 | TWh | 120 | Sub_sector | Industry | Chemicals | Industry (chemicals, energetic) | Energetic | industry_chemical_demand_ammonia_energetic | Ammonia | EU | Energy demand | 0 | FEC
LT | TYNDP2026 | HEV | 2040 | TWh | 122 | Sub_sector | Industry | Chemicals | Industry (chemicals, non-energetic) | Non-energetic | industry_chemical_demand_electricity_non_energetic | Electricity | EU | Energy demand | 0 | not_included_in_FEC
LT | TYNDP2026 | HEV | 2040 | TWh | 123 | Sub_sector | Industry | Chemicals | Industry (chemicals, non-energetic) | Non-energetic | industry_chemical_demand_hydrogen_non_energetic | Hydrogen | EU | Energy demand | 2.1031 | not_included_in_FEC
LT | TYNDP2026 | HEV | 2040 | TWh | 124 | Sub_sector | Industry | Chemicals | Industry (chemicals, non-energetic) | Non-energetic | industry_chemical_demand_methane_non_energetic | Methane | EU | Energy demand | 3.7856 | not_included_in_FEC
LT | TYNDP2026 | HEV | 2040 | TWh | 125 | Sub_sector | Industry | Chemicals | Industry (chemicals, non-energetic) | Non-energetic | industry_chemical_demand_heat_non_energetic | Heat | EU | Energy demand | 0 | not_included_in_FEC
LT | TYNDP2026 | HEV | 2040 | TWh | 126 | Sub_sector | Industry | Chemicals | Industry (chemicals, non-energetic) | Non-energetic | industry_chemical_demand_biomass_non_energetic | Biomass | EU | Energy demand | 1.6825 | not_included_in_FEC
LT | TYNDP2026 | HEV | 2040 | TWh | 127 | Sub_sector | Industry | Chemicals | Industry (chemicals, non-energetic) | Non-energetic | industry_chemical_demand_coal_non_energetic | Solids | EU | Energy demand | 0 | not_included_in_FEC
LT | TYNDP2026 | HEV | 2040 | TWh | 128 | Sub_sector | Industry | Chemicals | Industry (chemicals, non-energetic) | Non-energetic | industry_chemical_demand_oil_non_energetic | Liquids | EU | Energy demand | 0.84125 | not_included_in_FEC
LT | TYNDP2026 | HEV | 2040 | TWh | 129 | Sub_sector | Industry | Chemicals | Industry (chemicals, non-energetic) | Non-energetic | industry_chemical_demand_others_non_energetic | Others | EU | Energy demand | 0 | not_included_in_FEC
LT | TYNDP2026 | HEV | 2040 | TWh | 130 | Sub_sector | Industry | Chemicals | Industry (chemicals, non-energetic) | Non-energetic | industry_chemical_demand_ammonia_non_energetic | Ammonia | EU | Energy demand | 0 | not_included_in_FEC
LT | TYNDP2026 | HEV | 2040 | TWh | 132 | Sub_sector | Industry | Fertilizers | Industry (fertilizers, energetic) | Energetic | industry_fertilizers_demand_electricity_energetic | Electricity | EU | Energy demand | 0.42547 | FEC
LT | TYNDP2026 | HEV | 2040 | TWh | 133 | Sub_sector | Industry | Fertilizers | Industry (fertilizers, energetic) | Energetic | industry_fertilizers_demand_hydrogen_energetic | Hydrogen | EU | Energy demand | 0.83313 | FEC
LT | TYNDP2026 | HEV | 2040 | TWh | 134 | Sub_sector | Industry | Fertilizers | Industry (fertilizers, energetic) | Energetic | industry_fertilizers_demand_methane_energetic | Methane | EU | Energy demand | 0.9257 | FEC
LT | TYNDP2026 | HEV | 2040 | TWh | 135 | Sub_sector | Industry | Fertilizers | Industry (fertilizers, energetic) | Energetic | industry_fertilizers_demand_heat_energetic | Heat | EU | Energy demand | 0 | FEC
LT | TYNDP2026 | HEV | 2040 | TWh | 136 | Sub_sector | Industry | Fertilizers | Industry (fertilizers, energetic) | Energetic | industry_fertilizers_demand_biomass_energetic | Biomass | EU | Energy demand | 0 | FEC
LT | TYNDP2026 | HEV | 2040 | TWh | 137 | Sub_sector | Industry | Fertilizers | Industry (fertilizers, energetic) | Energetic | industry_fertilizers_demand_coal_energetic | Solids | EU | Energy demand | 0 | FEC
LT | TYNDP2026 | HEV | 2040 | TWh | 138 | Sub_sector | Industry | Fertilizers | Industry (fertilizers, energetic) | Energetic | industry_fertilizers_demand_oil_energetic | Liquids | EU | Energy demand | 0.10038 | FEC
LT | TYNDP2026 | HEV | 2040 | TWh | 139 | Sub_sector | Industry | Fertilizers | Industry (fertilizers, energetic) | Energetic | industry_fertilizers_demand_others_energetic | Others | EU | Energy demand | 0 | FEC
LT | TYNDP2026 | HEV | 2040 | TWh | 140 | Sub_sector | Industry | Fertilizers | Industry (fertilizers, energetic) | Energetic | industry_fertilizers_demand_ammonia_energetic | Ammonia | EU | Energy demand | 0 | FEC
LT | TYNDP2026 | HEV | 2040 | TWh | 142 | Sub_sector | Industry | Fertilizers | Industry (fertilizers, non-energetic) | Non-energetic | industry_fertilizers_demand_electricity_non_energetic | Electricity | EU | Energy demand | 0 | not_included_in_FEC
LT | TYNDP2026 | HEV | 2040 | TWh | 143 | Sub_sector | Industry | Fertilizers | Industry (fertilizers, non-energetic) | Non-energetic | industry_fertilizers_demand_hydrogen_non_energetic | Hydrogen | EU | Energy demand | 4.4066 | not_included_in_FEC
LT | TYNDP2026 | HEV | 2040 | TWh | 144 | Sub_sector | Industry | Fertilizers | Industry (fertilizers, non-energetic) | Non-energetic | industry_fertilizers_demand_methane_non_energetic | Methane | EU | Energy demand | 4.3727 | not_included_in_FEC
LT | TYNDP2026 | HEV | 2040 | TWh | 145 | Sub_sector | Industry | Fertilizers | Industry (fertilizers, non-energetic) | Non-energetic | industry_fertilizers_demand_heat_non_energetic | Heat | EU | Energy demand | 0 | not_included_in_FEC
LT | TYNDP2026 | HEV | 2040 | TWh | 146 | Sub_sector | Industry | Fertilizers | Industry (fertilizers, non-energetic) | Non-energetic | industry_fertilizers_demand_biomass_non_energetic | Biomass | EU | Energy demand | 0 | not_included_in_FEC
LT | TYNDP2026 | HEV | 2040 | TWh | 147 | Sub_sector | Industry | Fertilizers | Industry (fertilizers, non-energetic) | Non-energetic | industry_fertilizers_demand_coal_non_energetic | Solids | EU | Energy demand | 0 | not_included_in_FEC
LT | TYNDP2026 | HEV | 2040 | TWh | 148 | Sub_sector | Industry | Fertilizers | Industry (fertilizers, non-energetic) | Non-energetic | industry_fertilizers_demand_oil_non_energetic | Liquids | EU | Energy demand | 0 | not_included_in_FEC
LT | TYNDP2026 | HEV | 2040 | TWh | 149 | Sub_sector | Industry | Fertilizers | Industry (fertilizers, non-energetic) | Non-energetic | industry_fertilizers_demand_others_non_energetic | Others | EU | Energy demand | 0 | not_included_in_FEC
LT | TYNDP2026 | HEV | 2040 | TWh | 150 | Sub_sector | Industry | Fertilizers | Industry (fertilizers, non-energetic) | Non-energetic | industry_fertilizers_demand_ammonia_non_energetic | Ammonia | EU | Energy demand | 0 | not_included_in_FEC
LT | TYNDP2026 | HEV | 2040 | TWh | 152 | Sub_sector | Industry | Food | Industry (food) | Energetic | industry_food_demand_electricity_energetic | Electricity | EU | Energy demand | 1.8722 | FEC
LT | TYNDP2026 | HEV | 2040 | TWh | 153 | Sub_sector | Industry | Food | Industry (food) | Energetic | industry_food_demand_hydrogen_energetic | Hydrogen | EU | Energy demand | 0.098237 | FEC
LT | TYNDP2026 | HEV | 2040 | TWh | 154 | Sub_sector | Industry | Food | Industry (food) | Energetic | industry_food_demand_methane_energetic | Methane | EU | Energy demand | 0.67585 | FEC
LT | TYNDP2026 | HEV | 2040 | TWh | 155 | Sub_sector | Industry | Food | Industry (food) | Energetic | industry_food_demand_heat_energetic | Heat | EU | Energy demand | 0.087588 | FEC
LT | TYNDP2026 | HEV | 2040 | TWh | 156 | Sub_sector | Industry | Food | Industry (food) | Energetic | industry_food_demand_biomass_energetic | Biomass | EU | Energy demand | 0.32846 | FEC
LT | TYNDP2026 | HEV | 2040 | TWh | 157 | Sub_sector | Industry | Food | Industry (food) | Energetic | industry_food_demand_coal_energetic | Solids | EU | Energy demand | 0 | FEC
LT | TYNDP2026 | HEV | 2040 | TWh | 158 | Sub_sector | Industry | Food | Industry (food) | Energetic | industry_food_demand_oil_energetic | Liquids | EU | Energy demand | 0 | FEC
LT | TYNDP2026 | HEV | 2040 | TWh | 159 | Sub_sector | Industry | Food | Industry (food) | Energetic | industry_food_demand_others_energetic | Others | EU | Energy demand | 0 | FEC
LT | TYNDP2026 | HEV | 2040 | TWh | 160 | Sub_sector | Industry | Food | Industry (food) | Energetic | industry_food_demand_ammonia_energetic | Ammonia | EU | Energy demand | 0 | FEC
LT | TYNDP2026 | HEV | 2040 | TWh | 162 | Sub_sector | Industry | Metals | Industry (metal) | Energetic | industry_metal_demand_electricity_energetic | Electricity | EU | Energy demand | 0 | FEC
LT | TYNDP2026 | HEV | 2040 | TWh | 163 | Sub_sector | Industry | Metals | Industry (metal) | Energetic | industry_metal_demand_hydrogen_energetic | Hydrogen | EU | Energy demand | 0 | FEC
LT | TYNDP2026 | HEV | 2040 | TWh | 164 | Sub_sector | Industry | Metals | Industry (metal) | Energetic | industry_metal_demand_methane_energetic | Methane | EU | Energy demand | 0 | FEC
LT | TYNDP2026 | HEV | 2040 | TWh | 165 | Sub_sector | Industry | Metals | Industry (metal) | Energetic | industry_metal_demand_heat_energetic | Heat | EU | Energy demand | 0 | FEC
LT | TYNDP2026 | HEV | 2040 | TWh | 166 | Sub_sector | Industry | Metals | Industry (metal) | Energetic | industry_metal_demand_biomass_energetic | Biomass | EU | Energy demand | 0 | FEC
LT | TYNDP2026 | HEV | 2040 | TWh | 167 | Sub_sector | Industry | Metals | Industry (metal) | Energetic | industry_metal_demand_coal_energetic | Solids | EU | Energy demand | 0 | FEC
LT | TYNDP2026 | HEV | 2040 | TWh | 168 | Sub_sector | Industry | Metals | Industry (metal) | Energetic | industry_metal_demand_oil_energetic | Liquids | EU | Energy demand | 0 | FEC
LT | TYNDP2026 | HEV | 2040 | TWh | 169 | Sub_sector | Industry | Metals | Industry (metal) | Energetic | industry_metal_demand_others_energetic | Others | EU | Energy demand | 0 | FEC
LT | TYNDP2026 | HEV | 2040 | TWh | 170 | Sub_sector | Industry | Metals | Industry (metal) | Energetic | industry_metal_demand_ammonia_energetic | Ammonia | EU | Energy demand | 0 | FEC
LT | TYNDP2026 | HEV | 2040 | TWh | 172 | Sub_sector | Industry | Others | Industry (other, energetic) | Energetic | industry_other_demand_electricity_energetic | Electricity | EU | Energy demand | 6.0198 | FEC
LT | TYNDP2026 | HEV | 2040 | TWh | 173 | Sub_sector | Industry | Others | Industry (other, energetic) | Energetic | industry_other_demand_hydrogen_energetic | Hydrogen | EU | Energy demand | 0.44035 | FEC
LT | TYNDP2026 | HEV | 2040 | TWh | 174 | Sub_sector | Industry | Others | Industry (other, energetic) | Energetic | industry_other_demand_methane_energetic | Methane | EU | Energy demand | 0.63237 | FEC
LT | TYNDP2026 | HEV | 2040 | TWh | 175 | Sub_sector | Industry | Others | Industry (other, energetic) | Energetic | industry_other_demand_heat_energetic | Heat | EU | Energy demand | 0 | FEC
LT | TYNDP2026 | HEV | 2040 | TWh | 176 | Sub_sector | Industry | Others | Industry (other, energetic) | Energetic | industry_other_demand_biomass_energetic | Biomass | EU | Energy demand | 1.3087 | FEC
LT | TYNDP2026 | HEV | 2040 | TWh | 177 | Sub_sector | Industry | Others | Industry (other, energetic) | Energetic | industry_other_demand_coal_energetic | Solids | EU | Energy demand | 0 | FEC
LT | TYNDP2026 | HEV | 2040 | TWh | 178 | Sub_sector | Industry | Others | Industry (other, energetic) | Energetic | industry_other_demand_oil_energetic | Liquids | EU | Energy demand | 0.32351 | FEC
LT | TYNDP2026 | HEV | 2040 | TWh | 179 | Sub_sector | Industry | Others | Industry (other, energetic) | Energetic | industry_other_demand_others_energetic | Others | EU | Energy demand | 0 | FEC
LT | TYNDP2026 | HEV | 2040 | TWh | 180 | Sub_sector | Industry | Others | Industry (other, energetic) | Energetic | industry_other_demand_ammonia_energetic | Ammonia | EU | Energy demand | 0 | FEC
LT | TYNDP2026 | HEV | 2040 | TWh | 182 | Sub_sector | Industry | Others | Industry (other, non-energetic) | Non-energetic | industry_other_demand_electricity_non_energetic | Electricity | EU | Energy demand | 0 | not_included_in_FEC
LT | TYNDP2026 | HEV | 2040 | TWh | 183 | Sub_sector | Industry | Others | Industry (other, non-energetic) | Non-energetic | industry_other_demand_hydrogen_non_energetic | Hydrogen | EU | Energy demand | 0.2195 | not_included_in_FEC
LT | TYNDP2026 | HEV | 2040 | TWh | 184 | Sub_sector | Industry | Others | Industry (other, non-energetic) | Non-energetic | industry_other_demand_methane_non_energetic | Methane | EU | Energy demand | 0 | not_included_in_FEC
LT | TYNDP2026 | HEV | 2040 | TWh | 185 | Sub_sector | Industry | Others | Industry (other, non-energetic) | Non-energetic | industry_other_demand_heat_non_energetic | Heat | EU | Energy demand | 0 | not_included_in_FEC
LT | TYNDP2026 | HEV | 2040 | TWh | 186 | Sub_sector | Industry | Others | Industry (other, non-energetic) | Non-energetic | industry_other_demand_biomass_non_energetic | Biomass | EU | Energy demand | 0 | not_included_in_FEC
LT | TYNDP2026 | HEV | 2040 | TWh | 187 | Sub_sector | Industry | Others | Industry (other, non-energetic) | Non-energetic | industry_other_demand_coal_non_energetic | Solids | EU | Energy demand | 0 | not_included_in_FEC
LT | TYNDP2026 | HEV | 2040 | TWh | 188 | Sub_sector | Industry | Others | Industry (other, non-energetic) | Non-energetic | industry_other_demand_oil_non_energetic | Liquids | EU | Energy demand | 1.9755 | not_included_in_FEC
LT | TYNDP2026 | HEV | 2040 | TWh | 189 | Sub_sector | Industry | Others | Industry (other, non-energetic) | Non-energetic | industry_other_demand_others_non_energetic | Others | EU | Energy demand | 0 | not_included_in_FEC
LT | TYNDP2026 | HEV | 2040 | TWh | 190 | Sub_sector | Industry | Others | Industry (other, non-energetic) | Non-energetic | industry_other_demand_ammonia_non_energetic | Ammonia | EU | Energy demand | 0 | not_included_in_FEC
LT | TYNDP2026 | HEV | 2040 | TWh | 192 | Sub_sector | Industry | Paper | Industry (paper) | Energetic | industry_paper_demand_electricity_energetic | Electricity | EU | Energy demand | 0.54522 | FEC
LT | TYNDP2026 | HEV | 2040 | TWh | 193 | Sub_sector | Industry | Paper | Industry (paper) | Energetic | industry_paper_demand_hydrogen_energetic | Hydrogen | EU | Energy demand | 0.029826 | FEC
LT | TYNDP2026 | HEV | 2040 | TWh | 194 | Sub_sector | Industry | Paper | Industry (paper) | Energetic | industry_paper_demand_methane_energetic | Methane | EU | Energy demand | 0.20066 | FEC
LT | TYNDP2026 | HEV | 2040 | TWh | 195 | Sub_sector | Industry | Paper | Industry (paper) | Energetic | industry_paper_demand_heat_energetic | Heat | EU | Energy demand | 0 | FEC
LT | TYNDP2026 | HEV | 2040 | TWh | 196 | Sub_sector | Industry | Paper | Industry (paper) | Energetic | industry_paper_demand_biomass_energetic | Biomass | EU | Energy demand | 0.099724 | FEC
LT | TYNDP2026 | HEV | 2040 | TWh | 197 | Sub_sector | Industry | Paper | Industry (paper) | Energetic | industry_paper_demand_coal_energetic | Solids | EU | Energy demand | 0 | FEC
LT | TYNDP2026 | HEV | 2040 | TWh | 198 | Sub_sector | Industry | Paper | Industry (paper) | Energetic | industry_paper_demand_oil_energetic | Liquids | EU | Energy demand | 0 | FEC
LT | TYNDP2026 | HEV | 2040 | TWh | 199 | Sub_sector | Industry | Paper | Industry (paper) | Energetic | industry_paper_demand_others_energetic | Others | EU | Energy demand | 0 | FEC
LT | TYNDP2026 | HEV | 2040 | TWh | 200 | Sub_sector | Industry | Paper | Industry (paper) | Energetic | industry_paper_demand_ammonia_energetic | Ammonia | EU | Energy demand | 0 | FEC
LT | TYNDP2026 | HEV | 2040 | TWh | 202 | Sub_sector | Industry | Refineries | Industry (refineries, energetic) | Energetic | industry_refinery_demand_electricity_energetic | Electricity | EU | Energy demand | 0.60181 | not_included_in_FEC
LT | TYNDP2026 | HEV | 2040 | TWh | 203 | Sub_sector | Industry | Refineries | Industry (refineries, energetic) | Energetic | industry_refinery_demand_hydrogen_energetic | Hydrogen | EU | Energy demand | 2.5303 | not_included_in_FEC
LT | TYNDP2026 | HEV | 2040 | TWh | 204 | Sub_sector | Industry | Refineries | Industry (refineries, energetic) | Energetic | industry_refinery_demand_methane_energetic | Methane | EU | Energy demand | 1.039 | not_included_in_FEC
LT | TYNDP2026 | HEV | 2040 | TWh | 205 | Sub_sector | Industry | Refineries | Industry (refineries, energetic) | Energetic | industry_refinery_demand_heat_energetic | Heat | EU | Energy demand | 0 | not_included_in_FEC
LT | TYNDP2026 | HEV | 2040 | TWh | 206 | Sub_sector | Industry | Refineries | Industry (refineries, energetic) | Energetic | industry_refinery_demand_biomass_energetic | Biomass | EU | Energy demand | 0.55007 | not_included_in_FEC
LT | TYNDP2026 | HEV | 2040 | TWh | 207 | Sub_sector | Industry | Refineries | Industry (refineries, energetic) | Energetic | industry_refinery_demand_coal_energetic | Solids | EU | Energy demand | 0 | not_included_in_FEC
LT | TYNDP2026 | HEV | 2040 | TWh | 208 | Sub_sector | Industry | Refineries | Industry (refineries, energetic) | Energetic | industry_refinery_demand_oil_energetic | Liquids | EU | Energy demand | 0.90131 | not_included_in_FEC
LT | TYNDP2026 | HEV | 2040 | TWh | 209 | Sub_sector | Industry | Refineries | Industry (refineries, energetic) | Energetic | industry_refinery_demand_others_energetic | Others | EU | Energy demand | 0 | not_included_in_FEC
LT | TYNDP2026 | HEV | 2040 | TWh | 210 | Sub_sector | Industry | Refineries | Industry (refineries, energetic) | Energetic | industry_refinery_demand_ammonia_energetic | Ammonia | EU | Energy demand | 0 | not_included_in_FEC
LT | TYNDP2026 | HEV | 2040 | TWh | 212 | Sub_sector | Industry | Refineries | Industry (refineries, non-energetic) | Non-energetic | industry_refinery_demand_electricity_non_energetic | Electricity | EU | Energy demand | 0 | not_included_in_FEC
LT | TYNDP2026 | HEV | 2040 | TWh | 213 | Sub_sector | Industry | Refineries | Industry (refineries, non-energetic) | Non-energetic | industry_refinery_demand_hydrogen_non_energetic | Hydrogen | EU | Energy demand | 0 | not_included_in_FEC
LT | TYNDP2026 | HEV | 2040 | TWh | 214 | Sub_sector | Industry | Refineries | Industry (refineries, non-energetic) | Non-energetic | industry_refinery_demand_methane_non_energetic | Methane | EU | Energy demand | 0 | not_included_in_FEC
LT | TYNDP2026 | HEV | 2040 | TWh | 215 | Sub_sector | Industry | Refineries | Industry (refineries, non-energetic) | Non-energetic | industry_refinery_demand_heat_non_energetic | Heat | EU | Energy demand | 0 | not_included_in_FEC
LT | TYNDP2026 | HEV | 2040 | TWh | 216 | Sub_sector | Industry | Refineries | Industry (refineries, non-energetic) | Non-energetic | industry_refinery_demand_biomass_non_energetic | Biomass | EU | Energy demand | 0 | not_included_in_FEC
LT | TYNDP2026 | HEV | 2040 | TWh | 217 | Sub_sector | Industry | Refineries | Industry (refineries, non-energetic) | Non-energetic | industry_refinery_demand_coal_non_energetic | Solids | EU | Energy demand | 0 | not_included_in_FEC
LT | TYNDP2026 | HEV | 2040 | TWh | 218 | Sub_sector | Industry | Refineries | Industry (refineries, non-energetic) | Non-energetic | industry_refinery_demand_oil_non_energetic | Liquids | EU | Energy demand | 0 | not_included_in_FEC
LT | TYNDP2026 | HEV | 2040 | TWh | 219 | Sub_sector | Industry | Refineries | Industry (refineries, non-energetic) | Non-energetic | industry_refinery_demand_others_non_energetic | Others | EU | Energy demand | 0 | not_included_in_FEC
LT | TYNDP2026 | HEV | 2040 | TWh | 220 | Sub_sector | Industry | Refineries | Industry (refineries, non-energetic) | Non-energetic | industry_refinery_demand_ammonia_non_energetic | Ammonia | EU | Energy demand | 0 | not_included_in_FEC
LT | TYNDP2026 | HEV | 2040 | TWh | 222 | Sub_sector | Industry | Steel | Industry (steel) | Energetic | industry_steel_demand_electricity_energetic | Electricity | EU | Energy demand | 0 | FEC
LT | TYNDP2026 | HEV | 2040 | TWh | 223 | Sub_sector | Industry | Steel | Industry (steel) | Energetic | industry_steel_demand_hydrogen_energetic | Hydrogen | EU | Energy demand | 0 | FEC
LT | TYNDP2026 | HEV | 2040 | TWh | 224 | Sub_sector | Industry | Steel | Industry (steel) | Energetic | industry_steel_demand_methane_energetic | Methane | EU | Energy demand | 0 | FEC
LT | TYNDP2026 | HEV | 2040 | TWh | 225 | Sub_sector | Industry | Steel | Industry (steel) | Energetic | industry_steel_demand_heat_energetic | Heat | EU | Energy demand | 0 | FEC
LT | TYNDP2026 | HEV | 2040 | TWh | 226 | Sub_sector | Industry | Steel | Industry (steel) | Energetic | industry_steel_demand_biomass_energetic | Biomass | EU | Energy demand | 0 | FEC
LT | TYNDP2026 | HEV | 2040 | TWh | 227 | Sub_sector | Industry | Steel | Industry (steel) | Energetic | industry_steel_demand_coal_energetic | Solids | EU | Energy demand | 0 | FEC
LT | TYNDP2026 | HEV | 2040 | TWh | 228 | Sub_sector | Industry | Steel | Industry (steel) | Energetic | industry_steel_demand_oil_energetic | Liquids | EU | Energy demand | 0 | FEC
LT | TYNDP2026 | HEV | 2040 | TWh | 229 | Sub_sector | Industry | Steel | Industry (steel) | Energetic | industry_steel_demand_others_energetic | Others | EU | Energy demand | 0 | FEC
LT | TYNDP2026 | HEV | 2040 | TWh | 230 | Sub_sector | Industry | Steel | Industry (steel) | Energetic | industry_steel_demand_ammonia_energetic | Ammonia | EU | Energy demand | 0 | FEC
LT | TYNDP2026 | HEV | 2040 | TWh | 232 | Sub_sector | Transport | Cars | Transport (cars) | Energetic | transport_cars_final_demand_electricity | Electricity | EU | Energy demand | 2.9723 | FEC
LT | TYNDP2026 | HEV | 2040 | TWh | 233 | Sub_sector | Transport | Cars | Transport (cars) | Energetic | transport_cars_final_demand_hydrogen | Hydrogen | EU | Energy demand | 0 | FEC
LT | TYNDP2026 | HEV | 2040 | TWh | 234 | Sub_sector | Transport | Cars | Transport (cars) | Energetic | transport_cars_final_demand_methane | Methane | EU | Energy demand | 0 | FEC
LT | TYNDP2026 | HEV | 2040 | TWh | 235 | Sub_sector | Transport | Cars | Transport (cars) | Energetic | transport_cars_final_demand_heat | Heat | EU | Energy demand | 0 | FEC
LT | TYNDP2026 | HEV | 2040 | TWh | 236 | Sub_sector | Transport | Cars | Transport (cars) | Energetic | transport_cars_final_demand_biomass | Biomass | EU | Energy demand | 0 | FEC
LT | TYNDP2026 | HEV | 2040 | TWh | 237 | Sub_sector | Transport | Cars | Transport (cars) | Energetic | transport_cars_final_demand_coal | Solids | EU | Energy demand | 0 | FEC
LT | TYNDP2026 | HEV | 2040 | TWh | 238 | Sub_sector | Transport | Cars | Transport (cars) | Energetic | transport_cars_final_demand_oil | Liquids | EU | Energy demand | 2.2648 | FEC
LT | TYNDP2026 | HEV | 2040 | TWh | 239 | Sub_sector | Transport | Cars | Transport (cars) | Energetic | transport_cars_final_demand_other | Others | EU | Energy demand | 0 | FEC
LT | TYNDP2026 | HEV | 2040 | TWh | 240 | Sub_sector | Transport | Cars | Transport (cars) | Energetic | transport_cars_final_demand_ammonia | Ammonia | EU | Energy demand | 0 | FEC
LT | TYNDP2026 | HEV | 2040 | TWh | 242 | Sub_sector | Transport | Busses | Transport (busses) | Energetic | transport_busses_final_demand_electricity | Electricity | EU | Energy demand | 0.08801 | FEC
LT | TYNDP2026 | HEV | 2040 | TWh | 243 | Sub_sector | Transport | Busses | Transport (busses) | Energetic | transport_busses_final_demand_hydrogen | Hydrogen | EU | Energy demand | 0.042769 | FEC
LT | TYNDP2026 | HEV | 2040 | TWh | 244 | Sub_sector | Transport | Busses | Transport (busses) | Energetic | transport_busses_final_demand_methane | Methane | EU | Energy demand | 0.0086601 | FEC
LT | TYNDP2026 | HEV | 2040 | TWh | 245 | Sub_sector | Transport | Busses | Transport (busses) | Energetic | transport_busses_final_demand_heat | Heat | EU | Energy demand | 0 | FEC
LT | TYNDP2026 | HEV | 2040 | TWh | 246 | Sub_sector | Transport | Busses | Transport (busses) | Energetic | transport_busses_final_demand_biomass | Biomass | EU | Energy demand | 0 | FEC
LT | TYNDP2026 | HEV | 2040 | TWh | 247 | Sub_sector | Transport | Busses | Transport (busses) | Energetic | transport_busses_final_demand_coal | Solids | EU | Energy demand | 0 | FEC
LT | TYNDP2026 | HEV | 2040 | TWh | 248 | Sub_sector | Transport | Busses | Transport (busses) | Energetic | transport_busses_final_demand_oil | Liquids | EU | Energy demand | 0.015014 | FEC
LT | TYNDP2026 | HEV | 2040 | TWh | 249 | Sub_sector | Transport | Busses | Transport (busses) | Energetic | transport_busses_final_demand_other | Others | EU | Energy demand | 0 | FEC
LT | TYNDP2026 | HEV | 2040 | TWh | 250 | Sub_sector | Transport | Busses | Transport (busses) | Energetic | transport_busses_final_demand_ammonia | Ammonia | EU | Energy demand | 0 | FEC
LT | TYNDP2026 | HEV | 2040 | TWh | 252 | Sub_sector | Transport | Trucks | Transport (trucks) | Energetic | transport_trucks_final_demand_electricity | Electricity | EU | Energy demand | 1.2218 | FEC
LT | TYNDP2026 | HEV | 2040 | TWh | 253 | Sub_sector | Transport | Trucks | Transport (trucks) | Energetic | transport_trucks_final_demand_hydrogen | Hydrogen | EU | Energy demand | 0.98468 | FEC
LT | TYNDP2026 | HEV | 2040 | TWh | 254 | Sub_sector | Transport | Trucks | Transport (trucks) | Energetic | transport_trucks_final_demand_methane | Methane | EU | Energy demand | 0 | FEC
LT | TYNDP2026 | HEV | 2040 | TWh | 255 | Sub_sector | Transport | Trucks | Transport (trucks) | Energetic | transport_trucks_final_demand_heat | Heat | EU | Energy demand | 0 | FEC
LT | TYNDP2026 | HEV | 2040 | TWh | 256 | Sub_sector | Transport | Trucks | Transport (trucks) | Energetic | transport_trucks_final_demand_biomass | Biomass | EU | Energy demand | 0 | FEC
LT | TYNDP2026 | HEV | 2040 | TWh | 257 | Sub_sector | Transport | Trucks | Transport (trucks) | Energetic | transport_trucks_final_demand_coal | Solids | EU | Energy demand | 0 | FEC
LT | TYNDP2026 | HEV | 2040 | TWh | 258 | Sub_sector | Transport | Trucks | Transport (trucks) | Energetic | transport_trucks_final_demand_oil | Liquids | EU | Energy demand | 1.1966 | FEC
LT | TYNDP2026 | HEV | 2040 | TWh | 259 | Sub_sector | Transport | Trucks | Transport (trucks) | Energetic | transport_trucks_final_demand_other | Others | EU | Energy demand | 0 | FEC
LT | TYNDP2026 | HEV | 2040 | TWh | 260 | Sub_sector | Transport | Trucks | Transport (trucks) | Energetic | transport_trucks_final_demand_ammonia | Ammonia | EU | Energy demand | 0 | FEC
LT | TYNDP2026 | HEV | 2040 | TWh | 262 | Sub_sector | Transport | Vans | Transport (vans) | Energetic | transport_vans_final_demand_electricity | Electricity | EU | Energy demand | 0.14438 | FEC
LT | TYNDP2026 | HEV | 2040 | TWh | 263 | Sub_sector | Transport | Vans | Transport (vans) | Energetic | transport_vans_final_demand_hydrogen | Hydrogen | EU | Energy demand | 0.06543 | FEC
LT | TYNDP2026 | HEV | 2040 | TWh | 264 | Sub_sector | Transport | Vans | Transport (vans) | Energetic | transport_vans_final_demand_methane | Methane | EU | Energy demand | 0 | FEC
LT | TYNDP2026 | HEV | 2040 | TWh | 265 | Sub_sector | Transport | Vans | Transport (vans) | Energetic | transport_vans_final_demand_heat | Heat | EU | Energy demand | 0 | FEC
LT | TYNDP2026 | HEV | 2040 | TWh | 266 | Sub_sector | Transport | Vans | Transport (vans) | Energetic | transport_vans_final_demand_biomass | Biomass | EU | Energy demand | 0 | FEC
LT | TYNDP2026 | HEV | 2040 | TWh | 267 | Sub_sector | Transport | Vans | Transport (vans) | Energetic | transport_vans_final_demand_coal | Solids | EU | Energy demand | 0 | FEC
LT | TYNDP2026 | HEV | 2040 | TWh | 268 | Sub_sector | Transport | Vans | Transport (vans) | Energetic | transport_vans_final_demand_oil | Liquids | EU | Energy demand | 0.21479 | FEC
LT | TYNDP2026 | HEV | 2040 | TWh | 269 | Sub_sector | Transport | Vans | Transport (vans) | Energetic | transport_vans_final_demand_other | Others | EU | Energy demand | 0 | FEC
LT | TYNDP2026 | HEV | 2040 | TWh | 270 | Sub_sector | Transport | Vans | Transport (vans) | Energetic | transport_vans_final_demand_ammonia | Ammonia | EU | Energy demand | 0 | FEC
LT | TYNDP2026 | HEV | 2040 | TWh | 272 | Sub_sector | Transport | Freight trains | Transport (trains) | Energetic | transport_trains_final_demand_electricity | Electricity | EU | Energy demand | 0.15329 | FEC
LT | TYNDP2026 | HEV | 2040 | TWh | 273 | Sub_sector | Transport | Freight trains | Transport (trains) | Energetic | transport_trains_final_demand_hydrogen | Hydrogen | EU | Energy demand | 0 | FEC
LT | TYNDP2026 | HEV | 2040 | TWh | 274 | Sub_sector | Transport | Freight trains | Transport (trains) | Energetic | transport_trains_final_demand_methane | Methane | EU | Energy demand | 0 | FEC
LT | TYNDP2026 | HEV | 2040 | TWh | 275 | Sub_sector | Transport | Freight trains | Transport (trains) | Energetic | transport_trains_final_demand_heat | Heat | EU | Energy demand | 0 | FEC
LT | TYNDP2026 | HEV | 2040 | TWh | 276 | Sub_sector | Transport | Freight trains | Transport (trains) | Energetic | transport_trains_final_demand_biomass | Biomass | EU | Energy demand | 0 | FEC
LT | TYNDP2026 | HEV | 2040 | TWh | 277 | Sub_sector | Transport | Freight trains | Transport (trains) | Energetic | transport_trains_final_demand_coal | Solids | EU | Energy demand | 0 | FEC
LT | TYNDP2026 | HEV | 2040 | TWh | 278 | Sub_sector | Transport | Freight trains | Transport (trains) | Energetic | transport_trains_final_demand_oil | Liquids | EU | Energy demand | 0.23597 | FEC
LT | TYNDP2026 | HEV | 2040 | TWh | 279 | Sub_sector | Transport | Freight trains | Transport (trains) | Energetic | transport_trains_final_demand_other | Others | EU | Energy demand | 0 | FEC
LT | TYNDP2026 | HEV | 2040 | TWh | 280 | Sub_sector | Transport | Freight trains | Transport (trains) | Energetic | transport_trains_final_demand_ammonia | Ammonia | EU | Energy demand | 0 | FEC
LT | TYNDP2026 | HEV | 2040 | TWh | 282 | Sub_sector | Transport | Ships | Transport (ships) | Energetic | transport_ships_final_demand_electricity | Electricity | EU | Energy demand | 0.0034452 | FEC
LT | TYNDP2026 | HEV | 2040 | TWh | 283 | Sub_sector | Transport | Ships | Transport (ships) | Energetic | transport_ships_final_demand_hydrogen | Hydrogen | EU | Energy demand | 0.0063377 | FEC
LT | TYNDP2026 | HEV | 2040 | TWh | 284 | Sub_sector | Transport | Ships | Transport (ships) | Energetic | transport_ships_final_demand_methane | Methane | EU | Energy demand | 0 | FEC
LT | TYNDP2026 | HEV | 2040 | TWh | 285 | Sub_sector | Transport | Ships | Transport (ships) | Energetic | transport_ships_final_demand_heat | Heat | EU | Energy demand | 0 | FEC
LT | TYNDP2026 | HEV | 2040 | TWh | 286 | Sub_sector | Transport | Ships | Transport (ships) | Energetic | transport_ships_final_demand_biomass | Biomass | EU | Energy demand | 0 | FEC
LT | TYNDP2026 | HEV | 2040 | TWh | 287 | Sub_sector | Transport | Ships | Transport (ships) | Energetic | transport_ships_final_demand_coal | Solids | EU | Energy demand | 0 | FEC
LT | TYNDP2026 | HEV | 2040 | TWh | 288 | Sub_sector | Transport | Ships | Transport (ships) | Energetic | transport_ships_final_demand_oil | Liquids | EU | Energy demand | 0.029318 | FEC
LT | TYNDP2026 | HEV | 2040 | TWh | 289 | Sub_sector | Transport | Ships | Transport (ships) | Energetic | transport_ships_final_demand_other | Others | EU | Energy demand | 0 | FEC
LT | TYNDP2026 | HEV | 2040 | TWh | 290 | Sub_sector | Transport | Ships | Transport (ships) | Energetic | transport_ships_final_demand_ammonia | Ammonia | EU | Energy demand | 0.01913 | FEC
LT | TYNDP2026 | HEV | 2040 | TWh | 292 | Sub_sector | Transport | Planes | Transport (planes) | Energetic | transport_planes_final_demand_electricity | Electricity | EU | Energy demand | 0 | FEC
LT | TYNDP2026 | HEV | 2040 | TWh | 293 | Sub_sector | Transport | Planes | Transport (planes) | Energetic | transport_planes_final_demand_hydrogen | Hydrogen | EU | Energy demand | 0 | FEC
LT | TYNDP2026 | HEV | 2040 | TWh | 294 | Sub_sector | Transport | Planes | Transport (planes) | Energetic | transport_planes_final_demand_methane | Methane | EU | Energy demand | 0 | FEC
LT | TYNDP2026 | HEV | 2040 | TWh | 295 | Sub_sector | Transport | Planes | Transport (planes) | Energetic | transport_planes_final_demand_heat | Heat | EU | Energy demand | 0 | FEC
LT | TYNDP2026 | HEV | 2040 | TWh | 296 | Sub_sector | Transport | Planes | Transport (planes) | Energetic | transport_planes_final_demand_biomass | Biomass | EU | Energy demand | 0 | FEC
LT | TYNDP2026 | HEV | 2040 | TWh | 297 | Sub_sector | Transport | Planes | Transport (planes) | Energetic | transport_planes_final_demand_coal | Solids | EU | Energy demand | 0 | FEC
LT | TYNDP2026 | HEV | 2040 | TWh | 298 | Sub_sector | Transport | Planes | Transport (planes) | Energetic | transport_planes_final_demand_oil | Liquids | EU | Energy demand | 0.005018 | FEC
LT | TYNDP2026 | HEV | 2040 | TWh | 299 | Sub_sector | Transport | Planes | Transport (planes) | Energetic | transport_planes_final_demand_other | Others | EU | Energy demand | 0 | FEC
LT | TYNDP2026 | HEV | 2040 | TWh | 300 | Sub_sector | Transport | Planes | Transport (planes) | Energetic | transport_planes_final_demand_ammonia | Ammonia | EU | Energy demand | 0 | FEC
LT | TYNDP2026 | HEV | 2040 | TWh | 302 | Sub_sector | Transport | Others | Transport (others) | Energetic | transport_other_final_demand_electricity | Electricity | EU | Energy demand | 0.0036244 | FEC
LT | TYNDP2026 | HEV | 2040 | TWh | 303 | Sub_sector | Transport | Others | Transport (others) | Energetic | transport_other_final_demand_hydrogen | Hydrogen | EU | Energy demand | 0 | FEC
LT | TYNDP2026 | HEV | 2040 | TWh | 304 | Sub_sector | Transport | Others | Transport (others) | Energetic | transport_other_final_demand_methane | Methane | EU | Energy demand | 0 | FEC
LT | TYNDP2026 | HEV | 2040 | TWh | 305 | Sub_sector | Transport | Others | Transport (others) | Energetic | transport_other_final_demand_heat | Heat | EU | Energy demand | 0 | FEC
LT | TYNDP2026 | HEV | 2040 | TWh | 306 | Sub_sector | Transport | Others | Transport (others) | Energetic | transport_other_final_demand_biomass | Biomass | EU | Energy demand | 0 | FEC
LT | TYNDP2026 | HEV | 2040 | TWh | 307 | Sub_sector | Transport | Others | Transport (others) | Energetic | transport_other_final_demand_coal | Solids | EU | Energy demand | 0 | FEC
LT | TYNDP2026 | HEV | 2040 | TWh | 308 | Sub_sector | Transport | Others | Transport (others) | Energetic | transport_other_final_demand_oil | Liquids | EU | Energy demand | 0.015549 | FEC
LT | TYNDP2026 | HEV | 2040 | TWh | 309 | Sub_sector | Transport | Others | Transport (others) | Energetic | transport_other_final_demand_other | Others | EU | Energy demand | 0 | FEC
LT | TYNDP2026 | HEV | 2040 | TWh | 310 | Sub_sector | Transport | Others | Transport (others) | Energetic | transport_other_final_demand_ammonia | Ammonia | EU | Energy demand | 0 | FEC
LT | TYNDP2026 | HEV | 2040 | TWh | 312 | Sub_sector | International transport | International aviation | Transport (int. aviation) | Energetic | transport_int_aviation_final_demand_electricity | Electricity | EU | Energy demand | 0 | FEC
LT | TYNDP2026 | HEV | 2040 | TWh | 313 | Sub_sector | International transport | International aviation | Transport (int. aviation) | Energetic | transport_int_aviation_final_demand_hydrogen | Hydrogen | EU | Energy demand | 0 | FEC
LT | TYNDP2026 | HEV | 2040 | TWh | 314 | Sub_sector | International transport | International aviation | Transport (int. aviation) | Energetic | transport_int_aviation_final_demand_methane | Methane | EU | Energy demand | 0 | FEC
LT | TYNDP2026 | HEV | 2040 | TWh | 315 | Sub_sector | International transport | International aviation | Transport (int. aviation) | Energetic | transport_int_aviation_final_demand_heat | Heat | EU | Energy demand | 0 | FEC
LT | TYNDP2026 | HEV | 2040 | TWh | 316 | Sub_sector | International transport | International aviation | Transport (int. aviation) | Energetic | transport_int_aviation_final_demand_biofuels | Biomass | EU | Energy demand | 0 | FEC
LT | TYNDP2026 | HEV | 2040 | TWh | 317 | Sub_sector | International transport | International aviation | Transport (int. aviation) | Energetic | transport_int_aviation_final_demand_coal | Solids | EU | Energy demand | 0 | FEC
LT | TYNDP2026 | HEV | 2040 | TWh | 318 | Sub_sector | International transport | International aviation | Transport (int. aviation) | Energetic | transport_int_aviation_final_demand_oil | Liquids | EU | Energy demand | 1.2597 | FEC
LT | TYNDP2026 | HEV | 2040 | TWh | 319 | Sub_sector | International transport | International aviation | Transport (int. aviation) | Energetic | transport_int_aviation_final_demand_other | Others | EU | Energy demand | 0 | FEC
LT | TYNDP2026 | HEV | 2040 | TWh | 320 | Sub_sector | International transport | International aviation | Transport (int. aviation) | Energetic | transport_int_aviation_final_demand_ammonia | Ammonia | EU | Energy demand | 0 | FEC
LT | TYNDP2026 | HEV | 2040 | TWh | 322 | Sub_sector | International transport | International shipping | Transport (int. shipping) | Energetic | transport_int_shipping_final_demand_electricity | Electricity | EU | Energy demand | 0 | not_included_in_FEC
LT | TYNDP2026 | HEV | 2040 | TWh | 323 | Sub_sector | International transport | International shipping | Transport (int. shipping) | Energetic | transport_int_shipping_final_demand_hydrogen | Hydrogen | EU | Energy demand | 1.8738 | not_included_in_FEC
LT | TYNDP2026 | HEV | 2040 | TWh | 324 | Sub_sector | International transport | International shipping | Transport (int. shipping) | Energetic | transport_int_shipping_final_demand_methane | Methane | EU | Energy demand | 0 | not_included_in_FEC
LT | TYNDP2026 | HEV | 2040 | TWh | 325 | Sub_sector | International transport | International shipping | Transport (int. shipping) | Energetic | transport_int_shipping_final_demand_heat | Heat | EU | Energy demand | 0 | not_included_in_FEC
LT | TYNDP2026 | HEV | 2040 | TWh | 326 | Sub_sector | International transport | International shipping | Transport (int. shipping) | Energetic | transport_int_shipping_final_demand_biofuels | Biomass | EU | Energy demand | 0 | not_included_in_FEC
LT | TYNDP2026 | HEV | 2040 | TWh | 327 | Sub_sector | International transport | International shipping | Transport (int. shipping) | Energetic | transport_int_shipping_final_demand_coal | Solids | EU | Energy demand | 0 | not_included_in_FEC
LT | TYNDP2026 | HEV | 2040 | TWh | 328 | Sub_sector | International transport | International shipping | Transport (int. shipping) | Energetic | transport_int_shipping_final_demand_oil | Liquids | EU | Energy demand | 0 | not_included_in_FEC
LT | TYNDP2026 | HEV | 2040 | TWh | 329 | Sub_sector | International transport | International shipping | Transport (int. shipping) | Energetic | transport_int_shipping_final_demand_other | Others | EU | Energy demand | 0 | not_included_in_FEC
LT | TYNDP2026 | HEV | 2040 | TWh | 330 | Sub_sector | International transport | International shipping | Transport (int. shipping) | Energetic | transport_int_shipping_final_demand_ammonia | Ammonia | EU | Energy demand | 0 | not_included_in_FEC
LT | TYNDP2026 | HEV | 2040 | TWh | 332 | Sub_sector | Households | Space heating | Households (heating) | Energetic | households_heating_final_demand_electricity | Electricity | EU | Energy demand | 0.93582 | FEC
LT | TYNDP2026 | HEV | 2040 | TWh | 333 | Sub_sector | Households | Space heating | Households (heating) | Energetic | households_heating_final_demand_hydrogen | Hydrogen | EU | Energy demand | 0 | FEC
LT | TYNDP2026 | HEV | 2040 | TWh | 334 | Sub_sector | Households | Space heating | Households (heating) | Energetic | households_heating_final_demand_methane | Methane | EU | Energy demand | 0.75934 | FEC
LT | TYNDP2026 | HEV | 2040 | TWh | 335 | Sub_sector | Households | Space heating | Households (heating) | Energetic | households_heating_final_demand_heat | Heat | EU | Energy demand | 4.9164 | FEC
LT | TYNDP2026 | HEV | 2040 | TWh | 336 | Sub_sector | Households | Space heating | Households (heating) | Energetic | households_heating_final_demand_biomass | Biomass | EU | Energy demand | 3.6921 | FEC
LT | TYNDP2026 | HEV | 2040 | TWh | 337 | Sub_sector | Households | Space heating | Households (heating) | Energetic | households_heating_final_demand_coal | Solids | EU | Energy demand | 0 | FEC
LT | TYNDP2026 | HEV | 2040 | TWh | 338 | Sub_sector | Households | Space heating | Households (heating) | Energetic | households_heating_final_demand_oil | Liquids | EU | Energy demand | 0 | FEC
LT | TYNDP2026 | HEV | 2040 | TWh | 339 | Sub_sector | Households | Space heating | Households (heating) | Energetic | households_heating_final_demand_other | Others | EU | Energy demand | 0 | FEC
LT | TYNDP2026 | HEV | 2040 | TWh | 340 | Sub_sector | Households | Space heating | Households (heating) | Energetic | households_heating_final_demand_ammonia | Ammonia | EU | Energy demand | 0 | FEC
LT | TYNDP2026 | HEV | 2040 | TWh | 343 | Sub_sector | Households | Cooling | Households (cooling) | Energetic | households_cooling_final_demand_electricity | Electricity | EU | Energy demand | 0 | FEC
LT | TYNDP2026 | HEV | 2040 | TWh | 344 | Sub_sector | Households | Cooling | Households (cooling) | Energetic | households_cooling_final_demand_hydrogen | Hydrogen | EU | Energy demand | 0 | FEC
LT | TYNDP2026 | HEV | 2040 | TWh | 345 | Sub_sector | Households | Cooling | Households (cooling) | Energetic | households_cooling_final_demand_methane | Methane | EU | Energy demand | 0 | FEC
LT | TYNDP2026 | HEV | 2040 | TWh | 346 | Sub_sector | Households | Cooling | Households (cooling) | Energetic | households_cooling_final_demand_heat | Heat | EU | Energy demand | 0 | FEC
LT | TYNDP2026 | HEV | 2040 | TWh | 347 | Sub_sector | Households | Cooling | Households (cooling) | Energetic | households_cooling_final_demand_biomass | Biomass | EU | Energy demand | 0 | FEC
LT | TYNDP2026 | HEV | 2040 | TWh | 348 | Sub_sector | Households | Cooling | Households (cooling) | Energetic | households_cooling_final_demand_coal | Solids | EU | Energy demand | 0 | FEC
LT | TYNDP2026 | HEV | 2040 | TWh | 349 | Sub_sector | Households | Cooling | Households (cooling) | Energetic | households_cooling_final_demand_oil | Liquids | EU | Energy demand | 0 | FEC
LT | TYNDP2026 | HEV | 2040 | TWh | 350 | Sub_sector | Households | Cooling | Households (cooling) | Energetic | households_cooling_final_demand_other | Others | EU | Energy demand | 0 | FEC
LT | TYNDP2026 | HEV | 2040 | TWh | 351 | Sub_sector | Households | Cooling | Households (cooling) | Energetic | households_cooling_final_demand_ammonia | Ammonia | EU | Energy demand | 0 | FEC
LT | TYNDP2026 | HEV | 2040 | TWh | 354 | Sub_sector | Households | Hot water | Households (hot water) | Energetic | households_hot_water_final_demand_electricity | Electricity | EU | Energy demand | 0.27054 | FEC
LT | TYNDP2026 | HEV | 2040 | TWh | 355 | Sub_sector | Households | Hot water | Households (hot water) | Energetic | households_hot_water_final_demand_hydrogen | Hydrogen | EU | Energy demand | 0 | FEC
LT | TYNDP2026 | HEV | 2040 | TWh | 356 | Sub_sector | Households | Hot water | Households (hot water) | Energetic | households_hot_water_final_demand_methane | Methane | EU | Energy demand | 0.075193 | FEC
LT | TYNDP2026 | HEV | 2040 | TWh | 357 | Sub_sector | Households | Hot water | Households (hot water) | Energetic | households_hot_water_final_demand_heat | Heat | EU | Energy demand | 0.58529 | FEC
LT | TYNDP2026 | HEV | 2040 | TWh | 358 | Sub_sector | Households | Hot water | Households (hot water) | Energetic | households_hot_water_final_demand_biomass | Biomass | EU | Energy demand | 0.26766 | FEC
LT | TYNDP2026 | HEV | 2040 | TWh | 359 | Sub_sector | Households | Hot water | Households (hot water) | Energetic | households_hot_water_final_demand_coal | Solids | EU | Energy demand | 0 | FEC
LT | TYNDP2026 | HEV | 2040 | TWh | 360 | Sub_sector | Households | Hot water | Households (hot water) | Energetic | households_hot_water_final_demand_oil | Liquids | EU | Energy demand | 0 | FEC
LT | TYNDP2026 | HEV | 2040 | TWh | 361 | Sub_sector | Households | Hot water | Households (hot water) | Energetic | households_hot_water_final_demand_other | Others | EU | Energy demand | 0 | FEC
LT | TYNDP2026 | HEV | 2040 | TWh | 362 | Sub_sector | Households | Hot water | Households (hot water) | Energetic | households_hot_water_final_demand_ammonia | Ammonia | EU | Energy demand | 0 | FEC
LT | TYNDP2026 | HEV | 2040 | TWh | 365 | Sub_sector | Households | Appliances | Households (appliances) | Energetic | households_appliances_final_demand_electricity | Electricity | EU | Energy demand | 3.0625 | FEC
LT | TYNDP2026 | HEV | 2040 | TWh | 366 | Sub_sector | Households | Appliances | Households (appliances) | Energetic | households_appliances_final_demand_hydrogen | Hydrogen | EU | Energy demand | 0 | FEC
LT | TYNDP2026 | HEV | 2040 | TWh | 367 | Sub_sector | Households | Appliances | Households (appliances) | Energetic | households_appliances_final_demand_methane | Methane | EU | Energy demand | 0.049027 | FEC
LT | TYNDP2026 | HEV | 2040 | TWh | 368 | Sub_sector | Households | Appliances | Households (appliances) | Energetic | households_appliances_final_demand_heat | Heat | EU | Energy demand | 0 | FEC
LT | TYNDP2026 | HEV | 2040 | TWh | 369 | Sub_sector | Households | Appliances | Households (appliances) | Energetic | households_appliances_final_demand_biomass | Biomass | EU | Energy demand | 0 | FEC
LT | TYNDP2026 | HEV | 2040 | TWh | 370 | Sub_sector | Households | Appliances | Households (appliances) | Energetic | households_appliances_final_demand_coal | Solids | EU | Energy demand | 0 | FEC
LT | TYNDP2026 | HEV | 2040 | TWh | 371 | Sub_sector | Households | Appliances | Households (appliances) | Energetic | households_appliances_final_demand_oil | Liquids | EU | Energy demand | 0 | FEC
LT | TYNDP2026 | HEV | 2040 | TWh | 372 | Sub_sector | Households | Appliances | Households (appliances) | Energetic | households_appliances_final_demand_other | Others | EU | Energy demand | 0 | FEC
LT | TYNDP2026 | HEV | 2040 | TWh | 373 | Sub_sector | Households | Appliances | Households (appliances) | Energetic | households_appliances_final_demand_ammonia | Ammonia | EU | Energy demand | 0 | FEC
LT | TYNDP2026 | HEV | 2040 | TWh | 375 | Sub_sector | Buildings | Space heating | Buildings (heat) | Energetic | buildings_heat_final_demand_electricity | Electricity | EU | Energy demand | 0.89277 | FEC
LT | TYNDP2026 | HEV | 2040 | TWh | 376 | Sub_sector | Buildings | Space heating | Buildings (heat) | Energetic | buildings_heat_final_demand_hydrogen | Hydrogen | EU | Energy demand | 0 | FEC
LT | TYNDP2026 | HEV | 2040 | TWh | 377 | Sub_sector | Buildings | Space heating | Buildings (heat) | Energetic | buildings_heat_final_demand_methane | Methane | EU | Energy demand | 0.17611 | FEC
LT | TYNDP2026 | HEV | 2040 | TWh | 378 | Sub_sector | Buildings | Space heating | Buildings (heat) | Energetic | buildings_heat_final_demand_heat | Heat | EU | Energy demand | 1.6251 | FEC
LT | TYNDP2026 | HEV | 2040 | TWh | 379 | Sub_sector | Buildings | Space heating | Buildings (heat) | Energetic | buildings_heat_final_demand_biomass | Biomass | EU | Energy demand | 0 | FEC
LT | TYNDP2026 | HEV | 2040 | TWh | 380 | Sub_sector | Buildings | Space heating | Buildings (heat) | Energetic | buildings_heat_final_demand_coal | Solids | EU | Energy demand | 0 | FEC
LT | TYNDP2026 | HEV | 2040 | TWh | 381 | Sub_sector | Buildings | Space heating | Buildings (heat) | Energetic | buildings_heat_final_demand_oil | Liquids | EU | Energy demand | 0 | FEC
LT | TYNDP2026 | HEV | 2040 | TWh | 382 | Sub_sector | Buildings | Space heating | Buildings (heat) | Energetic | buildings_heat_final_demand_other | Others | EU | Energy demand | 0 | FEC
LT | TYNDP2026 | HEV | 2040 | TWh | 383 | Sub_sector | Buildings | Space heating | Buildings (heat) | Energetic | buildings_heat_final_demand_ammonia | Ammonia | EU | Energy demand | 0 | FEC
LT | TYNDP2026 | HEV | 2040 | TWh | 386 | Sub_sector | Buildings | Cooling | Buildings (cooling) | Energetic | buildings_cooling_final_demand_electricity | Electricity | EU | Energy demand | 0.040877 | FEC
LT | TYNDP2026 | HEV | 2040 | TWh | 387 | Sub_sector | Buildings | Cooling | Buildings (cooling) | Energetic | buildings_cooling_final_demand_hydrogen | Hydrogen | EU | Energy demand | 0 | FEC
LT | TYNDP2026 | HEV | 2040 | TWh | 388 | Sub_sector | Buildings | Cooling | Buildings (cooling) | Energetic | buildings_cooling_final_demand_methane | Methane | EU | Energy demand | 0 | FEC
LT | TYNDP2026 | HEV | 2040 | TWh | 389 | Sub_sector | Buildings | Cooling | Buildings (cooling) | Energetic | buildings_cooling_final_demand_heat | Heat | EU | Energy demand | 0 | FEC
LT | TYNDP2026 | HEV | 2040 | TWh | 390 | Sub_sector | Buildings | Cooling | Buildings (cooling) | Energetic | buildings_cooling_final_demand_biomass | Biomass | EU | Energy demand | 0 | FEC
LT | TYNDP2026 | HEV | 2040 | TWh | 391 | Sub_sector | Buildings | Cooling | Buildings (cooling) | Energetic | buildings_cooling_final_demand_coal | Solids | EU | Energy demand | 0 | FEC
LT | TYNDP2026 | HEV | 2040 | TWh | 392 | Sub_sector | Buildings | Cooling | Buildings (cooling) | Energetic | buildings_cooling_final_demand_oil | Liquids | EU | Energy demand | 0 | FEC
LT | TYNDP2026 | HEV | 2040 | TWh | 393 | Sub_sector | Buildings | Cooling | Buildings (cooling) | Energetic | buildings_cooling_final_demand_other | Others | EU | Energy demand | 0 | FEC
LT | TYNDP2026 | HEV | 2040 | TWh | 394 | Sub_sector | Buildings | Cooling | Buildings (cooling) | Energetic | buildings_cooling_final_demand_ammonia | Ammonia | EU | Energy demand | 0 | FEC
LT | TYNDP2026 | HEV | 2040 | TWh | 397 | Sub_sector | Buildings | Appliances | Buildings (appliances) | Energetic | buildings_appliances_final_demand_electricity | Electricity | EU | Energy demand | 1.8774 | FEC
LT | TYNDP2026 | HEV | 2040 | TWh | 398 | Sub_sector | Buildings | Appliances | Buildings (appliances) | Energetic | buildings_appliances_final_demand_hydrogen | Hydrogen | EU | Energy demand | 0 | FEC
LT | TYNDP2026 | HEV | 2040 | TWh | 399 | Sub_sector | Buildings | Appliances | Buildings (appliances) | Energetic | buildings_appliances_final_demand_methane | Methane | EU | Energy demand | 0.14931 | FEC
LT | TYNDP2026 | HEV | 2040 | TWh | 400 | Sub_sector | Buildings | Appliances | Buildings (appliances) | Energetic | buildings_appliances_final_demand_heat | Heat | EU | Energy demand | 0 | FEC
LT | TYNDP2026 | HEV | 2040 | TWh | 401 | Sub_sector | Buildings | Appliances | Buildings (appliances) | Energetic | buildings_appliances_final_demand_biomass | Biomass | EU | Energy demand | 0 | FEC
LT | TYNDP2026 | HEV | 2040 | TWh | 402 | Sub_sector | Buildings | Appliances | Buildings (appliances) | Energetic | buildings_appliances_final_demand_coal | Solids | EU | Energy demand | 0 | FEC
LT | TYNDP2026 | HEV | 2040 | TWh | 403 | Sub_sector | Buildings | Appliances | Buildings (appliances) | Energetic | buildings_appliances_final_demand_oil | Liquids | EU | Energy demand | 0 | FEC
LT | TYNDP2026 | HEV | 2040 | TWh | 404 | Sub_sector | Buildings | Appliances | Buildings (appliances) | Energetic | buildings_appliances_final_demand_other | Others | EU | Energy demand | 0 | FEC
LT | TYNDP2026 | HEV | 2040 | TWh | 405 | Sub_sector | Buildings | Appliances | Buildings (appliances) | Energetic | buildings_appliances_final_demand_ammonia | Ammonia | EU | Energy demand | 0 | FEC
LT | TYNDP2026 | HEV | 2040 | TWh | 407 | Sub_sector | Buildings | Datacenters | Datacenters & ICT | Energetic | datacentres_final_demand_electricity_energetic | Electricity | EU | Energy demand | 0.70233 | FEC
LT | TYNDP2026 | HEV | 2040 | TWh | 408 | Sub_sector | Buildings | Datacenters | Datacenters & ICT | Energetic | datacentres_final_demand_hydrogen_energetic | Hydrogen | EU | Energy demand | 0 | FEC
LT | TYNDP2026 | HEV | 2040 | TWh | 409 | Sub_sector | Buildings | Datacenters | Datacenters & ICT | Energetic | datacentres_final_demand_methane_energetic | Methane | EU | Energy demand | 0 | FEC
LT | TYNDP2026 | HEV | 2040 | TWh | 410 | Sub_sector | Buildings | Datacenters | Datacenters & ICT | Energetic | datacentres_final_demand_heat_energetic | Heat | EU | Energy demand | 0 | FEC
LT | TYNDP2026 | HEV | 2040 | TWh | 411 | Sub_sector | Buildings | Datacenters | Datacenters & ICT | Energetic | datacentres_final_demand_biomass_energetic | Biomass | EU | Energy demand | 0 | FEC
LT | TYNDP2026 | HEV | 2040 | TWh | 412 | Sub_sector | Buildings | Datacenters | Datacenters & ICT | Energetic | datacentres_final_demand_coal_energetic | Solids | EU | Energy demand | 0 | FEC
LT | TYNDP2026 | HEV | 2040 | TWh | 413 | Sub_sector | Buildings | Datacenters | Datacenters & ICT | Energetic | datacentres_final_demand_oil_energetic | Liquids | EU | Energy demand | 0 | FEC
LT | TYNDP2026 | HEV | 2040 | TWh | 414 | Sub_sector | Buildings | Datacenters | Datacenters & ICT | Energetic | datacentres_final_demand_other_energetic | Others | EU | Energy demand | 0 | FEC
LT | TYNDP2026 | HEV | 2040 | TWh | 415 | Sub_sector | Buildings | Datacenters | Datacenters & ICT | Energetic | datacentres_final_demand_ammonia_energetic | Ammonia | EU | Energy demand | 0 | FEC
LT | TYNDP2026 | HEV | 2040 | TWh | 417 | Sub_sector | Transport | Others_Sector | Others_Sector | Energetic | other_final_demand_electricity_energetic | Electricity | EU | Energy demand | 0 | FEC
LT | TYNDP2026 | HEV | 2040 | TWh | 418 | Sub_sector | Transport | Others_Sector | Others_Sector | Energetic | other_final_demand_hydrogen_energetic | Hydrogen | EU | Energy demand | 0 | FEC
LT | TYNDP2026 | HEV | 2040 | TWh | 419 | Sub_sector | Transport | Pipeline Transport | Others_Sector | Energetic | other_final_demand_methane_energetic | Methane | EU | Energy demand | 0.2456 | FEC
LT | TYNDP2026 | HEV | 2040 | TWh | 420 | Sub_sector | Transport | Others_Sector | Others_Sector | Energetic | other_final_demand_heat_energetic | Heat | EU | Energy demand | 0 | FEC
LT | TYNDP2026 | HEV | 2040 | TWh | 421 | Sub_sector | Transport | Others_Sector | Others_Sector | Energetic | other_final_demand_biomass_energetic | Biomass | EU | Energy demand | 0 | FEC
LT | TYNDP2026 | HEV | 2040 | TWh | 422 | Sub_sector | Transport | Others_Sector | Others_Sector | Energetic | other_final_demand_coal_energetic | Solids | EU | Energy demand | 0 | FEC
LT | TYNDP2026 | HEV | 2040 | TWh | 423 | Sub_sector | Transport | Others_Sector | Others_Sector | Energetic | other_final_demand_oil_energetic | Liquids | EU | Energy demand | 0.17968 | FEC
LT | TYNDP2026 | HEV | 2040 | TWh | 424 | Sub_sector | Others_Sector | Others_Sector | Others_Sector | Non-energetic | other_final_demand_oil_non_energetic | Liquids | EU | Energy demand | 0.28583 | not_included_in_FEC
LT | TYNDP2026 | HEV | 2040 | TWh | 425 | Sub_sector | Transport | Others_Sector | Others_Sector | Energetic | other_final_demand_other_energetic | Others | EU | Energy demand | 0 | FEC
LT | TYNDP2026 | HEV | 2040 | TWh | 426 | Sub_sector | Transport | Others_Sector | Others_Sector | Energetic | other_final_demand_ammonia_energetic | Ammonia | EU | Energy demand | 0 | FEC
LT | TYNDP2026 | HEV | 2040 | TWh | 427 | Sub_sector | Industry | Surplus_Heat_in_Industry | Surplus_Heat_in_Industry | Energetic | final_demand_of_industry_unused_local_production_steam_hot_water | Heat | EU | Energy demand | 1.1768 | FEC
LT | TYNDP2026 | HEV | 2040 | TWh | 429 | Sub_sector | Agriculture | Total | Agriculture | Energetic | agriculture_final_demand_electricity_energetic | Electricity | EU | Energy demand | 0.25885 | FEC
LT | TYNDP2026 | HEV | 2040 | TWh | 430 | Sub_sector | Agriculture | Total | Agriculture | Energetic | agriculture_final_demand_hydrogen_energetic | Hydrogen | EU | Energy demand | 0 | FEC
LT | TYNDP2026 | HEV | 2040 | TWh | 431 | Sub_sector | Agriculture | Total | Agriculture | Energetic | agriculture_final_demand_methane_energetic | Methane | EU | Energy demand | 0.23875 | FEC
LT | TYNDP2026 | HEV | 2040 | TWh | 432 | Sub_sector | Agriculture | Total | Agriculture | Energetic | agriculture_final_demand_heat_energetic | Heat | EU | Energy demand | 0.042976 | FEC
LT | TYNDP2026 | HEV | 2040 | TWh | 433 | Sub_sector | Agriculture | Total | Agriculture | Energetic | agriculture_final_demand_biomass_energetic | Biomass | EU | Energy demand | 0.22594 | FEC
LT | TYNDP2026 | HEV | 2040 | TWh | 434 | Sub_sector | Agriculture | Total | Agriculture | Energetic | agriculture_final_demand_coal_energetic | Solids | EU | Energy demand | 0 | FEC
LT | TYNDP2026 | HEV | 2040 | TWh | 435 | Sub_sector | Agriculture | Total | Agriculture | Energetic | agriculture_final_demand_oil_energetic | Liquids | EU | Energy demand | 0.27246 | FEC
LT | TYNDP2026 | HEV | 2040 | TWh | 436 | Sub_sector | Agriculture | Total | Agriculture | Energetic | agriculture_final_demand_other_energetic | Others | EU | Energy demand | 0 | FEC
LT | TYNDP2026 | HEV | 2040 | TWh | 437 | Sub_sector | Agriculture | Total | Agriculture | Energetic | agriculture_final_demand_ammonia_energetic | Ammonia | EU | Energy demand | 0 | FEC
LT | TYNDP2026 | HEV | 2040 | TWh | 447 | Sub_sector | Buildings | Surplus Energy | Buildings | Energetic | GAP | Electricity | EU | Energy demand | 0 | FEC
LT | TYNDP2026 | HEV | 2040 | TWh | 448 | Sub_sector | Buildings | Surplus Energy | Buildings | Energetic | GAP | Hydrogen | EU | Energy demand | 0 | FEC
LT | TYNDP2026 | HEV | 2040 | TWh | 449 | Sub_sector | Buildings | Surplus Energy | Buildings | Energetic | GAP | Methane | EU | Energy demand | 0 | FEC
LT | TYNDP2026 | HEV | 2040 | TWh | 450 | Sub_sector | Buildings | Surplus Energy | Buildings | Energetic | GAP | Heat | EU | Energy demand | 0 | FEC
LT | TYNDP2026 | HEV | 2040 | TWh | 451 | Sub_sector | Buildings | Surplus Energy | Buildings | Energetic | GAP | Biomass | EU | Energy demand | 0.035172 | FEC
LT | TYNDP2026 | HEV | 2040 | TWh | 452 | Sub_sector | Buildings | Surplus Energy | Buildings | Energetic | GAP | Solids | EU | Energy demand | 0 | FEC
LT | TYNDP2026 | HEV | 2040 | TWh | 453 | Sub_sector | Buildings | Surplus Energy | Buildings | Energetic | GAP | Liquids | EU | Energy demand | 0.0042711 | FEC
LT | TYNDP2026 | HEV | 2040 | TWh | 454 | Sub_sector | Buildings | Surplus Energy | Buildings | Energetic | GAP | Others | EU | Energy demand | 0 | FEC
LT | TYNDP2026 | HEV | 2040 | TWh | 455 | Sub_sector | Buildings | Surplus Energy | Buildings | Energetic | GAP | Ammonia | EU | Energy demand | 0 | FEC
LT | TYNDP2026 | HEV | 2040 | TWh | 456 | Sub_sector | Households | Surplus Energy | Households | Energetic | GAP | Electricity | EU | Energy demand | 0 | FEC
LT | TYNDP2026 | HEV | 2040 | TWh | 457 | Sub_sector | Households | Surplus Energy | Households | Energetic | GAP | Hydrogen | EU | Energy demand | 0 | FEC
LT | TYNDP2026 | HEV | 2040 | TWh | 458 | Sub_sector | Households | Surplus Energy | Households | Energetic | GAP | Methane | EU | Energy demand | 0 | FEC
LT | TYNDP2026 | HEV | 2040 | TWh | 459 | Sub_sector | Households | Surplus Energy | Households | Energetic | GAP | Heat | EU | Energy demand | 0 | FEC
LT | TYNDP2026 | HEV | 2040 | TWh | 460 | Sub_sector | Households | Surplus Energy | Households | Energetic | GAP | Biomass | EU | Energy demand | 0 | FEC
LT | TYNDP2026 | HEV | 2040 | TWh | 461 | Sub_sector | Households | Surplus Energy | Households | Energetic | GAP | Solids | EU | Energy demand | 0 | FEC
LT | TYNDP2026 | HEV | 2040 | TWh | 462 | Sub_sector | Households | Surplus Energy | Households | Energetic | GAP | Liquids | EU | Energy demand | 0 | FEC
LT | TYNDP2026 | HEV | 2040 | TWh | 463 | Sub_sector | Households | Surplus Energy | Households | Energetic | GAP | Others | EU | Energy demand | 0 | FEC
LT | TYNDP2026 | HEV | 2040 | TWh | 464 | Sub_sector | Households | Surplus Energy | Households | Energetic | GAP | Ammonia | EU | Energy demand | 0 | FEC
LT | TYNDP2026 | LEV | 2035 | TWh | 102 | Sub_sector | Industry | Aluminium | Industry (aluminium) | Energetic | industry_aluminium_demand_electricity_energetic | Electricity | EU | Energy demand | 0 | FEC
LT | TYNDP2026 | LEV | 2035 | TWh | 103 | Sub_sector | Industry | Aluminium | Industry (aluminium) | Energetic | industry_aluminium_demand_hydrogen_energetic | Hydrogen | EU | Energy demand | 0 | FEC
LT | TYNDP2026 | LEV | 2035 | TWh | 104 | Sub_sector | Industry | Aluminium | Industry (aluminium) | Energetic | industry_aluminium_demand_methane_energetic | Methane | EU | Energy demand | 0 | FEC
LT | TYNDP2026 | LEV | 2035 | TWh | 105 | Sub_sector | Industry | Aluminium | Industry (aluminium) | Energetic | industry_aluminium_demand_heat_energetic | Heat | EU | Energy demand | 0 | FEC
LT | TYNDP2026 | LEV | 2035 | TWh | 106 | Sub_sector | Industry | Aluminium | Industry (aluminium) | Energetic | industry_aluminium_demand_biomass_energetic | Biomass | EU | Energy demand | 0 | FEC
LT | TYNDP2026 | LEV | 2035 | TWh | 107 | Sub_sector | Industry | Aluminium | Industry (aluminium) | Energetic | industry_aluminium_demand_coal_energetic | Solids | EU | Energy demand | 0 | FEC
LT | TYNDP2026 | LEV | 2035 | TWh | 108 | Sub_sector | Industry | Aluminium | Industry (aluminium) | Energetic | industry_aluminium_demand_oil_energetic | Liquids | EU | Energy demand | 0 | FEC
LT | TYNDP2026 | LEV | 2035 | TWh | 109 | Sub_sector | Industry | Aluminium | Industry (aluminium) | Energetic | industry_aluminium_demand_others_energetic | Others | EU | Energy demand | 0 | FEC
LT | TYNDP2026 | LEV | 2035 | TWh | 110 | Sub_sector | Industry | Aluminium | Industry (aluminium) | Energetic | industry_ammonia_demand_others_energetic | Ammonia | EU | Energy demand | 0 | FEC
LT | TYNDP2026 | LEV | 2035 | TWh | 112 | Sub_sector | Industry | Chemicals | Industry (chemicals, energetic) | Energetic | industry_chemical_demand_electricity_energetic | Electricity | EU | Energy demand | 0.80048 | FEC
LT | TYNDP2026 | LEV | 2035 | TWh | 113 | Sub_sector | Industry | Chemicals | Industry (chemicals, energetic) | Energetic | industry_chemical_demand_hydrogen_energetic | Hydrogen | EU | Energy demand | 0.59615 | FEC
LT | TYNDP2026 | LEV | 2035 | TWh | 114 | Sub_sector | Industry | Chemicals | Industry (chemicals, energetic) | Energetic | industry_chemical_demand_methane_energetic | Methane | EU | Energy demand | 1.0408 | FEC
LT | TYNDP2026 | LEV | 2035 | TWh | 115 | Sub_sector | Industry | Chemicals | Industry (chemicals, energetic) | Energetic | industry_chemical_demand_heat_energetic | Heat | EU | Energy demand | 0.9121 | FEC
LT | TYNDP2026 | LEV | 2035 | TWh | 116 | Sub_sector | Industry | Chemicals | Industry (chemicals, energetic) | Energetic | industry_chemical_demand_biomass_energetic | Biomass | EU | Energy demand | 0 | FEC
LT | TYNDP2026 | LEV | 2035 | TWh | 117 | Sub_sector | Industry | Chemicals | Industry (chemicals, energetic) | Energetic | industry_chemical_demand_coal_energetic | Solids | EU | Energy demand | 0 | FEC
LT | TYNDP2026 | LEV | 2035 | TWh | 118 | Sub_sector | Industry | Chemicals | Industry (chemicals, energetic) | Energetic | industry_chemical_demand_oil_energetic | Liquids | EU | Energy demand | 0 | FEC
LT | TYNDP2026 | LEV | 2035 | TWh | 119 | Sub_sector | Industry | Chemicals | Industry (chemicals, energetic) | Energetic | industry_chemical_demand_others_energetic | Others | EU | Energy demand | 0 | FEC
LT | TYNDP2026 | LEV | 2035 | TWh | 120 | Sub_sector | Industry | Chemicals | Industry (chemicals, energetic) | Energetic | industry_chemical_demand_ammonia_energetic | Ammonia | EU | Energy demand | 0 | FEC
LT | TYNDP2026 | LEV | 2035 | TWh | 122 | Sub_sector | Industry | Chemicals | Industry (chemicals, non-energetic) | Non-energetic | industry_chemical_demand_electricity_non_energetic | Electricity | EU | Energy demand | 0 | not_included_in_FEC
LT | TYNDP2026 | LEV | 2035 | TWh | 123 | Sub_sector | Industry | Chemicals | Industry (chemicals, non-energetic) | Non-energetic | industry_chemical_demand_hydrogen_non_energetic | Hydrogen | EU | Energy demand | 1.047 | not_included_in_FEC
LT | TYNDP2026 | LEV | 2035 | TWh | 124 | Sub_sector | Industry | Chemicals | Industry (chemicals, non-energetic) | Non-energetic | industry_chemical_demand_methane_non_energetic | Methane | EU | Energy demand | 4.5371 | not_included_in_FEC
LT | TYNDP2026 | LEV | 2035 | TWh | 125 | Sub_sector | Industry | Chemicals | Industry (chemicals, non-energetic) | Non-energetic | industry_chemical_demand_heat_non_energetic | Heat | EU | Energy demand | 0 | not_included_in_FEC
LT | TYNDP2026 | LEV | 2035 | TWh | 126 | Sub_sector | Industry | Chemicals | Industry (chemicals, non-energetic) | Non-energetic | industry_chemical_demand_biomass_non_energetic | Biomass | EU | Energy demand | 0.69801 | not_included_in_FEC
LT | TYNDP2026 | LEV | 2035 | TWh | 127 | Sub_sector | Industry | Chemicals | Industry (chemicals, non-energetic) | Non-energetic | industry_chemical_demand_coal_non_energetic | Solids | EU | Energy demand | 0 | not_included_in_FEC
LT | TYNDP2026 | LEV | 2035 | TWh | 128 | Sub_sector | Industry | Chemicals | Industry (chemicals, non-energetic) | Non-energetic | industry_chemical_demand_oil_non_energetic | Liquids | EU | Energy demand | 0.69801 | not_included_in_FEC
LT | TYNDP2026 | LEV | 2035 | TWh | 129 | Sub_sector | Industry | Chemicals | Industry (chemicals, non-energetic) | Non-energetic | industry_chemical_demand_others_non_energetic | Others | EU | Energy demand | 0 | not_included_in_FEC
LT | TYNDP2026 | LEV | 2035 | TWh | 130 | Sub_sector | Industry | Chemicals | Industry (chemicals, non-energetic) | Non-energetic | industry_chemical_demand_ammonia_non_energetic | Ammonia | EU | Energy demand | 0 | not_included_in_FEC
LT | TYNDP2026 | LEV | 2035 | TWh | 132 | Sub_sector | Industry | Fertilizers | Industry (fertilizers, energetic) | Energetic | industry_fertilizers_demand_electricity_energetic | Electricity | EU | Energy demand | 0.41028 | FEC
LT | TYNDP2026 | LEV | 2035 | TWh | 133 | Sub_sector | Industry | Fertilizers | Industry (fertilizers, energetic) | Energetic | industry_fertilizers_demand_hydrogen_energetic | Hydrogen | EU | Energy demand | 0.64728 | FEC
LT | TYNDP2026 | LEV | 2035 | TWh | 134 | Sub_sector | Industry | Fertilizers | Industry (fertilizers, energetic) | Energetic | industry_fertilizers_demand_methane_energetic | Methane | EU | Energy demand | 1.0456 | FEC
LT | TYNDP2026 | LEV | 2035 | TWh | 135 | Sub_sector | Industry | Fertilizers | Industry (fertilizers, energetic) | Energetic | industry_fertilizers_demand_heat_energetic | Heat | EU | Energy demand | 0 | FEC
LT | TYNDP2026 | LEV | 2035 | TWh | 136 | Sub_sector | Industry | Fertilizers | Industry (fertilizers, energetic) | Energetic | industry_fertilizers_demand_biomass_energetic | Biomass | EU | Energy demand | 0 | FEC
LT | TYNDP2026 | LEV | 2035 | TWh | 137 | Sub_sector | Industry | Fertilizers | Industry (fertilizers, energetic) | Energetic | industry_fertilizers_demand_coal_energetic | Solids | EU | Energy demand | 0 | FEC
LT | TYNDP2026 | LEV | 2035 | TWh | 138 | Sub_sector | Industry | Fertilizers | Industry (fertilizers, energetic) | Energetic | industry_fertilizers_demand_oil_energetic | Liquids | EU | Energy demand | 0.32394 | FEC
LT | TYNDP2026 | LEV | 2035 | TWh | 139 | Sub_sector | Industry | Fertilizers | Industry (fertilizers, energetic) | Energetic | industry_fertilizers_demand_others_energetic | Others | EU | Energy demand | 0 | FEC
LT | TYNDP2026 | LEV | 2035 | TWh | 140 | Sub_sector | Industry | Fertilizers | Industry (fertilizers, energetic) | Energetic | industry_fertilizers_demand_ammonia_energetic | Ammonia | EU | Energy demand | 0 | FEC
LT | TYNDP2026 | LEV | 2035 | TWh | 142 | Sub_sector | Industry | Fertilizers | Industry (fertilizers, non-energetic) | Non-energetic | industry_fertilizers_demand_electricity_non_energetic | Electricity | EU | Energy demand | 0 | not_included_in_FEC
LT | TYNDP2026 | LEV | 2035 | TWh | 143 | Sub_sector | Industry | Fertilizers | Industry (fertilizers, non-energetic) | Non-energetic | industry_fertilizers_demand_hydrogen_non_energetic | Hydrogen | EU | Energy demand | 1.7689 | not_included_in_FEC
LT | TYNDP2026 | LEV | 2035 | TWh | 144 | Sub_sector | Industry | Fertilizers | Industry (fertilizers, non-energetic) | Non-energetic | industry_fertilizers_demand_methane_non_energetic | Methane | EU | Energy demand | 6.8563 | not_included_in_FEC
LT | TYNDP2026 | LEV | 2035 | TWh | 145 | Sub_sector | Industry | Fertilizers | Industry (fertilizers, non-energetic) | Non-energetic | industry_fertilizers_demand_heat_non_energetic | Heat | EU | Energy demand | 0 | not_included_in_FEC
LT | TYNDP2026 | LEV | 2035 | TWh | 146 | Sub_sector | Industry | Fertilizers | Industry (fertilizers, non-energetic) | Non-energetic | industry_fertilizers_demand_biomass_non_energetic | Biomass | EU | Energy demand | 0 | not_included_in_FEC
LT | TYNDP2026 | LEV | 2035 | TWh | 147 | Sub_sector | Industry | Fertilizers | Industry (fertilizers, non-energetic) | Non-energetic | industry_fertilizers_demand_coal_non_energetic | Solids | EU | Energy demand | 0 | not_included_in_FEC
LT | TYNDP2026 | LEV | 2035 | TWh | 148 | Sub_sector | Industry | Fertilizers | Industry (fertilizers, non-energetic) | Non-energetic | industry_fertilizers_demand_oil_non_energetic | Liquids | EU | Energy demand | 0 | not_included_in_FEC
LT | TYNDP2026 | LEV | 2035 | TWh | 149 | Sub_sector | Industry | Fertilizers | Industry (fertilizers, non-energetic) | Non-energetic | industry_fertilizers_demand_others_non_energetic | Others | EU | Energy demand | 0 | not_included_in_FEC
LT | TYNDP2026 | LEV | 2035 | TWh | 150 | Sub_sector | Industry | Fertilizers | Industry (fertilizers, non-energetic) | Non-energetic | industry_fertilizers_demand_ammonia_non_energetic | Ammonia | EU | Energy demand | 0 | not_included_in_FEC
LT | TYNDP2026 | LEV | 2035 | TWh | 152 | Sub_sector | Industry | Food | Industry (food) | Energetic | industry_food_demand_electricity_energetic | Electricity | EU | Energy demand | 1.3157 | FEC
LT | TYNDP2026 | LEV | 2035 | TWh | 153 | Sub_sector | Industry | Food | Industry (food) | Energetic | industry_food_demand_hydrogen_energetic | Hydrogen | EU | Energy demand | 0.040243 | FEC
LT | TYNDP2026 | LEV | 2035 | TWh | 154 | Sub_sector | Industry | Food | Industry (food) | Energetic | industry_food_demand_methane_energetic | Methane | EU | Energy demand | 0.76797 | FEC
LT | TYNDP2026 | LEV | 2035 | TWh | 155 | Sub_sector | Industry | Food | Industry (food) | Energetic | industry_food_demand_heat_energetic | Heat | EU | Energy demand | 0.08721 | FEC
LT | TYNDP2026 | LEV | 2035 | TWh | 156 | Sub_sector | Industry | Food | Industry (food) | Energetic | industry_food_demand_biomass_energetic | Biomass | EU | Energy demand | 0.36337 | FEC
LT | TYNDP2026 | LEV | 2035 | TWh | 157 | Sub_sector | Industry | Food | Industry (food) | Energetic | industry_food_demand_coal_energetic | Solids | EU | Energy demand | 0 | FEC
LT | TYNDP2026 | LEV | 2035 | TWh | 158 | Sub_sector | Industry | Food | Industry (food) | Energetic | industry_food_demand_oil_energetic | Liquids | EU | Energy demand | 0 | FEC
LT | TYNDP2026 | LEV | 2035 | TWh | 159 | Sub_sector | Industry | Food | Industry (food) | Energetic | industry_food_demand_others_energetic | Others | EU | Energy demand | 0 | FEC
LT | TYNDP2026 | LEV | 2035 | TWh | 160 | Sub_sector | Industry | Food | Industry (food) | Energetic | industry_food_demand_ammonia_energetic | Ammonia | EU | Energy demand | 0 | FEC
LT | TYNDP2026 | LEV | 2035 | TWh | 162 | Sub_sector | Industry | Metals | Industry (metal) | Energetic | industry_metal_demand_electricity_energetic | Electricity | EU | Energy demand | 0 | FEC
LT | TYNDP2026 | LEV | 2035 | TWh | 163 | Sub_sector | Industry | Metals | Industry (metal) | Energetic | industry_metal_demand_hydrogen_energetic | Hydrogen | EU | Energy demand | 0 | FEC
LT | TYNDP2026 | LEV | 2035 | TWh | 164 | Sub_sector | Industry | Metals | Industry (metal) | Energetic | industry_metal_demand_methane_energetic | Methane | EU | Energy demand | 0 | FEC
LT | TYNDP2026 | LEV | 2035 | TWh | 165 | Sub_sector | Industry | Metals | Industry (metal) | Energetic | industry_metal_demand_heat_energetic | Heat | EU | Energy demand | 0 | FEC
LT | TYNDP2026 | LEV | 2035 | TWh | 166 | Sub_sector | Industry | Metals | Industry (metal) | Energetic | industry_metal_demand_biomass_energetic | Biomass | EU | Energy demand | 0 | FEC
LT | TYNDP2026 | LEV | 2035 | TWh | 167 | Sub_sector | Industry | Metals | Industry (metal) | Energetic | industry_metal_demand_coal_energetic | Solids | EU | Energy demand | 0 | FEC
LT | TYNDP2026 | LEV | 2035 | TWh | 168 | Sub_sector | Industry | Metals | Industry (metal) | Energetic | industry_metal_demand_oil_energetic | Liquids | EU | Energy demand | 0 | FEC
LT | TYNDP2026 | LEV | 2035 | TWh | 169 | Sub_sector | Industry | Metals | Industry (metal) | Energetic | industry_metal_demand_others_energetic | Others | EU | Energy demand | 0 | FEC
LT | TYNDP2026 | LEV | 2035 | TWh | 170 | Sub_sector | Industry | Metals | Industry (metal) | Energetic | industry_metal_demand_ammonia_energetic | Ammonia | EU | Energy demand | 0 | FEC
LT | TYNDP2026 | LEV | 2035 | TWh | 172 | Sub_sector | Industry | Others | Industry (other, energetic) | Energetic | industry_other_demand_electricity_energetic | Electricity | EU | Energy demand | 3.0767 | FEC
LT | TYNDP2026 | LEV | 2035 | TWh | 173 | Sub_sector | Industry | Others | Industry (other, energetic) | Energetic | industry_other_demand_hydrogen_energetic | Hydrogen | EU | Energy demand | 0.18039 | FEC
LT | TYNDP2026 | LEV | 2035 | TWh | 174 | Sub_sector | Industry | Others | Industry (other, energetic) | Energetic | industry_other_demand_methane_energetic | Methane | EU | Energy demand | 1.6136 | FEC
LT | TYNDP2026 | LEV | 2035 | TWh | 175 | Sub_sector | Industry | Others | Industry (other, energetic) | Energetic | industry_other_demand_heat_energetic | Heat | EU | Energy demand | 0 | FEC
LT | TYNDP2026 | LEV | 2035 | TWh | 176 | Sub_sector | Industry | Others | Industry (other, energetic) | Energetic | industry_other_demand_biomass_energetic | Biomass | EU | Energy demand | 1.4478 | FEC
LT | TYNDP2026 | LEV | 2035 | TWh | 177 | Sub_sector | Industry | Others | Industry (other, energetic) | Energetic | industry_other_demand_coal_energetic | Solids | EU | Energy demand | 0 | FEC
LT | TYNDP2026 | LEV | 2035 | TWh | 178 | Sub_sector | Industry | Others | Industry (other, energetic) | Energetic | industry_other_demand_oil_energetic | Liquids | EU | Energy demand | 0.92073 | FEC
LT | TYNDP2026 | LEV | 2035 | TWh | 179 | Sub_sector | Industry | Others | Industry (other, energetic) | Energetic | industry_other_demand_others_energetic | Others | EU | Energy demand | 0 | FEC
LT | TYNDP2026 | LEV | 2035 | TWh | 180 | Sub_sector | Industry | Others | Industry (other, energetic) | Energetic | industry_other_demand_ammonia_energetic | Ammonia | EU | Energy demand | 0 | FEC
LT | TYNDP2026 | LEV | 2035 | TWh | 182 | Sub_sector | Industry | Others | Industry (other, non-energetic) | Non-energetic | industry_other_demand_electricity_non_energetic | Electricity | EU | Energy demand | 0 | not_included_in_FEC
LT | TYNDP2026 | LEV | 2035 | TWh | 183 | Sub_sector | Industry | Others | Industry (other, non-energetic) | Non-energetic | industry_other_demand_hydrogen_non_energetic | Hydrogen | EU | Energy demand | 0.10583 | not_included_in_FEC
LT | TYNDP2026 | LEV | 2035 | TWh | 184 | Sub_sector | Industry | Others | Industry (other, non-energetic) | Non-energetic | industry_other_demand_methane_non_energetic | Methane | EU | Energy demand | 0 | not_included_in_FEC
LT | TYNDP2026 | LEV | 2035 | TWh | 185 | Sub_sector | Industry | Others | Industry (other, non-energetic) | Non-energetic | industry_other_demand_heat_non_energetic | Heat | EU | Energy demand | 0 | not_included_in_FEC
LT | TYNDP2026 | LEV | 2035 | TWh | 186 | Sub_sector | Industry | Others | Industry (other, non-energetic) | Non-energetic | industry_other_demand_biomass_non_energetic | Biomass | EU | Energy demand | 0 | not_included_in_FEC
LT | TYNDP2026 | LEV | 2035 | TWh | 187 | Sub_sector | Industry | Others | Industry (other, non-energetic) | Non-energetic | industry_other_demand_coal_non_energetic | Solids | EU | Energy demand | 0 | not_included_in_FEC
LT | TYNDP2026 | LEV | 2035 | TWh | 188 | Sub_sector | Industry | Others | Industry (other, non-energetic) | Non-energetic | industry_other_demand_oil_non_energetic | Liquids | EU | Energy demand | 2.0108 | not_included_in_FEC
LT | TYNDP2026 | LEV | 2035 | TWh | 189 | Sub_sector | Industry | Others | Industry (other, non-energetic) | Non-energetic | industry_other_demand_others_non_energetic | Others | EU | Energy demand | 0 | not_included_in_FEC
LT | TYNDP2026 | LEV | 2035 | TWh | 190 | Sub_sector | Industry | Others | Industry (other, non-energetic) | Non-energetic | industry_other_demand_ammonia_non_energetic | Ammonia | EU | Energy demand | 0 | not_included_in_FEC
LT | TYNDP2026 | LEV | 2035 | TWh | 192 | Sub_sector | Industry | Paper | Industry (paper) | Energetic | industry_paper_demand_electricity_energetic | Electricity | EU | Energy demand | 0.38041 | FEC
LT | TYNDP2026 | LEV | 2035 | TWh | 193 | Sub_sector | Industry | Paper | Industry (paper) | Energetic | industry_paper_demand_hydrogen_energetic | Hydrogen | EU | Energy demand | 0.012218 | FEC
LT | TYNDP2026 | LEV | 2035 | TWh | 194 | Sub_sector | Industry | Paper | Industry (paper) | Energetic | industry_paper_demand_methane_energetic | Methane | EU | Energy demand | 0.23408 | FEC
LT | TYNDP2026 | LEV | 2035 | TWh | 195 | Sub_sector | Industry | Paper | Industry (paper) | Energetic | industry_paper_demand_heat_energetic | Heat | EU | Energy demand | 0 | FEC
LT | TYNDP2026 | LEV | 2035 | TWh | 196 | Sub_sector | Industry | Paper | Industry (paper) | Energetic | industry_paper_demand_biomass_energetic | Biomass | EU | Energy demand | 0.11033 | FEC
LT | TYNDP2026 | LEV | 2035 | TWh | 197 | Sub_sector | Industry | Paper | Industry (paper) | Energetic | industry_paper_demand_coal_energetic | Solids | EU | Energy demand | 0 | FEC
LT | TYNDP2026 | LEV | 2035 | TWh | 198 | Sub_sector | Industry | Paper | Industry (paper) | Energetic | industry_paper_demand_oil_energetic | Liquids | EU | Energy demand | 0 | FEC
LT | TYNDP2026 | LEV | 2035 | TWh | 199 | Sub_sector | Industry | Paper | Industry (paper) | Energetic | industry_paper_demand_others_energetic | Others | EU | Energy demand | 0 | FEC
LT | TYNDP2026 | LEV | 2035 | TWh | 200 | Sub_sector | Industry | Paper | Industry (paper) | Energetic | industry_paper_demand_ammonia_energetic | Ammonia | EU | Energy demand | 0 | FEC
LT | TYNDP2026 | LEV | 2035 | TWh | 202 | Sub_sector | Industry | Refineries | Industry (refineries, energetic) | Energetic | industry_refinery_demand_electricity_energetic | Electricity | EU | Energy demand | 0.69939 | not_included_in_FEC
LT | TYNDP2026 | LEV | 2035 | TWh | 203 | Sub_sector | Industry | Refineries | Industry (refineries, energetic) | Energetic | industry_refinery_demand_hydrogen_energetic | Hydrogen | EU | Energy demand | 1.0028 | not_included_in_FEC
LT | TYNDP2026 | LEV | 2035 | TWh | 204 | Sub_sector | Industry | Refineries | Industry (refineries, energetic) | Energetic | industry_refinery_demand_methane_energetic | Methane | EU | Energy demand | 1.762 | not_included_in_FEC
LT | TYNDP2026 | LEV | 2035 | TWh | 205 | Sub_sector | Industry | Refineries | Industry (refineries, energetic) | Energetic | industry_refinery_demand_heat_energetic | Heat | EU | Energy demand | 0 | not_included_in_FEC
LT | TYNDP2026 | LEV | 2035 | TWh | 206 | Sub_sector | Industry | Refineries | Industry (refineries, energetic) | Energetic | industry_refinery_demand_biomass_energetic | Biomass | EU | Energy demand | 0.63927 | not_included_in_FEC
LT | TYNDP2026 | LEV | 2035 | TWh | 207 | Sub_sector | Industry | Refineries | Industry (refineries, energetic) | Energetic | industry_refinery_demand_coal_energetic | Solids | EU | Energy demand | 0 | not_included_in_FEC
LT | TYNDP2026 | LEV | 2035 | TWh | 208 | Sub_sector | Industry | Refineries | Industry (refineries, energetic) | Energetic | industry_refinery_demand_oil_energetic | Liquids | EU | Energy demand | 2.5475 | not_included_in_FEC
LT | TYNDP2026 | LEV | 2035 | TWh | 209 | Sub_sector | Industry | Refineries | Industry (refineries, energetic) | Energetic | industry_refinery_demand_others_energetic | Others | EU | Energy demand | 0 | not_included_in_FEC
LT | TYNDP2026 | LEV | 2035 | TWh | 210 | Sub_sector | Industry | Refineries | Industry (refineries, energetic) | Energetic | industry_refinery_demand_ammonia_energetic | Ammonia | EU | Energy demand | 0 | not_included_in_FEC
LT | TYNDP2026 | LEV | 2035 | TWh | 212 | Sub_sector | Industry | Refineries | Industry (refineries, non-energetic) | Non-energetic | industry_refinery_demand_electricity_non_energetic | Electricity | EU | Energy demand | 0 | not_included_in_FEC
LT | TYNDP2026 | LEV | 2035 | TWh | 213 | Sub_sector | Industry | Refineries | Industry (refineries, non-energetic) | Non-energetic | industry_refinery_demand_hydrogen_non_energetic | Hydrogen | EU | Energy demand | 0 | not_included_in_FEC
LT | TYNDP2026 | LEV | 2035 | TWh | 214 | Sub_sector | Industry | Refineries | Industry (refineries, non-energetic) | Non-energetic | industry_refinery_demand_methane_non_energetic | Methane | EU | Energy demand | 0 | not_included_in_FEC
LT | TYNDP2026 | LEV | 2035 | TWh | 215 | Sub_sector | Industry | Refineries | Industry (refineries, non-energetic) | Non-energetic | industry_refinery_demand_heat_non_energetic | Heat | EU | Energy demand | 0 | not_included_in_FEC
LT | TYNDP2026 | LEV | 2035 | TWh | 216 | Sub_sector | Industry | Refineries | Industry (refineries, non-energetic) | Non-energetic | industry_refinery_demand_biomass_non_energetic | Biomass | EU | Energy demand | 0 | not_included_in_FEC
LT | TYNDP2026 | LEV | 2035 | TWh | 217 | Sub_sector | Industry | Refineries | Industry (refineries, non-energetic) | Non-energetic | industry_refinery_demand_coal_non_energetic | Solids | EU | Energy demand | 0 | not_included_in_FEC
LT | TYNDP2026 | LEV | 2035 | TWh | 218 | Sub_sector | Industry | Refineries | Industry (refineries, non-energetic) | Non-energetic | industry_refinery_demand_oil_non_energetic | Liquids | EU | Energy demand | 0 | not_included_in_FEC
LT | TYNDP2026 | LEV | 2035 | TWh | 219 | Sub_sector | Industry | Refineries | Industry (refineries, non-energetic) | Non-energetic | industry_refinery_demand_others_non_energetic | Others | EU | Energy demand | 0 | not_included_in_FEC
LT | TYNDP2026 | LEV | 2035 | TWh | 220 | Sub_sector | Industry | Refineries | Industry (refineries, non-energetic) | Non-energetic | industry_refinery_demand_ammonia_non_energetic | Ammonia | EU | Energy demand | 0 | not_included_in_FEC
LT | TYNDP2026 | LEV | 2035 | TWh | 222 | Sub_sector | Industry | Steel | Industry (steel) | Energetic | industry_steel_demand_electricity_energetic | Electricity | EU | Energy demand | 0 | FEC
LT | TYNDP2026 | LEV | 2035 | TWh | 223 | Sub_sector | Industry | Steel | Industry (steel) | Energetic | industry_steel_demand_hydrogen_energetic | Hydrogen | EU | Energy demand | 0 | FEC
LT | TYNDP2026 | LEV | 2035 | TWh | 224 | Sub_sector | Industry | Steel | Industry (steel) | Energetic | industry_steel_demand_methane_energetic | Methane | EU | Energy demand | 0 | FEC
LT | TYNDP2026 | LEV | 2035 | TWh | 225 | Sub_sector | Industry | Steel | Industry (steel) | Energetic | industry_steel_demand_heat_energetic | Heat | EU | Energy demand | 0 | FEC
LT | TYNDP2026 | LEV | 2035 | TWh | 226 | Sub_sector | Industry | Steel | Industry (steel) | Energetic | industry_steel_demand_biomass_energetic | Biomass | EU | Energy demand | 0 | FEC
LT | TYNDP2026 | LEV | 2035 | TWh | 227 | Sub_sector | Industry | Steel | Industry (steel) | Energetic | industry_steel_demand_coal_energetic | Solids | EU | Energy demand | 0 | FEC
LT | TYNDP2026 | LEV | 2035 | TWh | 228 | Sub_sector | Industry | Steel | Industry (steel) | Energetic | industry_steel_demand_oil_energetic | Liquids | EU | Energy demand | 0 | FEC
LT | TYNDP2026 | LEV | 2035 | TWh | 229 | Sub_sector | Industry | Steel | Industry (steel) | Energetic | industry_steel_demand_others_energetic | Others | EU | Energy demand | 0 | FEC
LT | TYNDP2026 | LEV | 2035 | TWh | 230 | Sub_sector | Industry | Steel | Industry (steel) | Energetic | industry_steel_demand_ammonia_energetic | Ammonia | EU | Energy demand | 0 | FEC
LT | TYNDP2026 | LEV | 2035 | TWh | 232 | Sub_sector | Transport | Cars | Transport (cars) | Energetic | transport_cars_final_demand_electricity | Electricity | EU | Energy demand | 1.2998 | FEC
LT | TYNDP2026 | LEV | 2035 | TWh | 233 | Sub_sector | Transport | Cars | Transport (cars) | Energetic | transport_cars_final_demand_hydrogen | Hydrogen | EU | Energy demand | 0 | FEC
LT | TYNDP2026 | LEV | 2035 | TWh | 234 | Sub_sector | Transport | Cars | Transport (cars) | Energetic | transport_cars_final_demand_methane | Methane | EU | Energy demand | 0 | FEC
LT | TYNDP2026 | LEV | 2035 | TWh | 235 | Sub_sector | Transport | Cars | Transport (cars) | Energetic | transport_cars_final_demand_heat | Heat | EU | Energy demand | 0 | FEC
LT | TYNDP2026 | LEV | 2035 | TWh | 236 | Sub_sector | Transport | Cars | Transport (cars) | Energetic | transport_cars_final_demand_biomass | Biomass | EU | Energy demand | 0 | FEC
LT | TYNDP2026 | LEV | 2035 | TWh | 237 | Sub_sector | Transport | Cars | Transport (cars) | Energetic | transport_cars_final_demand_coal | Solids | EU | Energy demand | 0 | FEC
LT | TYNDP2026 | LEV | 2035 | TWh | 238 | Sub_sector | Transport | Cars | Transport (cars) | Energetic | transport_cars_final_demand_oil | Liquids | EU | Energy demand | 8.2921 | FEC
LT | TYNDP2026 | LEV | 2035 | TWh | 239 | Sub_sector | Transport | Cars | Transport (cars) | Energetic | transport_cars_final_demand_other | Others | EU | Energy demand | 0 | FEC
LT | TYNDP2026 | LEV | 2035 | TWh | 240 | Sub_sector | Transport | Cars | Transport (cars) | Energetic | transport_cars_final_demand_ammonia | Ammonia | EU | Energy demand | 0 | FEC
LT | TYNDP2026 | LEV | 2035 | TWh | 242 | Sub_sector | Transport | Busses | Transport (busses) | Energetic | transport_busses_final_demand_electricity | Electricity | EU | Energy demand | 0.053726 | FEC
LT | TYNDP2026 | LEV | 2035 | TWh | 243 | Sub_sector | Transport | Busses | Transport (busses) | Energetic | transport_busses_final_demand_hydrogen | Hydrogen | EU | Energy demand | 0.037181 | FEC
LT | TYNDP2026 | LEV | 2035 | TWh | 244 | Sub_sector | Transport | Busses | Transport (busses) | Energetic | transport_busses_final_demand_methane | Methane | EU | Energy demand | 0.026473 | FEC
LT | TYNDP2026 | LEV | 2035 | TWh | 245 | Sub_sector | Transport | Busses | Transport (busses) | Energetic | transport_busses_final_demand_heat | Heat | EU | Energy demand | 0 | FEC
LT | TYNDP2026 | LEV | 2035 | TWh | 246 | Sub_sector | Transport | Busses | Transport (busses) | Energetic | transport_busses_final_demand_biomass | Biomass | EU | Energy demand | 0 | FEC
LT | TYNDP2026 | LEV | 2035 | TWh | 247 | Sub_sector | Transport | Busses | Transport (busses) | Energetic | transport_busses_final_demand_coal | Solids | EU | Energy demand | 0 | FEC
LT | TYNDP2026 | LEV | 2035 | TWh | 248 | Sub_sector | Transport | Busses | Transport (busses) | Energetic | transport_busses_final_demand_oil | Liquids | EU | Energy demand | 0.10959 | FEC
LT | TYNDP2026 | LEV | 2035 | TWh | 249 | Sub_sector | Transport | Busses | Transport (busses) | Energetic | transport_busses_final_demand_other | Others | EU | Energy demand | 0 | FEC
LT | TYNDP2026 | LEV | 2035 | TWh | 250 | Sub_sector | Transport | Busses | Transport (busses) | Energetic | transport_busses_final_demand_ammonia | Ammonia | EU | Energy demand | 0 | FEC
LT | TYNDP2026 | LEV | 2035 | TWh | 252 | Sub_sector | Transport | Trucks | Transport (trucks) | Energetic | transport_trucks_final_demand_electricity | Electricity | EU | Energy demand | 0.63498 | FEC
LT | TYNDP2026 | LEV | 2035 | TWh | 253 | Sub_sector | Transport | Trucks | Transport (trucks) | Energetic | transport_trucks_final_demand_hydrogen | Hydrogen | EU | Energy demand | 0.3378 | FEC
LT | TYNDP2026 | LEV | 2035 | TWh | 254 | Sub_sector | Transport | Trucks | Transport (trucks) | Energetic | transport_trucks_final_demand_methane | Methane | EU | Energy demand | 0 | FEC
LT | TYNDP2026 | LEV | 2035 | TWh | 255 | Sub_sector | Transport | Trucks | Transport (trucks) | Energetic | transport_trucks_final_demand_heat | Heat | EU | Energy demand | 0 | FEC
LT | TYNDP2026 | LEV | 2035 | TWh | 256 | Sub_sector | Transport | Trucks | Transport (trucks) | Energetic | transport_trucks_final_demand_biomass | Biomass | EU | Energy demand | 0 | FEC
LT | TYNDP2026 | LEV | 2035 | TWh | 257 | Sub_sector | Transport | Trucks | Transport (trucks) | Energetic | transport_trucks_final_demand_coal | Solids | EU | Energy demand | 0 | FEC
LT | TYNDP2026 | LEV | 2035 | TWh | 258 | Sub_sector | Transport | Trucks | Transport (trucks) | Energetic | transport_trucks_final_demand_oil | Liquids | EU | Energy demand | 3.1938 | FEC
LT | TYNDP2026 | LEV | 2035 | TWh | 259 | Sub_sector | Transport | Trucks | Transport (trucks) | Energetic | transport_trucks_final_demand_other | Others | EU | Energy demand | 0 | FEC
LT | TYNDP2026 | LEV | 2035 | TWh | 260 | Sub_sector | Transport | Trucks | Transport (trucks) | Energetic | transport_trucks_final_demand_ammonia | Ammonia | EU | Energy demand | 0 | FEC
LT | TYNDP2026 | LEV | 2035 | TWh | 262 | Sub_sector | Transport | Vans | Transport (vans) | Energetic | transport_vans_final_demand_electricity | Electricity | EU | Energy demand | 0.080605 | FEC
LT | TYNDP2026 | LEV | 2035 | TWh | 263 | Sub_sector | Transport | Vans | Transport (vans) | Energetic | transport_vans_final_demand_hydrogen | Hydrogen | EU | Energy demand | 0.044278 | FEC
LT | TYNDP2026 | LEV | 2035 | TWh | 264 | Sub_sector | Transport | Vans | Transport (vans) | Energetic | transport_vans_final_demand_methane | Methane | EU | Energy demand | 0 | FEC
LT | TYNDP2026 | LEV | 2035 | TWh | 265 | Sub_sector | Transport | Vans | Transport (vans) | Energetic | transport_vans_final_demand_heat | Heat | EU | Energy demand | 0 | FEC
LT | TYNDP2026 | LEV | 2035 | TWh | 266 | Sub_sector | Transport | Vans | Transport (vans) | Energetic | transport_vans_final_demand_biomass | Biomass | EU | Energy demand | 0 | FEC
LT | TYNDP2026 | LEV | 2035 | TWh | 267 | Sub_sector | Transport | Vans | Transport (vans) | Energetic | transport_vans_final_demand_coal | Solids | EU | Energy demand | 0 | FEC
LT | TYNDP2026 | LEV | 2035 | TWh | 268 | Sub_sector | Transport | Vans | Transport (vans) | Energetic | transport_vans_final_demand_oil | Liquids | EU | Energy demand | 0.39128 | FEC
LT | TYNDP2026 | LEV | 2035 | TWh | 269 | Sub_sector | Transport | Vans | Transport (vans) | Energetic | transport_vans_final_demand_other | Others | EU | Energy demand | 0 | FEC
LT | TYNDP2026 | LEV | 2035 | TWh | 270 | Sub_sector | Transport | Vans | Transport (vans) | Energetic | transport_vans_final_demand_ammonia | Ammonia | EU | Energy demand | 0 | FEC
LT | TYNDP2026 | LEV | 2035 | TWh | 272 | Sub_sector | Transport | Freight trains | Transport (trains) | Energetic | transport_trains_final_demand_electricity | Electricity | EU | Energy demand | 0.11587 | FEC
LT | TYNDP2026 | LEV | 2035 | TWh | 273 | Sub_sector | Transport | Freight trains | Transport (trains) | Energetic | transport_trains_final_demand_hydrogen | Hydrogen | EU | Energy demand | 0 | FEC
LT | TYNDP2026 | LEV | 2035 | TWh | 274 | Sub_sector | Transport | Freight trains | Transport (trains) | Energetic | transport_trains_final_demand_methane | Methane | EU | Energy demand | 0 | FEC
LT | TYNDP2026 | LEV | 2035 | TWh | 275 | Sub_sector | Transport | Freight trains | Transport (trains) | Energetic | transport_trains_final_demand_heat | Heat | EU | Energy demand | 0 | FEC
LT | TYNDP2026 | LEV | 2035 | TWh | 276 | Sub_sector | Transport | Freight trains | Transport (trains) | Energetic | transport_trains_final_demand_biomass | Biomass | EU | Energy demand | 0 | FEC
LT | TYNDP2026 | LEV | 2035 | TWh | 277 | Sub_sector | Transport | Freight trains | Transport (trains) | Energetic | transport_trains_final_demand_coal | Solids | EU | Energy demand | 0 | FEC
LT | TYNDP2026 | LEV | 2035 | TWh | 278 | Sub_sector | Transport | Freight trains | Transport (trains) | Energetic | transport_trains_final_demand_oil | Liquids | EU | Energy demand | 0.3459 | FEC
LT | TYNDP2026 | LEV | 2035 | TWh | 279 | Sub_sector | Transport | Freight trains | Transport (trains) | Energetic | transport_trains_final_demand_other | Others | EU | Energy demand | 0 | FEC
LT | TYNDP2026 | LEV | 2035 | TWh | 280 | Sub_sector | Transport | Freight trains | Transport (trains) | Energetic | transport_trains_final_demand_ammonia | Ammonia | EU | Energy demand | 0 | FEC
LT | TYNDP2026 | LEV | 2035 | TWh | 282 | Sub_sector | Transport | Ships | Transport (ships) | Energetic | transport_ships_final_demand_electricity | Electricity | EU | Energy demand | 0.0025478 | FEC
LT | TYNDP2026 | LEV | 2035 | TWh | 283 | Sub_sector | Transport | Ships | Transport (ships) | Energetic | transport_ships_final_demand_hydrogen | Hydrogen | EU | Energy demand | 0.004687 | FEC
LT | TYNDP2026 | LEV | 2035 | TWh | 284 | Sub_sector | Transport | Ships | Transport (ships) | Energetic | transport_ships_final_demand_methane | Methane | EU | Energy demand | 0 | FEC
LT | TYNDP2026 | LEV | 2035 | TWh | 285 | Sub_sector | Transport | Ships | Transport (ships) | Energetic | transport_ships_final_demand_heat | Heat | EU | Energy demand | 0 | FEC
LT | TYNDP2026 | LEV | 2035 | TWh | 286 | Sub_sector | Transport | Ships | Transport (ships) | Energetic | transport_ships_final_demand_biomass | Biomass | EU | Energy demand | 0 | FEC
LT | TYNDP2026 | LEV | 2035 | TWh | 287 | Sub_sector | Transport | Ships | Transport (ships) | Energetic | transport_ships_final_demand_coal | Solids | EU | Energy demand | 0 | FEC
LT | TYNDP2026 | LEV | 2035 | TWh | 288 | Sub_sector | Transport | Ships | Transport (ships) | Energetic | transport_ships_final_demand_oil | Liquids | EU | Energy demand | 0.051775 | FEC
LT | TYNDP2026 | LEV | 2035 | TWh | 289 | Sub_sector | Transport | Ships | Transport (ships) | Energetic | transport_ships_final_demand_other | Others | EU | Energy demand | 0 | FEC
LT | TYNDP2026 | LEV | 2035 | TWh | 290 | Sub_sector | Transport | Ships | Transport (ships) | Energetic | transport_ships_final_demand_ammonia | Ammonia | EU | Energy demand | 0.0055924 | FEC
LT | TYNDP2026 | LEV | 2035 | TWh | 292 | Sub_sector | Transport | Planes | Transport (planes) | Energetic | transport_planes_final_demand_electricity | Electricity | EU | Energy demand | 0 | FEC
LT | TYNDP2026 | LEV | 2035 | TWh | 293 | Sub_sector | Transport | Planes | Transport (planes) | Energetic | transport_planes_final_demand_hydrogen | Hydrogen | EU | Energy demand | 0 | FEC
LT | TYNDP2026 | LEV | 2035 | TWh | 294 | Sub_sector | Transport | Planes | Transport (planes) | Energetic | transport_planes_final_demand_methane | Methane | EU | Energy demand | 0 | FEC
LT | TYNDP2026 | LEV | 2035 | TWh | 295 | Sub_sector | Transport | Planes | Transport (planes) | Energetic | transport_planes_final_demand_heat | Heat | EU | Energy demand | 0 | FEC
LT | TYNDP2026 | LEV | 2035 | TWh | 296 | Sub_sector | Transport | Planes | Transport (planes) | Energetic | transport_planes_final_demand_biomass | Biomass | EU | Energy demand | 0 | FEC
LT | TYNDP2026 | LEV | 2035 | TWh | 297 | Sub_sector | Transport | Planes | Transport (planes) | Energetic | transport_planes_final_demand_coal | Solids | EU | Energy demand | 0 | FEC
LT | TYNDP2026 | LEV | 2035 | TWh | 298 | Sub_sector | Transport | Planes | Transport (planes) | Energetic | transport_planes_final_demand_oil | Liquids | EU | Energy demand | 0.0053756 | FEC
LT | TYNDP2026 | LEV | 2035 | TWh | 299 | Sub_sector | Transport | Planes | Transport (planes) | Energetic | transport_planes_final_demand_other | Others | EU | Energy demand | 0 | FEC
LT | TYNDP2026 | LEV | 2035 | TWh | 300 | Sub_sector | Transport | Planes | Transport (planes) | Energetic | transport_planes_final_demand_ammonia | Ammonia | EU | Energy demand | 0 | FEC
LT | TYNDP2026 | LEV | 2035 | TWh | 302 | Sub_sector | Transport | Others | Transport (others) | Energetic | transport_other_final_demand_electricity | Electricity | EU | Energy demand | 0.003991 | FEC
LT | TYNDP2026 | LEV | 2035 | TWh | 303 | Sub_sector | Transport | Others | Transport (others) | Energetic | transport_other_final_demand_hydrogen | Hydrogen | EU | Energy demand | 0 | FEC
LT | TYNDP2026 | LEV | 2035 | TWh | 304 | Sub_sector | Transport | Others | Transport (others) | Energetic | transport_other_final_demand_methane | Methane | EU | Energy demand | 0 | FEC
LT | TYNDP2026 | LEV | 2035 | TWh | 305 | Sub_sector | Transport | Others | Transport (others) | Energetic | transport_other_final_demand_heat | Heat | EU | Energy demand | 0 | FEC
LT | TYNDP2026 | LEV | 2035 | TWh | 306 | Sub_sector | Transport | Others | Transport (others) | Energetic | transport_other_final_demand_biomass | Biomass | EU | Energy demand | 0 | FEC
LT | TYNDP2026 | LEV | 2035 | TWh | 307 | Sub_sector | Transport | Others | Transport (others) | Energetic | transport_other_final_demand_coal | Solids | EU | Energy demand | 0 | FEC
LT | TYNDP2026 | LEV | 2035 | TWh | 308 | Sub_sector | Transport | Others | Transport (others) | Energetic | transport_other_final_demand_oil | Liquids | EU | Energy demand | 0.017208 | FEC
LT | TYNDP2026 | LEV | 2035 | TWh | 309 | Sub_sector | Transport | Others | Transport (others) | Energetic | transport_other_final_demand_other | Others | EU | Energy demand | 0 | FEC
LT | TYNDP2026 | LEV | 2035 | TWh | 310 | Sub_sector | Transport | Others | Transport (others) | Energetic | transport_other_final_demand_ammonia | Ammonia | EU | Energy demand | 0 | FEC
LT | TYNDP2026 | LEV | 2035 | TWh | 312 | Sub_sector | International transport | International aviation | Transport (int. aviation) | Energetic | transport_int_aviation_final_demand_electricity | Electricity | EU | Energy demand | 0 | FEC
LT | TYNDP2026 | LEV | 2035 | TWh | 313 | Sub_sector | International transport | International aviation | Transport (int. aviation) | Energetic | transport_int_aviation_final_demand_hydrogen | Hydrogen | EU | Energy demand | 0 | FEC
LT | TYNDP2026 | LEV | 2035 | TWh | 314 | Sub_sector | International transport | International aviation | Transport (int. aviation) | Energetic | transport_int_aviation_final_demand_methane | Methane | EU | Energy demand | 0 | FEC
LT | TYNDP2026 | LEV | 2035 | TWh | 315 | Sub_sector | International transport | International aviation | Transport (int. aviation) | Energetic | transport_int_aviation_final_demand_heat | Heat | EU | Energy demand | 0 | FEC
LT | TYNDP2026 | LEV | 2035 | TWh | 316 | Sub_sector | International transport | International aviation | Transport (int. aviation) | Energetic | transport_int_aviation_final_demand_biofuels | Biomass | EU | Energy demand | 0 | FEC
LT | TYNDP2026 | LEV | 2035 | TWh | 317 | Sub_sector | International transport | International aviation | Transport (int. aviation) | Energetic | transport_int_aviation_final_demand_coal | Solids | EU | Energy demand | 0 | FEC
LT | TYNDP2026 | LEV | 2035 | TWh | 318 | Sub_sector | International transport | International aviation | Transport (int. aviation) | Energetic | transport_int_aviation_final_demand_oil | Liquids | EU | Energy demand | 1.2992 | FEC
LT | TYNDP2026 | LEV | 2035 | TWh | 319 | Sub_sector | International transport | International aviation | Transport (int. aviation) | Energetic | transport_int_aviation_final_demand_other | Others | EU | Energy demand | 0 | FEC
LT | TYNDP2026 | LEV | 2035 | TWh | 320 | Sub_sector | International transport | International aviation | Transport (int. aviation) | Energetic | transport_int_aviation_final_demand_ammonia | Ammonia | EU | Energy demand | 0 | FEC
LT | TYNDP2026 | LEV | 2035 | TWh | 322 | Sub_sector | International transport | International shipping | Transport (int. shipping) | Energetic | transport_int_shipping_final_demand_electricity | Electricity | EU | Energy demand | 0 | not_included_in_FEC
LT | TYNDP2026 | LEV | 2035 | TWh | 323 | Sub_sector | International transport | International shipping | Transport (int. shipping) | Energetic | transport_int_shipping_final_demand_hydrogen | Hydrogen | EU | Energy demand | 0.83286 | not_included_in_FEC
LT | TYNDP2026 | LEV | 2035 | TWh | 324 | Sub_sector | International transport | International shipping | Transport (int. shipping) | Energetic | transport_int_shipping_final_demand_methane | Methane | EU | Energy demand | 0 | not_included_in_FEC
LT | TYNDP2026 | LEV | 2035 | TWh | 325 | Sub_sector | International transport | International shipping | Transport (int. shipping) | Energetic | transport_int_shipping_final_demand_heat | Heat | EU | Energy demand | 0 | not_included_in_FEC
LT | TYNDP2026 | LEV | 2035 | TWh | 326 | Sub_sector | International transport | International shipping | Transport (int. shipping) | Energetic | transport_int_shipping_final_demand_biofuels | Biomass | EU | Energy demand | 0 | not_included_in_FEC
LT | TYNDP2026 | LEV | 2035 | TWh | 327 | Sub_sector | International transport | International shipping | Transport (int. shipping) | Energetic | transport_int_shipping_final_demand_coal | Solids | EU | Energy demand | 0 | not_included_in_FEC
LT | TYNDP2026 | LEV | 2035 | TWh | 328 | Sub_sector | International transport | International shipping | Transport (int. shipping) | Energetic | transport_int_shipping_final_demand_oil | Liquids | EU | Energy demand | 1.1268 | not_included_in_FEC
LT | TYNDP2026 | LEV | 2035 | TWh | 329 | Sub_sector | International transport | International shipping | Transport (int. shipping) | Energetic | transport_int_shipping_final_demand_other | Others | EU | Energy demand | 0 | not_included_in_FEC
LT | TYNDP2026 | LEV | 2035 | TWh | 330 | Sub_sector | International transport | International shipping | Transport (int. shipping) | Energetic | transport_int_shipping_final_demand_ammonia | Ammonia | EU | Energy demand | 0 | not_included_in_FEC
LT | TYNDP2026 | LEV | 2035 | TWh | 332 | Sub_sector | Households | Space heating | Households (heating) | Energetic | households_heating_final_demand_electricity | Electricity | EU | Energy demand | 0.44746 | FEC
LT | TYNDP2026 | LEV | 2035 | TWh | 333 | Sub_sector | Households | Space heating | Households (heating) | Energetic | households_heating_final_demand_hydrogen | Hydrogen | EU | Energy demand | 0 | FEC
LT | TYNDP2026 | LEV | 2035 | TWh | 334 | Sub_sector | Households | Space heating | Households (heating) | Energetic | households_heating_final_demand_methane | Methane | EU | Energy demand | 2.3462 | FEC
LT | TYNDP2026 | LEV | 2035 | TWh | 335 | Sub_sector | Households | Space heating | Households (heating) | Energetic | households_heating_final_demand_heat | Heat | EU | Energy demand | 4.3758 | FEC
LT | TYNDP2026 | LEV | 2035 | TWh | 336 | Sub_sector | Households | Space heating | Households (heating) | Energetic | households_heating_final_demand_biomass | Biomass | EU | Energy demand | 3.6921 | FEC
LT | TYNDP2026 | LEV | 2035 | TWh | 337 | Sub_sector | Households | Space heating | Households (heating) | Energetic | households_heating_final_demand_coal | Solids | EU | Energy demand | 0 | FEC
LT | TYNDP2026 | LEV | 2035 | TWh | 338 | Sub_sector | Households | Space heating | Households (heating) | Energetic | households_heating_final_demand_oil | Liquids | EU | Energy demand | 0 | FEC
LT | TYNDP2026 | LEV | 2035 | TWh | 339 | Sub_sector | Households | Space heating | Households (heating) | Energetic | households_heating_final_demand_other | Others | EU | Energy demand | 0 | FEC
LT | TYNDP2026 | LEV | 2035 | TWh | 340 | Sub_sector | Households | Space heating | Households (heating) | Energetic | households_heating_final_demand_ammonia | Ammonia | EU | Energy demand | 0 | FEC
LT | TYNDP2026 | LEV | 2035 | TWh | 343 | Sub_sector | Households | Cooling | Households (cooling) | Energetic | households_cooling_final_demand_electricity | Electricity | EU | Energy demand | 0 | FEC
LT | TYNDP2026 | LEV | 2035 | TWh | 344 | Sub_sector | Households | Cooling | Households (cooling) | Energetic | households_cooling_final_demand_hydrogen | Hydrogen | EU | Energy demand | 0 | FEC
LT | TYNDP2026 | LEV | 2035 | TWh | 345 | Sub_sector | Households | Cooling | Households (cooling) | Energetic | households_cooling_final_demand_methane | Methane | EU | Energy demand | 0 | FEC
LT | TYNDP2026 | LEV | 2035 | TWh | 346 | Sub_sector | Households | Cooling | Households (cooling) | Energetic | households_cooling_final_demand_heat | Heat | EU | Energy demand | 0 | FEC
LT | TYNDP2026 | LEV | 2035 | TWh | 347 | Sub_sector | Households | Cooling | Households (cooling) | Energetic | households_cooling_final_demand_biomass | Biomass | EU | Energy demand | 0 | FEC
LT | TYNDP2026 | LEV | 2035 | TWh | 348 | Sub_sector | Households | Cooling | Households (cooling) | Energetic | households_cooling_final_demand_coal | Solids | EU | Energy demand | 0 | FEC
LT | TYNDP2026 | LEV | 2035 | TWh | 349 | Sub_sector | Households | Cooling | Households (cooling) | Energetic | households_cooling_final_demand_oil | Liquids | EU | Energy demand | 0 | FEC
LT | TYNDP2026 | LEV | 2035 | TWh | 350 | Sub_sector | Households | Cooling | Households (cooling) | Energetic | households_cooling_final_demand_other | Others | EU | Energy demand | 0 | FEC
LT | TYNDP2026 | LEV | 2035 | TWh | 351 | Sub_sector | Households | Cooling | Households (cooling) | Energetic | households_cooling_final_demand_ammonia | Ammonia | EU | Energy demand | 0 | FEC
LT | TYNDP2026 | LEV | 2035 | TWh | 354 | Sub_sector | Households | Hot water | Households (hot water) | Energetic | households_hot_water_final_demand_electricity | Electricity | EU | Energy demand | 0.17151 | FEC
LT | TYNDP2026 | LEV | 2035 | TWh | 355 | Sub_sector | Households | Hot water | Households (hot water) | Energetic | households_hot_water_final_demand_hydrogen | Hydrogen | EU | Energy demand | 0 | FEC
LT | TYNDP2026 | LEV | 2035 | TWh | 356 | Sub_sector | Households | Hot water | Households (hot water) | Energetic | households_hot_water_final_demand_methane | Methane | EU | Energy demand | 0.2342 | FEC
LT | TYNDP2026 | LEV | 2035 | TWh | 357 | Sub_sector | Households | Hot water | Households (hot water) | Energetic | households_hot_water_final_demand_heat | Heat | EU | Energy demand | 0.65845 | FEC
LT | TYNDP2026 | LEV | 2035 | TWh | 358 | Sub_sector | Households | Hot water | Households (hot water) | Energetic | households_hot_water_final_demand_biomass | Biomass | EU | Energy demand | 0.26766 | FEC
LT | TYNDP2026 | LEV | 2035 | TWh | 359 | Sub_sector | Households | Hot water | Households (hot water) | Energetic | households_hot_water_final_demand_coal | Solids | EU | Energy demand | 0 | FEC
LT | TYNDP2026 | LEV | 2035 | TWh | 360 | Sub_sector | Households | Hot water | Households (hot water) | Energetic | households_hot_water_final_demand_oil | Liquids | EU | Energy demand | 0 | FEC
LT | TYNDP2026 | LEV | 2035 | TWh | 361 | Sub_sector | Households | Hot water | Households (hot water) | Energetic | households_hot_water_final_demand_other | Others | EU | Energy demand | 0 | FEC
LT | TYNDP2026 | LEV | 2035 | TWh | 362 | Sub_sector | Households | Hot water | Households (hot water) | Energetic | households_hot_water_final_demand_ammonia | Ammonia | EU | Energy demand | 0 | FEC
LT | TYNDP2026 | LEV | 2035 | TWh | 365 | Sub_sector | Households | Appliances | Households (appliances) | Energetic | households_appliances_final_demand_electricity | Electricity | EU | Energy demand | 2.8762 | FEC
LT | TYNDP2026 | LEV | 2035 | TWh | 366 | Sub_sector | Households | Appliances | Households (appliances) | Energetic | households_appliances_final_demand_hydrogen | Hydrogen | EU | Energy demand | 0 | FEC
LT | TYNDP2026 | LEV | 2035 | TWh | 367 | Sub_sector | Households | Appliances | Households (appliances) | Energetic | households_appliances_final_demand_methane | Methane | EU | Energy demand | 0.21336 | FEC
LT | TYNDP2026 | LEV | 2035 | TWh | 368 | Sub_sector | Households | Appliances | Households (appliances) | Energetic | households_appliances_final_demand_heat | Heat | EU | Energy demand | 0 | FEC
LT | TYNDP2026 | LEV | 2035 | TWh | 369 | Sub_sector | Households | Appliances | Households (appliances) | Energetic | households_appliances_final_demand_biomass | Biomass | EU | Energy demand | 0 | FEC
LT | TYNDP2026 | LEV | 2035 | TWh | 370 | Sub_sector | Households | Appliances | Households (appliances) | Energetic | households_appliances_final_demand_coal | Solids | EU | Energy demand | 0 | FEC
LT | TYNDP2026 | LEV | 2035 | TWh | 371 | Sub_sector | Households | Appliances | Households (appliances) | Energetic | households_appliances_final_demand_oil | Liquids | EU | Energy demand | 0 | FEC
LT | TYNDP2026 | LEV | 2035 | TWh | 372 | Sub_sector | Households | Appliances | Households (appliances) | Energetic | households_appliances_final_demand_other | Others | EU | Energy demand | 0 | FEC
LT | TYNDP2026 | LEV | 2035 | TWh | 373 | Sub_sector | Households | Appliances | Households (appliances) | Energetic | households_appliances_final_demand_ammonia | Ammonia | EU | Energy demand | 0 | FEC
LT | TYNDP2026 | LEV | 2035 | TWh | 375 | Sub_sector | Buildings | Space heating | Buildings (heat) | Energetic | buildings_heat_final_demand_electricity | Electricity | EU | Energy demand | 0.41265 | FEC
LT | TYNDP2026 | LEV | 2035 | TWh | 376 | Sub_sector | Buildings | Space heating | Buildings (heat) | Energetic | buildings_heat_final_demand_hydrogen | Hydrogen | EU | Energy demand | 0 | FEC
LT | TYNDP2026 | LEV | 2035 | TWh | 377 | Sub_sector | Buildings | Space heating | Buildings (heat) | Energetic | buildings_heat_final_demand_methane | Methane | EU | Energy demand | 0.92928 | FEC
LT | TYNDP2026 | LEV | 2035 | TWh | 378 | Sub_sector | Buildings | Space heating | Buildings (heat) | Energetic | buildings_heat_final_demand_heat | Heat | EU | Energy demand | 1.8283 | FEC
LT | TYNDP2026 | LEV | 2035 | TWh | 379 | Sub_sector | Buildings | Space heating | Buildings (heat) | Energetic | buildings_heat_final_demand_biomass | Biomass | EU | Energy demand | 0.24774 | FEC
LT | TYNDP2026 | LEV | 2035 | TWh | 380 | Sub_sector | Buildings | Space heating | Buildings (heat) | Energetic | buildings_heat_final_demand_coal | Solids | EU | Energy demand | 0 | FEC
LT | TYNDP2026 | LEV | 2035 | TWh | 381 | Sub_sector | Buildings | Space heating | Buildings (heat) | Energetic | buildings_heat_final_demand_oil | Liquids | EU | Energy demand | 0 | FEC
LT | TYNDP2026 | LEV | 2035 | TWh | 382 | Sub_sector | Buildings | Space heating | Buildings (heat) | Energetic | buildings_heat_final_demand_other | Others | EU | Energy demand | 0 | FEC
LT | TYNDP2026 | LEV | 2035 | TWh | 383 | Sub_sector | Buildings | Space heating | Buildings (heat) | Energetic | buildings_heat_final_demand_ammonia | Ammonia | EU | Energy demand | 0 | FEC
LT | TYNDP2026 | LEV | 2035 | TWh | 386 | Sub_sector | Buildings | Cooling | Buildings (cooling) | Energetic | buildings_cooling_final_demand_electricity | Electricity | EU | Energy demand | 0.041603 | FEC
LT | TYNDP2026 | LEV | 2035 | TWh | 387 | Sub_sector | Buildings | Cooling | Buildings (cooling) | Energetic | buildings_cooling_final_demand_hydrogen | Hydrogen | EU | Energy demand | 0 | FEC
LT | TYNDP2026 | LEV | 2035 | TWh | 388 | Sub_sector | Buildings | Cooling | Buildings (cooling) | Energetic | buildings_cooling_final_demand_methane | Methane | EU | Energy demand | 0 | FEC
LT | TYNDP2026 | LEV | 2035 | TWh | 389 | Sub_sector | Buildings | Cooling | Buildings (cooling) | Energetic | buildings_cooling_final_demand_heat | Heat | EU | Energy demand | 0 | FEC
LT | TYNDP2026 | LEV | 2035 | TWh | 390 | Sub_sector | Buildings | Cooling | Buildings (cooling) | Energetic | buildings_cooling_final_demand_biomass | Biomass | EU | Energy demand | 0 | FEC
LT | TYNDP2026 | LEV | 2035 | TWh | 391 | Sub_sector | Buildings | Cooling | Buildings (cooling) | Energetic | buildings_cooling_final_demand_coal | Solids | EU | Energy demand | 0 | FEC
LT | TYNDP2026 | LEV | 2035 | TWh | 392 | Sub_sector | Buildings | Cooling | Buildings (cooling) | Energetic | buildings_cooling_final_demand_oil | Liquids | EU | Energy demand | 0 | FEC
LT | TYNDP2026 | LEV | 2035 | TWh | 393 | Sub_sector | Buildings | Cooling | Buildings (cooling) | Energetic | buildings_cooling_final_demand_other | Others | EU | Energy demand | 0 | FEC
LT | TYNDP2026 | LEV | 2035 | TWh | 394 | Sub_sector | Buildings | Cooling | Buildings (cooling) | Energetic | buildings_cooling_final_demand_ammonia | Ammonia | EU | Energy demand | 0 | FEC
LT | TYNDP2026 | LEV | 2035 | TWh | 397 | Sub_sector | Buildings | Appliances | Buildings (appliances) | Energetic | buildings_appliances_final_demand_electricity | Electricity | EU | Energy demand | 1.8821 | FEC
LT | TYNDP2026 | LEV | 2035 | TWh | 398 | Sub_sector | Buildings | Appliances | Buildings (appliances) | Energetic | buildings_appliances_final_demand_hydrogen | Hydrogen | EU | Energy demand | 0 | FEC
LT | TYNDP2026 | LEV | 2035 | TWh | 399 | Sub_sector | Buildings | Appliances | Buildings (appliances) | Energetic | buildings_appliances_final_demand_methane | Methane | EU | Energy demand | 0.14981 | FEC
LT | TYNDP2026 | LEV | 2035 | TWh | 400 | Sub_sector | Buildings | Appliances | Buildings (appliances) | Energetic | buildings_appliances_final_demand_heat | Heat | EU | Energy demand | 0 | FEC
LT | TYNDP2026 | LEV | 2035 | TWh | 401 | Sub_sector | Buildings | Appliances | Buildings (appliances) | Energetic | buildings_appliances_final_demand_biomass | Biomass | EU | Energy demand | 0 | FEC
LT | TYNDP2026 | LEV | 2035 | TWh | 402 | Sub_sector | Buildings | Appliances | Buildings (appliances) | Energetic | buildings_appliances_final_demand_coal | Solids | EU | Energy demand | 0 | FEC
LT | TYNDP2026 | LEV | 2035 | TWh | 403 | Sub_sector | Buildings | Appliances | Buildings (appliances) | Energetic | buildings_appliances_final_demand_oil | Liquids | EU | Energy demand | 0 | FEC
LT | TYNDP2026 | LEV | 2035 | TWh | 404 | Sub_sector | Buildings | Appliances | Buildings (appliances) | Energetic | buildings_appliances_final_demand_other | Others | EU | Energy demand | 0 | FEC
LT | TYNDP2026 | LEV | 2035 | TWh | 405 | Sub_sector | Buildings | Appliances | Buildings (appliances) | Energetic | buildings_appliances_final_demand_ammonia | Ammonia | EU | Energy demand | 0 | FEC
LT | TYNDP2026 | LEV | 2035 | TWh | 407 | Sub_sector | Buildings | Datacenters | Datacenters & ICT | Energetic | datacentres_final_demand_electricity_energetic | Electricity | EU | Energy demand | 0.58275 | FEC
LT | TYNDP2026 | LEV | 2035 | TWh | 408 | Sub_sector | Buildings | Datacenters | Datacenters & ICT | Energetic | datacentres_final_demand_hydrogen_energetic | Hydrogen | EU | Energy demand | 0 | FEC
LT | TYNDP2026 | LEV | 2035 | TWh | 409 | Sub_sector | Buildings | Datacenters | Datacenters & ICT | Energetic | datacentres_final_demand_methane_energetic | Methane | EU | Energy demand | 0 | FEC
LT | TYNDP2026 | LEV | 2035 | TWh | 410 | Sub_sector | Buildings | Datacenters | Datacenters & ICT | Energetic | datacentres_final_demand_heat_energetic | Heat | EU | Energy demand | 0 | FEC
LT | TYNDP2026 | LEV | 2035 | TWh | 411 | Sub_sector | Buildings | Datacenters | Datacenters & ICT | Energetic | datacentres_final_demand_biomass_energetic | Biomass | EU | Energy demand | 0 | FEC
LT | TYNDP2026 | LEV | 2035 | TWh | 412 | Sub_sector | Buildings | Datacenters | Datacenters & ICT | Energetic | datacentres_final_demand_coal_energetic | Solids | EU | Energy demand | 0 | FEC
LT | TYNDP2026 | LEV | 2035 | TWh | 413 | Sub_sector | Buildings | Datacenters | Datacenters & ICT | Energetic | datacentres_final_demand_oil_energetic | Liquids | EU | Energy demand | 0 | FEC
LT | TYNDP2026 | LEV | 2035 | TWh | 414 | Sub_sector | Buildings | Datacenters | Datacenters & ICT | Energetic | datacentres_final_demand_other_energetic | Others | EU | Energy demand | 0 | FEC
LT | TYNDP2026 | LEV | 2035 | TWh | 415 | Sub_sector | Buildings | Datacenters | Datacenters & ICT | Energetic | datacentres_final_demand_ammonia_energetic | Ammonia | EU | Energy demand | 0 | FEC
LT | TYNDP2026 | LEV | 2035 | TWh | 417 | Sub_sector | Transport | Others_Sector | Others_Sector | Energetic | other_final_demand_electricity_energetic | Electricity | EU | Energy demand | 0 | FEC
LT | TYNDP2026 | LEV | 2035 | TWh | 418 | Sub_sector | Transport | Others_Sector | Others_Sector | Energetic | other_final_demand_hydrogen_energetic | Hydrogen | EU | Energy demand | 0 | FEC
LT | TYNDP2026 | LEV | 2035 | TWh | 419 | Sub_sector | Transport | Pipeline Transport | Others_Sector | Energetic | other_final_demand_methane_energetic | Methane | EU | Energy demand | 0.2456 | FEC
LT | TYNDP2026 | LEV | 2035 | TWh | 420 | Sub_sector | Transport | Others_Sector | Others_Sector | Energetic | other_final_demand_heat_energetic | Heat | EU | Energy demand | 0 | FEC
LT | TYNDP2026 | LEV | 2035 | TWh | 421 | Sub_sector | Transport | Others_Sector | Others_Sector | Energetic | other_final_demand_biomass_energetic | Biomass | EU | Energy demand | 0 | FEC
LT | TYNDP2026 | LEV | 2035 | TWh | 422 | Sub_sector | Transport | Others_Sector | Others_Sector | Energetic | other_final_demand_coal_energetic | Solids | EU | Energy demand | 0 | FEC
LT | TYNDP2026 | LEV | 2035 | TWh | 423 | Sub_sector | Transport | Others_Sector | Others_Sector | Energetic | other_final_demand_oil_energetic | Liquids | EU | Energy demand | 0.17968 | FEC
LT | TYNDP2026 | LEV | 2035 | TWh | 424 | Sub_sector | Others_Sector | Others_Sector | Others_Sector | Non-energetic | other_final_demand_oil_non_energetic | Liquids | EU | Energy demand | 0.28583 | not_included_in_FEC
LT | TYNDP2026 | LEV | 2035 | TWh | 425 | Sub_sector | Transport | Others_Sector | Others_Sector | Energetic | other_final_demand_other_energetic | Others | EU | Energy demand | 0 | FEC
LT | TYNDP2026 | LEV | 2035 | TWh | 426 | Sub_sector | Transport | Others_Sector | Others_Sector | Energetic | other_final_demand_ammonia_energetic | Ammonia | EU | Energy demand | 0 | FEC
LT | TYNDP2026 | LEV | 2035 | TWh | 427 | Sub_sector | Industry | Surplus_Heat_in_Industry | Surplus_Heat_in_Industry | Energetic | final_demand_of_industry_unused_local_production_steam_hot_water | Heat | EU | Energy demand | 2.7997 | FEC
LT | TYNDP2026 | LEV | 2035 | TWh | 429 | Sub_sector | Agriculture | Total | Agriculture | Energetic | agriculture_final_demand_electricity_energetic | Electricity | EU | Energy demand | 0.23975 | FEC
LT | TYNDP2026 | LEV | 2035 | TWh | 430 | Sub_sector | Agriculture | Total | Agriculture | Energetic | agriculture_final_demand_hydrogen_energetic | Hydrogen | EU | Energy demand | 0 | FEC
LT | TYNDP2026 | LEV | 2035 | TWh | 431 | Sub_sector | Agriculture | Total | Agriculture | Energetic | agriculture_final_demand_methane_energetic | Methane | EU | Energy demand | 0.23875 | FEC
LT | TYNDP2026 | LEV | 2035 | TWh | 432 | Sub_sector | Agriculture | Total | Agriculture | Energetic | agriculture_final_demand_heat_energetic | Heat | EU | Energy demand | 0.042976 | FEC
LT | TYNDP2026 | LEV | 2035 | TWh | 433 | Sub_sector | Agriculture | Total | Agriculture | Energetic | agriculture_final_demand_biomass_energetic | Biomass | EU | Energy demand | 0.22594 | FEC
LT | TYNDP2026 | LEV | 2035 | TWh | 434 | Sub_sector | Agriculture | Total | Agriculture | Energetic | agriculture_final_demand_coal_energetic | Solids | EU | Energy demand | 0 | FEC
LT | TYNDP2026 | LEV | 2035 | TWh | 435 | Sub_sector | Agriculture | Total | Agriculture | Energetic | agriculture_final_demand_oil_energetic | Liquids | EU | Energy demand | 0.38145 | FEC
LT | TYNDP2026 | LEV | 2035 | TWh | 436 | Sub_sector | Agriculture | Total | Agriculture | Energetic | agriculture_final_demand_other_energetic | Others | EU | Energy demand | 0 | FEC
LT | TYNDP2026 | LEV | 2035 | TWh | 437 | Sub_sector | Agriculture | Total | Agriculture | Energetic | agriculture_final_demand_ammonia_energetic | Ammonia | EU | Energy demand | 0 | FEC
LT | TYNDP2026 | LEV | 2035 | TWh | 447 | Sub_sector | Buildings | Surplus Energy | Buildings | Energetic | GAP | Electricity | EU | Energy demand | 0 | FEC
LT | TYNDP2026 | LEV | 2035 | TWh | 448 | Sub_sector | Buildings | Surplus Energy | Buildings | Energetic | GAP | Hydrogen | EU | Energy demand | 0 | FEC
LT | TYNDP2026 | LEV | 2035 | TWh | 449 | Sub_sector | Buildings | Surplus Energy | Buildings | Energetic | GAP | Methane | EU | Energy demand | 0 | FEC
LT | TYNDP2026 | LEV | 2035 | TWh | 450 | Sub_sector | Buildings | Surplus Energy | Buildings | Energetic | GAP | Heat | EU | Energy demand | 0 | FEC
LT | TYNDP2026 | LEV | 2035 | TWh | 451 | Sub_sector | Buildings | Surplus Energy | Buildings | Energetic | GAP | Biomass | EU | Energy demand | 0.03529 | FEC
LT | TYNDP2026 | LEV | 2035 | TWh | 452 | Sub_sector | Buildings | Surplus Energy | Buildings | Energetic | GAP | Solids | EU | Energy demand | 0 | FEC
LT | TYNDP2026 | LEV | 2035 | TWh | 453 | Sub_sector | Buildings | Surplus Energy | Buildings | Energetic | GAP | Liquids | EU | Energy demand | 0.0042854 | FEC
LT | TYNDP2026 | LEV | 2035 | TWh | 454 | Sub_sector | Buildings | Surplus Energy | Buildings | Energetic | GAP | Others | EU | Energy demand | 0 | FEC
LT | TYNDP2026 | LEV | 2035 | TWh | 455 | Sub_sector | Buildings | Surplus Energy | Buildings | Energetic | GAP | Ammonia | EU | Energy demand | 0 | FEC
LT | TYNDP2026 | LEV | 2035 | TWh | 456 | Sub_sector | Households | Surplus Energy | Households | Energetic | GAP | Electricity | EU | Energy demand | 0 | FEC
LT | TYNDP2026 | LEV | 2035 | TWh | 457 | Sub_sector | Households | Surplus Energy | Households | Energetic | GAP | Hydrogen | EU | Energy demand | 0 | FEC
LT | TYNDP2026 | LEV | 2035 | TWh | 458 | Sub_sector | Households | Surplus Energy | Households | Energetic | GAP | Methane | EU | Energy demand | 0 | FEC
LT | TYNDP2026 | LEV | 2035 | TWh | 459 | Sub_sector | Households | Surplus Energy | Households | Energetic | GAP | Heat | EU | Energy demand | 0 | FEC
LT | TYNDP2026 | LEV | 2035 | TWh | 460 | Sub_sector | Households | Surplus Energy | Households | Energetic | GAP | Biomass | EU | Energy demand | 0 | FEC
LT | TYNDP2026 | LEV | 2035 | TWh | 461 | Sub_sector | Households | Surplus Energy | Households | Energetic | GAP | Solids | EU | Energy demand | 0 | FEC
LT | TYNDP2026 | LEV | 2035 | TWh | 462 | Sub_sector | Households | Surplus Energy | Households | Energetic | GAP | Liquids | EU | Energy demand | 0 | FEC
LT | TYNDP2026 | LEV | 2035 | TWh | 463 | Sub_sector | Households | Surplus Energy | Households | Energetic | GAP | Others | EU | Energy demand | 0 | FEC
LT | TYNDP2026 | LEV | 2035 | TWh | 464 | Sub_sector | Households | Surplus Energy | Households | Energetic | GAP | Ammonia | EU | Energy demand | 0 | FEC
LT | TYNDP2026 | LEV | 2040 | TWh | 102 | Sub_sector | Industry | Aluminium | Industry (aluminium) | Energetic | industry_aluminium_demand_electricity_energetic | Electricity | EU | Energy demand | 0 | FEC
LT | TYNDP2026 | LEV | 2040 | TWh | 103 | Sub_sector | Industry | Aluminium | Industry (aluminium) | Energetic | industry_aluminium_demand_hydrogen_energetic | Hydrogen | EU | Energy demand | 0 | FEC
LT | TYNDP2026 | LEV | 2040 | TWh | 104 | Sub_sector | Industry | Aluminium | Industry (aluminium) | Energetic | industry_aluminium_demand_methane_energetic | Methane | EU | Energy demand | 0 | FEC
LT | TYNDP2026 | LEV | 2040 | TWh | 105 | Sub_sector | Industry | Aluminium | Industry (aluminium) | Energetic | industry_aluminium_demand_heat_energetic | Heat | EU | Energy demand | 0 | FEC
LT | TYNDP2026 | LEV | 2040 | TWh | 106 | Sub_sector | Industry | Aluminium | Industry (aluminium) | Energetic | industry_aluminium_demand_biomass_energetic | Biomass | EU | Energy demand | 0 | FEC
LT | TYNDP2026 | LEV | 2040 | TWh | 107 | Sub_sector | Industry | Aluminium | Industry (aluminium) | Energetic | industry_aluminium_demand_coal_energetic | Solids | EU | Energy demand | 0 | FEC
LT | TYNDP2026 | LEV | 2040 | TWh | 108 | Sub_sector | Industry | Aluminium | Industry (aluminium) | Energetic | industry_aluminium_demand_oil_energetic | Liquids | EU | Energy demand | 0 | FEC
LT | TYNDP2026 | LEV | 2040 | TWh | 109 | Sub_sector | Industry | Aluminium | Industry (aluminium) | Energetic | industry_aluminium_demand_others_energetic | Others | EU | Energy demand | 0 | FEC
LT | TYNDP2026 | LEV | 2040 | TWh | 110 | Sub_sector | Industry | Aluminium | Industry (aluminium) | Energetic | industry_ammonia_demand_others_energetic | Ammonia | EU | Energy demand | 0 | FEC
LT | TYNDP2026 | LEV | 2040 | TWh | 112 | Sub_sector | Industry | Chemicals | Industry (chemicals, energetic) | Energetic | industry_chemical_demand_electricity_energetic | Electricity | EU | Energy demand | 0.86374 | FEC
LT | TYNDP2026 | LEV | 2040 | TWh | 113 | Sub_sector | Industry | Chemicals | Industry (chemicals, energetic) | Energetic | industry_chemical_demand_hydrogen_energetic | Hydrogen | EU | Energy demand | 0.89666 | FEC
LT | TYNDP2026 | LEV | 2040 | TWh | 114 | Sub_sector | Industry | Chemicals | Industry (chemicals, energetic) | Energetic | industry_chemical_demand_methane_energetic | Methane | EU | Energy demand | 1.0093 | FEC
LT | TYNDP2026 | LEV | 2040 | TWh | 115 | Sub_sector | Industry | Chemicals | Industry (chemicals, energetic) | Energetic | industry_chemical_demand_heat_energetic | Heat | EU | Energy demand | 0.63059 | FEC
LT | TYNDP2026 | LEV | 2040 | TWh | 116 | Sub_sector | Industry | Chemicals | Industry (chemicals, energetic) | Energetic | industry_chemical_demand_biomass_energetic | Biomass | EU | Energy demand | 0 | FEC
LT | TYNDP2026 | LEV | 2040 | TWh | 117 | Sub_sector | Industry | Chemicals | Industry (chemicals, energetic) | Energetic | industry_chemical_demand_coal_energetic | Solids | EU | Energy demand | 0 | FEC
LT | TYNDP2026 | LEV | 2040 | TWh | 118 | Sub_sector | Industry | Chemicals | Industry (chemicals, energetic) | Energetic | industry_chemical_demand_oil_energetic | Liquids | EU | Energy demand | 0 | FEC
LT | TYNDP2026 | LEV | 2040 | TWh | 119 | Sub_sector | Industry | Chemicals | Industry (chemicals, energetic) | Energetic | industry_chemical_demand_others_energetic | Others | EU | Energy demand | 0 | FEC
LT | TYNDP2026 | LEV | 2040 | TWh | 120 | Sub_sector | Industry | Chemicals | Industry (chemicals, energetic) | Energetic | industry_chemical_demand_ammonia_energetic | Ammonia | EU | Energy demand | 0 | FEC
LT | TYNDP2026 | LEV | 2040 | TWh | 122 | Sub_sector | Industry | Chemicals | Industry (chemicals, non-energetic) | Non-energetic | industry_chemical_demand_electricity_non_energetic | Electricity | EU | Energy demand | 0 | not_included_in_FEC
LT | TYNDP2026 | LEV | 2040 | TWh | 123 | Sub_sector | Industry | Chemicals | Industry (chemicals, non-energetic) | Non-energetic | industry_chemical_demand_hydrogen_non_energetic | Hydrogen | EU | Energy demand | 1.8097 | not_included_in_FEC
LT | TYNDP2026 | LEV | 2040 | TWh | 124 | Sub_sector | Industry | Chemicals | Industry (chemicals, non-energetic) | Non-energetic | industry_chemical_demand_methane_non_energetic | Methane | EU | Energy demand | 3.2574 | not_included_in_FEC
LT | TYNDP2026 | LEV | 2040 | TWh | 125 | Sub_sector | Industry | Chemicals | Industry (chemicals, non-energetic) | Non-energetic | industry_chemical_demand_heat_non_energetic | Heat | EU | Energy demand | 0 | not_included_in_FEC
LT | TYNDP2026 | LEV | 2040 | TWh | 126 | Sub_sector | Industry | Chemicals | Industry (chemicals, non-energetic) | Non-energetic | industry_chemical_demand_biomass_non_energetic | Biomass | EU | Energy demand | 1.4477 | not_included_in_FEC
LT | TYNDP2026 | LEV | 2040 | TWh | 127 | Sub_sector | Industry | Chemicals | Industry (chemicals, non-energetic) | Non-energetic | industry_chemical_demand_coal_non_energetic | Solids | EU | Energy demand | 0 | not_included_in_FEC
LT | TYNDP2026 | LEV | 2040 | TWh | 128 | Sub_sector | Industry | Chemicals | Industry (chemicals, non-energetic) | Non-energetic | industry_chemical_demand_oil_non_energetic | Liquids | EU | Energy demand | 0.72387 | not_included_in_FEC
LT | TYNDP2026 | LEV | 2040 | TWh | 129 | Sub_sector | Industry | Chemicals | Industry (chemicals, non-energetic) | Non-energetic | industry_chemical_demand_others_non_energetic | Others | EU | Energy demand | 0 | not_included_in_FEC
LT | TYNDP2026 | LEV | 2040 | TWh | 130 | Sub_sector | Industry | Chemicals | Industry (chemicals, non-energetic) | Non-energetic | industry_chemical_demand_ammonia_non_energetic | Ammonia | EU | Energy demand | 0 | not_included_in_FEC
LT | TYNDP2026 | LEV | 2040 | TWh | 132 | Sub_sector | Industry | Fertilizers | Industry (fertilizers, energetic) | Energetic | industry_fertilizers_demand_electricity_energetic | Electricity | EU | Energy demand | 0.42547 | FEC
LT | TYNDP2026 | LEV | 2040 | TWh | 133 | Sub_sector | Industry | Fertilizers | Industry (fertilizers, energetic) | Energetic | industry_fertilizers_demand_hydrogen_energetic | Hydrogen | EU | Energy demand | 0.87617 | FEC
LT | TYNDP2026 | LEV | 2040 | TWh | 134 | Sub_sector | Industry | Fertilizers | Industry (fertilizers, energetic) | Energetic | industry_fertilizers_demand_methane_energetic | Methane | EU | Energy demand | 0.97352 | FEC
LT | TYNDP2026 | LEV | 2040 | TWh | 135 | Sub_sector | Industry | Fertilizers | Industry (fertilizers, energetic) | Energetic | industry_fertilizers_demand_heat_energetic | Heat | EU | Energy demand | 0 | FEC
LT | TYNDP2026 | LEV | 2040 | TWh | 136 | Sub_sector | Industry | Fertilizers | Industry (fertilizers, energetic) | Energetic | industry_fertilizers_demand_biomass_energetic | Biomass | EU | Energy demand | 0 | FEC
LT | TYNDP2026 | LEV | 2040 | TWh | 137 | Sub_sector | Industry | Fertilizers | Industry (fertilizers, energetic) | Energetic | industry_fertilizers_demand_coal_energetic | Solids | EU | Energy demand | 0 | FEC
LT | TYNDP2026 | LEV | 2040 | TWh | 138 | Sub_sector | Industry | Fertilizers | Industry (fertilizers, energetic) | Energetic | industry_fertilizers_demand_oil_energetic | Liquids | EU | Energy demand | 0.10556 | FEC
LT | TYNDP2026 | LEV | 2040 | TWh | 139 | Sub_sector | Industry | Fertilizers | Industry (fertilizers, energetic) | Energetic | industry_fertilizers_demand_others_energetic | Others | EU | Energy demand | 0 | FEC
LT | TYNDP2026 | LEV | 2040 | TWh | 140 | Sub_sector | Industry | Fertilizers | Industry (fertilizers, energetic) | Energetic | industry_fertilizers_demand_ammonia_energetic | Ammonia | EU | Energy demand | 0 | FEC
LT | TYNDP2026 | LEV | 2040 | TWh | 142 | Sub_sector | Industry | Fertilizers | Industry (fertilizers, non-energetic) | Non-energetic | industry_fertilizers_demand_electricity_non_energetic | Electricity | EU | Energy demand | 0 | not_included_in_FEC
LT | TYNDP2026 | LEV | 2040 | TWh | 143 | Sub_sector | Industry | Fertilizers | Industry (fertilizers, non-energetic) | Non-energetic | industry_fertilizers_demand_hydrogen_non_energetic | Hydrogen | EU | Energy demand | 3.2571 | not_included_in_FEC
LT | TYNDP2026 | LEV | 2040 | TWh | 144 | Sub_sector | Industry | Fertilizers | Industry (fertilizers, non-energetic) | Non-energetic | industry_fertilizers_demand_methane_non_energetic | Methane | EU | Energy demand | 5.5961 | not_included_in_FEC
LT | TYNDP2026 | LEV | 2040 | TWh | 145 | Sub_sector | Industry | Fertilizers | Industry (fertilizers, non-energetic) | Non-energetic | industry_fertilizers_demand_heat_non_energetic | Heat | EU | Energy demand | 0 | not_included_in_FEC
LT | TYNDP2026 | LEV | 2040 | TWh | 146 | Sub_sector | Industry | Fertilizers | Industry (fertilizers, non-energetic) | Non-energetic | industry_fertilizers_demand_biomass_non_energetic | Biomass | EU | Energy demand | 0 | not_included_in_FEC
LT | TYNDP2026 | LEV | 2040 | TWh | 147 | Sub_sector | Industry | Fertilizers | Industry (fertilizers, non-energetic) | Non-energetic | industry_fertilizers_demand_coal_non_energetic | Solids | EU | Energy demand | 0 | not_included_in_FEC
LT | TYNDP2026 | LEV | 2040 | TWh | 148 | Sub_sector | Industry | Fertilizers | Industry (fertilizers, non-energetic) | Non-energetic | industry_fertilizers_demand_oil_non_energetic | Liquids | EU | Energy demand | 0 | not_included_in_FEC
LT | TYNDP2026 | LEV | 2040 | TWh | 149 | Sub_sector | Industry | Fertilizers | Industry (fertilizers, non-energetic) | Non-energetic | industry_fertilizers_demand_others_non_energetic | Others | EU | Energy demand | 0 | not_included_in_FEC
LT | TYNDP2026 | LEV | 2040 | TWh | 150 | Sub_sector | Industry | Fertilizers | Industry (fertilizers, non-energetic) | Non-energetic | industry_fertilizers_demand_ammonia_non_energetic | Ammonia | EU | Energy demand | 0 | not_included_in_FEC
LT | TYNDP2026 | LEV | 2040 | TWh | 152 | Sub_sector | Industry | Food | Industry (food) | Energetic | industry_food_demand_electricity_energetic | Electricity | EU | Energy demand | 1.4525 | FEC
LT | TYNDP2026 | LEV | 2040 | TWh | 153 | Sub_sector | Industry | Food | Industry (food) | Energetic | industry_food_demand_hydrogen_energetic | Hydrogen | EU | Energy demand | 0.082952 | FEC
LT | TYNDP2026 | LEV | 2040 | TWh | 154 | Sub_sector | Industry | Food | Industry (food) | Energetic | industry_food_demand_methane_energetic | Methane | EU | Energy demand | 0.75831 | FEC
LT | TYNDP2026 | LEV | 2040 | TWh | 155 | Sub_sector | Industry | Food | Industry (food) | Energetic | industry_food_demand_heat_energetic | Heat | EU | Energy demand | 0.075367 | FEC
LT | TYNDP2026 | LEV | 2040 | TWh | 156 | Sub_sector | Industry | Food | Industry (food) | Energetic | industry_food_demand_biomass_energetic | Biomass | EU | Energy demand | 0.28262 | FEC
LT | TYNDP2026 | LEV | 2040 | TWh | 157 | Sub_sector | Industry | Food | Industry (food) | Energetic | industry_food_demand_coal_energetic | Solids | EU | Energy demand | 0 | FEC
LT | TYNDP2026 | LEV | 2040 | TWh | 158 | Sub_sector | Industry | Food | Industry (food) | Energetic | industry_food_demand_oil_energetic | Liquids | EU | Energy demand | 0 | FEC
LT | TYNDP2026 | LEV | 2040 | TWh | 159 | Sub_sector | Industry | Food | Industry (food) | Energetic | industry_food_demand_others_energetic | Others | EU | Energy demand | 0 | FEC
LT | TYNDP2026 | LEV | 2040 | TWh | 160 | Sub_sector | Industry | Food | Industry (food) | Energetic | industry_food_demand_ammonia_energetic | Ammonia | EU | Energy demand | 0 | FEC
LT | TYNDP2026 | LEV | 2040 | TWh | 162 | Sub_sector | Industry | Metals | Industry (metal) | Energetic | industry_metal_demand_electricity_energetic | Electricity | EU | Energy demand | 0 | FEC
LT | TYNDP2026 | LEV | 2040 | TWh | 163 | Sub_sector | Industry | Metals | Industry (metal) | Energetic | industry_metal_demand_hydrogen_energetic | Hydrogen | EU | Energy demand | 0 | FEC
LT | TYNDP2026 | LEV | 2040 | TWh | 164 | Sub_sector | Industry | Metals | Industry (metal) | Energetic | industry_metal_demand_methane_energetic | Methane | EU | Energy demand | 0 | FEC
LT | TYNDP2026 | LEV | 2040 | TWh | 165 | Sub_sector | Industry | Metals | Industry (metal) | Energetic | industry_metal_demand_heat_energetic | Heat | EU | Energy demand | 0 | FEC
LT | TYNDP2026 | LEV | 2040 | TWh | 166 | Sub_sector | Industry | Metals | Industry (metal) | Energetic | industry_metal_demand_biomass_energetic | Biomass | EU | Energy demand | 0 | FEC
LT | TYNDP2026 | LEV | 2040 | TWh | 167 | Sub_sector | Industry | Metals | Industry (metal) | Energetic | industry_metal_demand_coal_energetic | Solids | EU | Energy demand | 0 | FEC
LT | TYNDP2026 | LEV | 2040 | TWh | 168 | Sub_sector | Industry | Metals | Industry (metal) | Energetic | industry_metal_demand_oil_energetic | Liquids | EU | Energy demand | 0 | FEC
LT | TYNDP2026 | LEV | 2040 | TWh | 169 | Sub_sector | Industry | Metals | Industry (metal) | Energetic | industry_metal_demand_others_energetic | Others | EU | Energy demand | 0 | FEC
LT | TYNDP2026 | LEV | 2040 | TWh | 170 | Sub_sector | Industry | Metals | Industry (metal) | Energetic | industry_metal_demand_ammonia_energetic | Ammonia | EU | Energy demand | 0 | FEC
LT | TYNDP2026 | LEV | 2040 | TWh | 172 | Sub_sector | Industry | Others | Industry (other, energetic) | Energetic | industry_other_demand_electricity_energetic | Electricity | EU | Energy demand | 3.829 | FEC
LT | TYNDP2026 | LEV | 2040 | TWh | 173 | Sub_sector | Industry | Others | Industry (other, energetic) | Energetic | industry_other_demand_hydrogen_energetic | Hydrogen | EU | Energy demand | 0.37183 | FEC
LT | TYNDP2026 | LEV | 2040 | TWh | 174 | Sub_sector | Industry | Others | Industry (other, energetic) | Energetic | industry_other_demand_methane_energetic | Methane | EU | Energy demand | 1.7081 | FEC
LT | TYNDP2026 | LEV | 2040 | TWh | 175 | Sub_sector | Industry | Others | Industry (other, energetic) | Energetic | industry_other_demand_heat_energetic | Heat | EU | Energy demand | 0 | FEC
LT | TYNDP2026 | LEV | 2040 | TWh | 176 | Sub_sector | Industry | Others | Industry (other, energetic) | Energetic | industry_other_demand_biomass_energetic | Biomass | EU | Energy demand | 1.1261 | FEC
LT | TYNDP2026 | LEV | 2040 | TWh | 177 | Sub_sector | Industry | Others | Industry (other, energetic) | Energetic | industry_other_demand_coal_energetic | Solids | EU | Energy demand | 0 | FEC
LT | TYNDP2026 | LEV | 2040 | TWh | 178 | Sub_sector | Industry | Others | Industry (other, energetic) | Energetic | industry_other_demand_oil_energetic | Liquids | EU | Energy demand | 0.47237 | FEC
LT | TYNDP2026 | LEV | 2040 | TWh | 179 | Sub_sector | Industry | Others | Industry (other, energetic) | Energetic | industry_other_demand_others_energetic | Others | EU | Energy demand | 0 | FEC
LT | TYNDP2026 | LEV | 2040 | TWh | 180 | Sub_sector | Industry | Others | Industry (other, energetic) | Energetic | industry_other_demand_ammonia_energetic | Ammonia | EU | Energy demand | 0 | FEC
LT | TYNDP2026 | LEV | 2040 | TWh | 182 | Sub_sector | Industry | Others | Industry (other, non-energetic) | Non-energetic | industry_other_demand_electricity_non_energetic | Electricity | EU | Energy demand | 0 | not_included_in_FEC
LT | TYNDP2026 | LEV | 2040 | TWh | 183 | Sub_sector | Industry | Others | Industry (other, non-energetic) | Non-energetic | industry_other_demand_hydrogen_non_energetic | Hydrogen | EU | Energy demand | 0.2195 | not_included_in_FEC
LT | TYNDP2026 | LEV | 2040 | TWh | 184 | Sub_sector | Industry | Others | Industry (other, non-energetic) | Non-energetic | industry_other_demand_methane_non_energetic | Methane | EU | Energy demand | 0 | not_included_in_FEC
LT | TYNDP2026 | LEV | 2040 | TWh | 185 | Sub_sector | Industry | Others | Industry (other, non-energetic) | Non-energetic | industry_other_demand_heat_non_energetic | Heat | EU | Energy demand | 0 | not_included_in_FEC
LT | TYNDP2026 | LEV | 2040 | TWh | 186 | Sub_sector | Industry | Others | Industry (other, non-energetic) | Non-energetic | industry_other_demand_biomass_non_energetic | Biomass | EU | Energy demand | 0 | not_included_in_FEC
LT | TYNDP2026 | LEV | 2040 | TWh | 187 | Sub_sector | Industry | Others | Industry (other, non-energetic) | Non-energetic | industry_other_demand_coal_non_energetic | Solids | EU | Energy demand | 0 | not_included_in_FEC
LT | TYNDP2026 | LEV | 2040 | TWh | 188 | Sub_sector | Industry | Others | Industry (other, non-energetic) | Non-energetic | industry_other_demand_oil_non_energetic | Liquids | EU | Energy demand | 1.9755 | not_included_in_FEC
LT | TYNDP2026 | LEV | 2040 | TWh | 189 | Sub_sector | Industry | Others | Industry (other, non-energetic) | Non-energetic | industry_other_demand_others_non_energetic | Others | EU | Energy demand | 0 | not_included_in_FEC
LT | TYNDP2026 | LEV | 2040 | TWh | 190 | Sub_sector | Industry | Others | Industry (other, non-energetic) | Non-energetic | industry_other_demand_ammonia_non_energetic | Ammonia | EU | Energy demand | 0 | not_included_in_FEC
LT | TYNDP2026 | LEV | 2040 | TWh | 192 | Sub_sector | Industry | Paper | Industry (paper) | Energetic | industry_paper_demand_electricity_energetic | Electricity | EU | Energy demand | 0.41397 | FEC
LT | TYNDP2026 | LEV | 2040 | TWh | 193 | Sub_sector | Industry | Paper | Industry (paper) | Energetic | industry_paper_demand_hydrogen_energetic | Hydrogen | EU | Energy demand | 0.025185 | FEC
LT | TYNDP2026 | LEV | 2040 | TWh | 194 | Sub_sector | Industry | Paper | Industry (paper) | Energetic | industry_paper_demand_methane_energetic | Methane | EU | Energy demand | 0.23414 | FEC
LT | TYNDP2026 | LEV | 2040 | TWh | 195 | Sub_sector | Industry | Paper | Industry (paper) | Energetic | industry_paper_demand_heat_energetic | Heat | EU | Energy demand | 0 | FEC
LT | TYNDP2026 | LEV | 2040 | TWh | 196 | Sub_sector | Industry | Paper | Industry (paper) | Energetic | industry_paper_demand_biomass_energetic | Biomass | EU | Energy demand | 0.085809 | FEC
LT | TYNDP2026 | LEV | 2040 | TWh | 197 | Sub_sector | Industry | Paper | Industry (paper) | Energetic | industry_paper_demand_coal_energetic | Solids | EU | Energy demand | 0 | FEC
LT | TYNDP2026 | LEV | 2040 | TWh | 198 | Sub_sector | Industry | Paper | Industry (paper) | Energetic | industry_paper_demand_oil_energetic | Liquids | EU | Energy demand | 0 | FEC
LT | TYNDP2026 | LEV | 2040 | TWh | 199 | Sub_sector | Industry | Paper | Industry (paper) | Energetic | industry_paper_demand_others_energetic | Others | EU | Energy demand | 0 | FEC
LT | TYNDP2026 | LEV | 2040 | TWh | 200 | Sub_sector | Industry | Paper | Industry (paper) | Energetic | industry_paper_demand_ammonia_energetic | Ammonia | EU | Energy demand | 0 | FEC
LT | TYNDP2026 | LEV | 2040 | TWh | 202 | Sub_sector | Industry | Refineries | Industry (refineries, energetic) | Energetic | industry_refinery_demand_electricity_energetic | Electricity | EU | Energy demand | 0.69939 | not_included_in_FEC
LT | TYNDP2026 | LEV | 2040 | TWh | 203 | Sub_sector | Industry | Refineries | Industry (refineries, energetic) | Energetic | industry_refinery_demand_hydrogen_energetic | Hydrogen | EU | Energy demand | 2.1735 | not_included_in_FEC
LT | TYNDP2026 | LEV | 2040 | TWh | 204 | Sub_sector | Industry | Refineries | Industry (refineries, energetic) | Energetic | industry_refinery_demand_methane_energetic | Methane | EU | Energy demand | 1.6337 | not_included_in_FEC
LT | TYNDP2026 | LEV | 2040 | TWh | 205 | Sub_sector | Industry | Refineries | Industry (refineries, energetic) | Energetic | industry_refinery_demand_heat_energetic | Heat | EU | Energy demand | 0 | not_included_in_FEC
LT | TYNDP2026 | LEV | 2040 | TWh | 206 | Sub_sector | Industry | Refineries | Industry (refineries, energetic) | Energetic | industry_refinery_demand_biomass_energetic | Biomass | EU | Energy demand | 0.63927 | not_included_in_FEC
LT | TYNDP2026 | LEV | 2040 | TWh | 207 | Sub_sector | Industry | Refineries | Industry (refineries, energetic) | Energetic | industry_refinery_demand_coal_energetic | Solids | EU | Energy demand | 0 | not_included_in_FEC
LT | TYNDP2026 | LEV | 2040 | TWh | 208 | Sub_sector | Industry | Refineries | Industry (refineries, energetic) | Energetic | industry_refinery_demand_oil_energetic | Liquids | EU | Energy demand | 1.4172 | not_included_in_FEC
LT | TYNDP2026 | LEV | 2040 | TWh | 209 | Sub_sector | Industry | Refineries | Industry (refineries, energetic) | Energetic | industry_refinery_demand_others_energetic | Others | EU | Energy demand | 0 | not_included_in_FEC
LT | TYNDP2026 | LEV | 2040 | TWh | 210 | Sub_sector | Industry | Refineries | Industry (refineries, energetic) | Energetic | industry_refinery_demand_ammonia_energetic | Ammonia | EU | Energy demand | 0 | not_included_in_FEC
LT | TYNDP2026 | LEV | 2040 | TWh | 212 | Sub_sector | Industry | Refineries | Industry (refineries, non-energetic) | Non-energetic | industry_refinery_demand_electricity_non_energetic | Electricity | EU | Energy demand | 0 | not_included_in_FEC
LT | TYNDP2026 | LEV | 2040 | TWh | 213 | Sub_sector | Industry | Refineries | Industry (refineries, non-energetic) | Non-energetic | industry_refinery_demand_hydrogen_non_energetic | Hydrogen | EU | Energy demand | 0 | not_included_in_FEC
LT | TYNDP2026 | LEV | 2040 | TWh | 214 | Sub_sector | Industry | Refineries | Industry (refineries, non-energetic) | Non-energetic | industry_refinery_demand_methane_non_energetic | Methane | EU | Energy demand | 0 | not_included_in_FEC
LT | TYNDP2026 | LEV | 2040 | TWh | 215 | Sub_sector | Industry | Refineries | Industry (refineries, non-energetic) | Non-energetic | industry_refinery_demand_heat_non_energetic | Heat | EU | Energy demand | 0 | not_included_in_FEC
LT | TYNDP2026 | LEV | 2040 | TWh | 216 | Sub_sector | Industry | Refineries | Industry (refineries, non-energetic) | Non-energetic | industry_refinery_demand_biomass_non_energetic | Biomass | EU | Energy demand | 0 | not_included_in_FEC
LT | TYNDP2026 | LEV | 2040 | TWh | 217 | Sub_sector | Industry | Refineries | Industry (refineries, non-energetic) | Non-energetic | industry_refinery_demand_coal_non_energetic | Solids | EU | Energy demand | 0 | not_included_in_FEC
LT | TYNDP2026 | LEV | 2040 | TWh | 218 | Sub_sector | Industry | Refineries | Industry (refineries, non-energetic) | Non-energetic | industry_refinery_demand_oil_non_energetic | Liquids | EU | Energy demand | 0 | not_included_in_FEC
LT | TYNDP2026 | LEV | 2040 | TWh | 219 | Sub_sector | Industry | Refineries | Industry (refineries, non-energetic) | Non-energetic | industry_refinery_demand_others_non_energetic | Others | EU | Energy demand | 0 | not_included_in_FEC
LT | TYNDP2026 | LEV | 2040 | TWh | 220 | Sub_sector | Industry | Refineries | Industry (refineries, non-energetic) | Non-energetic | industry_refinery_demand_ammonia_non_energetic | Ammonia | EU | Energy demand | 0 | not_included_in_FEC
LT | TYNDP2026 | LEV | 2040 | TWh | 222 | Sub_sector | Industry | Steel | Industry (steel) | Energetic | industry_steel_demand_electricity_energetic | Electricity | EU | Energy demand | 0 | FEC
LT | TYNDP2026 | LEV | 2040 | TWh | 223 | Sub_sector | Industry | Steel | Industry (steel) | Energetic | industry_steel_demand_hydrogen_energetic | Hydrogen | EU | Energy demand | 0 | FEC
LT | TYNDP2026 | LEV | 2040 | TWh | 224 | Sub_sector | Industry | Steel | Industry (steel) | Energetic | industry_steel_demand_methane_energetic | Methane | EU | Energy demand | 0 | FEC
LT | TYNDP2026 | LEV | 2040 | TWh | 225 | Sub_sector | Industry | Steel | Industry (steel) | Energetic | industry_steel_demand_heat_energetic | Heat | EU | Energy demand | 0 | FEC
LT | TYNDP2026 | LEV | 2040 | TWh | 226 | Sub_sector | Industry | Steel | Industry (steel) | Energetic | industry_steel_demand_biomass_energetic | Biomass | EU | Energy demand | 0 | FEC
LT | TYNDP2026 | LEV | 2040 | TWh | 227 | Sub_sector | Industry | Steel | Industry (steel) | Energetic | industry_steel_demand_coal_energetic | Solids | EU | Energy demand | 0 | FEC
LT | TYNDP2026 | LEV | 2040 | TWh | 228 | Sub_sector | Industry | Steel | Industry (steel) | Energetic | industry_steel_demand_oil_energetic | Liquids | EU | Energy demand | 0 | FEC
LT | TYNDP2026 | LEV | 2040 | TWh | 229 | Sub_sector | Industry | Steel | Industry (steel) | Energetic | industry_steel_demand_others_energetic | Others | EU | Energy demand | 0 | FEC
LT | TYNDP2026 | LEV | 2040 | TWh | 230 | Sub_sector | Industry | Steel | Industry (steel) | Energetic | industry_steel_demand_ammonia_energetic | Ammonia | EU | Energy demand | 0 | FEC
LT | TYNDP2026 | LEV | 2040 | TWh | 232 | Sub_sector | Transport | Cars | Transport (cars) | Energetic | transport_cars_final_demand_electricity | Electricity | EU | Energy demand | 2.3426 | FEC
LT | TYNDP2026 | LEV | 2040 | TWh | 233 | Sub_sector | Transport | Cars | Transport (cars) | Energetic | transport_cars_final_demand_hydrogen | Hydrogen | EU | Energy demand | 0 | FEC
LT | TYNDP2026 | LEV | 2040 | TWh | 234 | Sub_sector | Transport | Cars | Transport (cars) | Energetic | transport_cars_final_demand_methane | Methane | EU | Energy demand | 0 | FEC
LT | TYNDP2026 | LEV | 2040 | TWh | 235 | Sub_sector | Transport | Cars | Transport (cars) | Energetic | transport_cars_final_demand_heat | Heat | EU | Energy demand | 0 | FEC
LT | TYNDP2026 | LEV | 2040 | TWh | 236 | Sub_sector | Transport | Cars | Transport (cars) | Energetic | transport_cars_final_demand_biomass | Biomass | EU | Energy demand | 0 | FEC
LT | TYNDP2026 | LEV | 2040 | TWh | 237 | Sub_sector | Transport | Cars | Transport (cars) | Energetic | transport_cars_final_demand_coal | Solids | EU | Energy demand | 0 | FEC
LT | TYNDP2026 | LEV | 2040 | TWh | 238 | Sub_sector | Transport | Cars | Transport (cars) | Energetic | transport_cars_final_demand_oil | Liquids | EU | Energy demand | 4.9285 | FEC
LT | TYNDP2026 | LEV | 2040 | TWh | 239 | Sub_sector | Transport | Cars | Transport (cars) | Energetic | transport_cars_final_demand_other | Others | EU | Energy demand | 0 | FEC
LT | TYNDP2026 | LEV | 2040 | TWh | 240 | Sub_sector | Transport | Cars | Transport (cars) | Energetic | transport_cars_final_demand_ammonia | Ammonia | EU | Energy demand | 0 | FEC
LT | TYNDP2026 | LEV | 2040 | TWh | 242 | Sub_sector | Transport | Busses | Transport (busses) | Energetic | transport_busses_final_demand_electricity | Electricity | EU | Energy demand | 0.068925 | FEC
LT | TYNDP2026 | LEV | 2040 | TWh | 243 | Sub_sector | Transport | Busses | Transport (busses) | Energetic | transport_busses_final_demand_hydrogen | Hydrogen | EU | Energy demand | 0.035772 | FEC
LT | TYNDP2026 | LEV | 2040 | TWh | 244 | Sub_sector | Transport | Busses | Transport (busses) | Energetic | transport_busses_final_demand_methane | Methane | EU | Energy demand | 0.017981 | FEC
LT | TYNDP2026 | LEV | 2040 | TWh | 245 | Sub_sector | Transport | Busses | Transport (busses) | Energetic | transport_busses_final_demand_heat | Heat | EU | Energy demand | 0 | FEC
LT | TYNDP2026 | LEV | 2040 | TWh | 246 | Sub_sector | Transport | Busses | Transport (busses) | Energetic | transport_busses_final_demand_biomass | Biomass | EU | Energy demand | 0 | FEC
LT | TYNDP2026 | LEV | 2040 | TWh | 247 | Sub_sector | Transport | Busses | Transport (busses) | Energetic | transport_busses_final_demand_coal | Solids | EU | Energy demand | 0 | FEC
LT | TYNDP2026 | LEV | 2040 | TWh | 248 | Sub_sector | Transport | Busses | Transport (busses) | Energetic | transport_busses_final_demand_oil | Liquids | EU | Energy demand | 0.074614 | FEC
LT | TYNDP2026 | LEV | 2040 | TWh | 249 | Sub_sector | Transport | Busses | Transport (busses) | Energetic | transport_busses_final_demand_other | Others | EU | Energy demand | 0 | FEC
LT | TYNDP2026 | LEV | 2040 | TWh | 250 | Sub_sector | Transport | Busses | Transport (busses) | Energetic | transport_busses_final_demand_ammonia | Ammonia | EU | Energy demand | 0 | FEC
LT | TYNDP2026 | LEV | 2040 | TWh | 252 | Sub_sector | Transport | Trucks | Transport (trucks) | Energetic | transport_trucks_final_demand_electricity | Electricity | EU | Energy demand | 0.90318 | FEC
LT | TYNDP2026 | LEV | 2040 | TWh | 253 | Sub_sector | Transport | Trucks | Transport (trucks) | Energetic | transport_trucks_final_demand_hydrogen | Hydrogen | EU | Energy demand | 0.74545 | FEC
LT | TYNDP2026 | LEV | 2040 | TWh | 254 | Sub_sector | Transport | Trucks | Transport (trucks) | Energetic | transport_trucks_final_demand_methane | Methane | EU | Energy demand | 0 | FEC
LT | TYNDP2026 | LEV | 2040 | TWh | 255 | Sub_sector | Transport | Trucks | Transport (trucks) | Energetic | transport_trucks_final_demand_heat | Heat | EU | Energy demand | 0 | FEC
LT | TYNDP2026 | LEV | 2040 | TWh | 256 | Sub_sector | Transport | Trucks | Transport (trucks) | Energetic | transport_trucks_final_demand_biomass | Biomass | EU | Energy demand | 0 | FEC
LT | TYNDP2026 | LEV | 2040 | TWh | 257 | Sub_sector | Transport | Trucks | Transport (trucks) | Energetic | transport_trucks_final_demand_coal | Solids | EU | Energy demand | 0 | FEC
LT | TYNDP2026 | LEV | 2040 | TWh | 258 | Sub_sector | Transport | Trucks | Transport (trucks) | Energetic | transport_trucks_final_demand_oil | Liquids | EU | Energy demand | 2.0824 | FEC
LT | TYNDP2026 | LEV | 2040 | TWh | 259 | Sub_sector | Transport | Trucks | Transport (trucks) | Energetic | transport_trucks_final_demand_other | Others | EU | Energy demand | 0 | FEC
LT | TYNDP2026 | LEV | 2040 | TWh | 260 | Sub_sector | Transport | Trucks | Transport (trucks) | Energetic | transport_trucks_final_demand_ammonia | Ammonia | EU | Energy demand | 0 | FEC
LT | TYNDP2026 | LEV | 2040 | TWh | 262 | Sub_sector | Transport | Vans | Transport (vans) | Energetic | transport_vans_final_demand_electricity | Electricity | EU | Energy demand | 0.14438 | FEC
LT | TYNDP2026 | LEV | 2040 | TWh | 263 | Sub_sector | Transport | Vans | Transport (vans) | Energetic | transport_vans_final_demand_hydrogen | Hydrogen | EU | Energy demand | 0.06543 | FEC
LT | TYNDP2026 | LEV | 2040 | TWh | 264 | Sub_sector | Transport | Vans | Transport (vans) | Energetic | transport_vans_final_demand_methane | Methane | EU | Energy demand | 0 | FEC
LT | TYNDP2026 | LEV | 2040 | TWh | 265 | Sub_sector | Transport | Vans | Transport (vans) | Energetic | transport_vans_final_demand_heat | Heat | EU | Energy demand | 0 | FEC
LT | TYNDP2026 | LEV | 2040 | TWh | 266 | Sub_sector | Transport | Vans | Transport (vans) | Energetic | transport_vans_final_demand_biomass | Biomass | EU | Energy demand | 0 | FEC
LT | TYNDP2026 | LEV | 2040 | TWh | 267 | Sub_sector | Transport | Vans | Transport (vans) | Energetic | transport_vans_final_demand_coal | Solids | EU | Energy demand | 0 | FEC
LT | TYNDP2026 | LEV | 2040 | TWh | 268 | Sub_sector | Transport | Vans | Transport (vans) | Energetic | transport_vans_final_demand_oil | Liquids | EU | Energy demand | 0.21479 | FEC
LT | TYNDP2026 | LEV | 2040 | TWh | 269 | Sub_sector | Transport | Vans | Transport (vans) | Energetic | transport_vans_final_demand_other | Others | EU | Energy demand | 0 | FEC
LT | TYNDP2026 | LEV | 2040 | TWh | 270 | Sub_sector | Transport | Vans | Transport (vans) | Energetic | transport_vans_final_demand_ammonia | Ammonia | EU | Energy demand | 0 | FEC
LT | TYNDP2026 | LEV | 2040 | TWh | 272 | Sub_sector | Transport | Freight trains | Transport (trains) | Energetic | transport_trains_final_demand_electricity | Electricity | EU | Energy demand | 0.15591 | FEC
LT | TYNDP2026 | LEV | 2040 | TWh | 273 | Sub_sector | Transport | Freight trains | Transport (trains) | Energetic | transport_trains_final_demand_hydrogen | Hydrogen | EU | Energy demand | 0 | FEC
LT | TYNDP2026 | LEV | 2040 | TWh | 274 | Sub_sector | Transport | Freight trains | Transport (trains) | Energetic | transport_trains_final_demand_methane | Methane | EU | Energy demand | 0 | FEC
LT | TYNDP2026 | LEV | 2040 | TWh | 275 | Sub_sector | Transport | Freight trains | Transport (trains) | Energetic | transport_trains_final_demand_heat | Heat | EU | Energy demand | 0 | FEC
LT | TYNDP2026 | LEV | 2040 | TWh | 276 | Sub_sector | Transport | Freight trains | Transport (trains) | Energetic | transport_trains_final_demand_biomass | Biomass | EU | Energy demand | 0 | FEC
LT | TYNDP2026 | LEV | 2040 | TWh | 277 | Sub_sector | Transport | Freight trains | Transport (trains) | Energetic | transport_trains_final_demand_coal | Solids | EU | Energy demand | 0 | FEC
LT | TYNDP2026 | LEV | 2040 | TWh | 278 | Sub_sector | Transport | Freight trains | Transport (trains) | Energetic | transport_trains_final_demand_oil | Liquids | EU | Energy demand | 0.23597 | FEC
LT | TYNDP2026 | LEV | 2040 | TWh | 279 | Sub_sector | Transport | Freight trains | Transport (trains) | Energetic | transport_trains_final_demand_other | Others | EU | Energy demand | 0 | FEC
LT | TYNDP2026 | LEV | 2040 | TWh | 280 | Sub_sector | Transport | Freight trains | Transport (trains) | Energetic | transport_trains_final_demand_ammonia | Ammonia | EU | Energy demand | 0 | FEC
LT | TYNDP2026 | LEV | 2040 | TWh | 282 | Sub_sector | Transport | Ships | Transport (ships) | Energetic | transport_ships_final_demand_electricity | Electricity | EU | Energy demand | 0.003191 | FEC
LT | TYNDP2026 | LEV | 2040 | TWh | 283 | Sub_sector | Transport | Ships | Transport (ships) | Energetic | transport_ships_final_demand_hydrogen | Hydrogen | EU | Energy demand | 0.0058702 | FEC
LT | TYNDP2026 | LEV | 2040 | TWh | 284 | Sub_sector | Transport | Ships | Transport (ships) | Energetic | transport_ships_final_demand_methane | Methane | EU | Energy demand | 0 | FEC
LT | TYNDP2026 | LEV | 2040 | TWh | 285 | Sub_sector | Transport | Ships | Transport (ships) | Energetic | transport_ships_final_demand_heat | Heat | EU | Energy demand | 0 | FEC
LT | TYNDP2026 | LEV | 2040 | TWh | 286 | Sub_sector | Transport | Ships | Transport (ships) | Energetic | transport_ships_final_demand_biomass | Biomass | EU | Energy demand | 0 | FEC
LT | TYNDP2026 | LEV | 2040 | TWh | 287 | Sub_sector | Transport | Ships | Transport (ships) | Energetic | transport_ships_final_demand_coal | Solids | EU | Energy demand | 0 | FEC
LT | TYNDP2026 | LEV | 2040 | TWh | 288 | Sub_sector | Transport | Ships | Transport (ships) | Energetic | transport_ships_final_demand_oil | Liquids | EU | Energy demand | 0.036082 | FEC
LT | TYNDP2026 | LEV | 2040 | TWh | 289 | Sub_sector | Transport | Ships | Transport (ships) | Energetic | transport_ships_final_demand_other | Others | EU | Energy demand | 0 | FEC
LT | TYNDP2026 | LEV | 2040 | TWh | 290 | Sub_sector | Transport | Ships | Transport (ships) | Energetic | transport_ships_final_demand_ammonia | Ammonia | EU | Energy demand | 0.014232 | FEC
LT | TYNDP2026 | LEV | 2040 | TWh | 292 | Sub_sector | Transport | Planes | Transport (planes) | Energetic | transport_planes_final_demand_electricity | Electricity | EU | Energy demand | 0 | FEC
LT | TYNDP2026 | LEV | 2040 | TWh | 293 | Sub_sector | Transport | Planes | Transport (planes) | Energetic | transport_planes_final_demand_hydrogen | Hydrogen | EU | Energy demand | 0 | FEC
LT | TYNDP2026 | LEV | 2040 | TWh | 294 | Sub_sector | Transport | Planes | Transport (planes) | Energetic | transport_planes_final_demand_methane | Methane | EU | Energy demand | 0 | FEC
LT | TYNDP2026 | LEV | 2040 | TWh | 295 | Sub_sector | Transport | Planes | Transport (planes) | Energetic | transport_planes_final_demand_heat | Heat | EU | Energy demand | 0 | FEC
LT | TYNDP2026 | LEV | 2040 | TWh | 296 | Sub_sector | Transport | Planes | Transport (planes) | Energetic | transport_planes_final_demand_biomass | Biomass | EU | Energy demand | 0 | FEC
LT | TYNDP2026 | LEV | 2040 | TWh | 297 | Sub_sector | Transport | Planes | Transport (planes) | Energetic | transport_planes_final_demand_coal | Solids | EU | Energy demand | 0 | FEC
LT | TYNDP2026 | LEV | 2040 | TWh | 298 | Sub_sector | Transport | Planes | Transport (planes) | Energetic | transport_planes_final_demand_oil | Liquids | EU | Energy demand | 0.0053163 | FEC
LT | TYNDP2026 | LEV | 2040 | TWh | 299 | Sub_sector | Transport | Planes | Transport (planes) | Energetic | transport_planes_final_demand_other | Others | EU | Energy demand | 0 | FEC
LT | TYNDP2026 | LEV | 2040 | TWh | 300 | Sub_sector | Transport | Planes | Transport (planes) | Energetic | transport_planes_final_demand_ammonia | Ammonia | EU | Energy demand | 0 | FEC
LT | TYNDP2026 | LEV | 2040 | TWh | 302 | Sub_sector | Transport | Others | Transport (others) | Energetic | transport_other_final_demand_electricity | Electricity | EU | Energy demand | 0.0038398 | FEC
LT | TYNDP2026 | LEV | 2040 | TWh | 303 | Sub_sector | Transport | Others | Transport (others) | Energetic | transport_other_final_demand_hydrogen | Hydrogen | EU | Energy demand | 0 | FEC
LT | TYNDP2026 | LEV | 2040 | TWh | 304 | Sub_sector | Transport | Others | Transport (others) | Energetic | transport_other_final_demand_methane | Methane | EU | Energy demand | 0 | FEC
LT | TYNDP2026 | LEV | 2040 | TWh | 305 | Sub_sector | Transport | Others | Transport (others) | Energetic | transport_other_final_demand_heat | Heat | EU | Energy demand | 0 | FEC
LT | TYNDP2026 | LEV | 2040 | TWh | 306 | Sub_sector | Transport | Others | Transport (others) | Energetic | transport_other_final_demand_biomass | Biomass | EU | Energy demand | 0 | FEC
LT | TYNDP2026 | LEV | 2040 | TWh | 307 | Sub_sector | Transport | Others | Transport (others) | Energetic | transport_other_final_demand_coal | Solids | EU | Energy demand | 0 | FEC
LT | TYNDP2026 | LEV | 2040 | TWh | 308 | Sub_sector | Transport | Others | Transport (others) | Energetic | transport_other_final_demand_oil | Liquids | EU | Energy demand | 0.016474 | FEC
LT | TYNDP2026 | LEV | 2040 | TWh | 309 | Sub_sector | Transport | Others | Transport (others) | Energetic | transport_other_final_demand_other | Others | EU | Energy demand | 0 | FEC
LT | TYNDP2026 | LEV | 2040 | TWh | 310 | Sub_sector | Transport | Others | Transport (others) | Energetic | transport_other_final_demand_ammonia | Ammonia | EU | Energy demand | 0 | FEC
LT | TYNDP2026 | LEV | 2040 | TWh | 312 | Sub_sector | International transport | International aviation | Transport (int. aviation) | Energetic | transport_int_aviation_final_demand_electricity | Electricity | EU | Energy demand | 0 | FEC
LT | TYNDP2026 | LEV | 2040 | TWh | 313 | Sub_sector | International transport | International aviation | Transport (int. aviation) | Energetic | transport_int_aviation_final_demand_hydrogen | Hydrogen | EU | Energy demand | 0 | FEC
LT | TYNDP2026 | LEV | 2040 | TWh | 314 | Sub_sector | International transport | International aviation | Transport (int. aviation) | Energetic | transport_int_aviation_final_demand_methane | Methane | EU | Energy demand | 0 | FEC
LT | TYNDP2026 | LEV | 2040 | TWh | 315 | Sub_sector | International transport | International aviation | Transport (int. aviation) | Energetic | transport_int_aviation_final_demand_heat | Heat | EU | Energy demand | 0 | FEC
LT | TYNDP2026 | LEV | 2040 | TWh | 316 | Sub_sector | International transport | International aviation | Transport (int. aviation) | Energetic | transport_int_aviation_final_demand_biofuels | Biomass | EU | Energy demand | 0 | FEC
LT | TYNDP2026 | LEV | 2040 | TWh | 317 | Sub_sector | International transport | International aviation | Transport (int. aviation) | Energetic | transport_int_aviation_final_demand_coal | Solids | EU | Energy demand | 0 | FEC
LT | TYNDP2026 | LEV | 2040 | TWh | 318 | Sub_sector | International transport | International aviation | Transport (int. aviation) | Energetic | transport_int_aviation_final_demand_oil | Liquids | EU | Energy demand | 1.2597 | FEC
LT | TYNDP2026 | LEV | 2040 | TWh | 319 | Sub_sector | International transport | International aviation | Transport (int. aviation) | Energetic | transport_int_aviation_final_demand_other | Others | EU | Energy demand | 0 | FEC
LT | TYNDP2026 | LEV | 2040 | TWh | 320 | Sub_sector | International transport | International aviation | Transport (int. aviation) | Energetic | transport_int_aviation_final_demand_ammonia | Ammonia | EU | Energy demand | 0 | FEC
LT | TYNDP2026 | LEV | 2040 | TWh | 322 | Sub_sector | International transport | International shipping | Transport (int. shipping) | Energetic | transport_int_shipping_final_demand_electricity | Electricity | EU | Energy demand | 0 | not_included_in_FEC
LT | TYNDP2026 | LEV | 2040 | TWh | 323 | Sub_sector | International transport | International shipping | Transport (int. shipping) | Energetic | transport_int_shipping_final_demand_hydrogen | Hydrogen | EU | Energy demand | 1.8738 | not_included_in_FEC
LT | TYNDP2026 | LEV | 2040 | TWh | 324 | Sub_sector | International transport | International shipping | Transport (int. shipping) | Energetic | transport_int_shipping_final_demand_methane | Methane | EU | Energy demand | 0 | not_included_in_FEC
LT | TYNDP2026 | LEV | 2040 | TWh | 325 | Sub_sector | International transport | International shipping | Transport (int. shipping) | Energetic | transport_int_shipping_final_demand_heat | Heat | EU | Energy demand | 0 | not_included_in_FEC
LT | TYNDP2026 | LEV | 2040 | TWh | 326 | Sub_sector | International transport | International shipping | Transport (int. shipping) | Energetic | transport_int_shipping_final_demand_biofuels | Biomass | EU | Energy demand | 0 | not_included_in_FEC
LT | TYNDP2026 | LEV | 2040 | TWh | 327 | Sub_sector | International transport | International shipping | Transport (int. shipping) | Energetic | transport_int_shipping_final_demand_coal | Solids | EU | Energy demand | 0 | not_included_in_FEC
LT | TYNDP2026 | LEV | 2040 | TWh | 328 | Sub_sector | International transport | International shipping | Transport (int. shipping) | Energetic | transport_int_shipping_final_demand_oil | Liquids | EU | Energy demand | 0 | not_included_in_FEC
LT | TYNDP2026 | LEV | 2040 | TWh | 329 | Sub_sector | International transport | International shipping | Transport (int. shipping) | Energetic | transport_int_shipping_final_demand_other | Others | EU | Energy demand | 0 | not_included_in_FEC
LT | TYNDP2026 | LEV | 2040 | TWh | 330 | Sub_sector | International transport | International shipping | Transport (int. shipping) | Energetic | transport_int_shipping_final_demand_ammonia | Ammonia | EU | Energy demand | 0 | not_included_in_FEC
LT | TYNDP2026 | LEV | 2040 | TWh | 332 | Sub_sector | Households | Space heating | Households (heating) | Energetic | households_heating_final_demand_electricity | Electricity | EU | Energy demand | 0.72017 | FEC
LT | TYNDP2026 | LEV | 2040 | TWh | 333 | Sub_sector | Households | Space heating | Households (heating) | Energetic | households_heating_final_demand_hydrogen | Hydrogen | EU | Energy demand | 0 | FEC
LT | TYNDP2026 | LEV | 2040 | TWh | 334 | Sub_sector | Households | Space heating | Households (heating) | Energetic | households_heating_final_demand_methane | Methane | EU | Energy demand | 1.8932 | FEC
LT | TYNDP2026 | LEV | 2040 | TWh | 335 | Sub_sector | Households | Space heating | Households (heating) | Energetic | households_heating_final_demand_heat | Heat | EU | Energy demand | 4.2144 | FEC
LT | TYNDP2026 | LEV | 2040 | TWh | 336 | Sub_sector | Households | Space heating | Households (heating) | Energetic | households_heating_final_demand_biomass | Biomass | EU | Energy demand | 3.6921 | FEC
LT | TYNDP2026 | LEV | 2040 | TWh | 337 | Sub_sector | Households | Space heating | Households (heating) | Energetic | households_heating_final_demand_coal | Solids | EU | Energy demand | 0 | FEC
LT | TYNDP2026 | LEV | 2040 | TWh | 338 | Sub_sector | Households | Space heating | Households (heating) | Energetic | households_heating_final_demand_oil | Liquids | EU | Energy demand | 0 | FEC
LT | TYNDP2026 | LEV | 2040 | TWh | 339 | Sub_sector | Households | Space heating | Households (heating) | Energetic | households_heating_final_demand_other | Others | EU | Energy demand | 0 | FEC
LT | TYNDP2026 | LEV | 2040 | TWh | 340 | Sub_sector | Households | Space heating | Households (heating) | Energetic | households_heating_final_demand_ammonia | Ammonia | EU | Energy demand | 0 | FEC
LT | TYNDP2026 | LEV | 2040 | TWh | 343 | Sub_sector | Households | Cooling | Households (cooling) | Energetic | households_cooling_final_demand_electricity | Electricity | EU | Energy demand | 0 | FEC
LT | TYNDP2026 | LEV | 2040 | TWh | 344 | Sub_sector | Households | Cooling | Households (cooling) | Energetic | households_cooling_final_demand_hydrogen | Hydrogen | EU | Energy demand | 0 | FEC
LT | TYNDP2026 | LEV | 2040 | TWh | 345 | Sub_sector | Households | Cooling | Households (cooling) | Energetic | households_cooling_final_demand_methane | Methane | EU | Energy demand | 0 | FEC
LT | TYNDP2026 | LEV | 2040 | TWh | 346 | Sub_sector | Households | Cooling | Households (cooling) | Energetic | households_cooling_final_demand_heat | Heat | EU | Energy demand | 0 | FEC
LT | TYNDP2026 | LEV | 2040 | TWh | 347 | Sub_sector | Households | Cooling | Households (cooling) | Energetic | households_cooling_final_demand_biomass | Biomass | EU | Energy demand | 0 | FEC
LT | TYNDP2026 | LEV | 2040 | TWh | 348 | Sub_sector | Households | Cooling | Households (cooling) | Energetic | households_cooling_final_demand_coal | Solids | EU | Energy demand | 0 | FEC
LT | TYNDP2026 | LEV | 2040 | TWh | 349 | Sub_sector | Households | Cooling | Households (cooling) | Energetic | households_cooling_final_demand_oil | Liquids | EU | Energy demand | 0 | FEC
LT | TYNDP2026 | LEV | 2040 | TWh | 350 | Sub_sector | Households | Cooling | Households (cooling) | Energetic | households_cooling_final_demand_other | Others | EU | Energy demand | 0 | FEC
LT | TYNDP2026 | LEV | 2040 | TWh | 351 | Sub_sector | Households | Cooling | Households (cooling) | Energetic | households_cooling_final_demand_ammonia | Ammonia | EU | Energy demand | 0 | FEC
LT | TYNDP2026 | LEV | 2040 | TWh | 354 | Sub_sector | Households | Hot water | Households (hot water) | Energetic | households_hot_water_final_demand_electricity | Electricity | EU | Energy demand | 0.22784 | FEC
LT | TYNDP2026 | LEV | 2040 | TWh | 355 | Sub_sector | Households | Hot water | Households (hot water) | Energetic | households_hot_water_final_demand_hydrogen | Hydrogen | EU | Energy demand | 0 | FEC
LT | TYNDP2026 | LEV | 2040 | TWh | 356 | Sub_sector | Households | Hot water | Households (hot water) | Energetic | households_hot_water_final_demand_methane | Methane | EU | Energy demand | 0.17881 | FEC
LT | TYNDP2026 | LEV | 2040 | TWh | 357 | Sub_sector | Households | Hot water | Households (hot water) | Energetic | households_hot_water_final_demand_heat | Heat | EU | Energy demand | 0.58529 | FEC
LT | TYNDP2026 | LEV | 2040 | TWh | 358 | Sub_sector | Households | Hot water | Households (hot water) | Energetic | households_hot_water_final_demand_biomass | Biomass | EU | Energy demand | 0.26766 | FEC
LT | TYNDP2026 | LEV | 2040 | TWh | 359 | Sub_sector | Households | Hot water | Households (hot water) | Energetic | households_hot_water_final_demand_coal | Solids | EU | Energy demand | 0 | FEC
LT | TYNDP2026 | LEV | 2040 | TWh | 360 | Sub_sector | Households | Hot water | Households (hot water) | Energetic | households_hot_water_final_demand_oil | Liquids | EU | Energy demand | 0 | FEC
LT | TYNDP2026 | LEV | 2040 | TWh | 361 | Sub_sector | Households | Hot water | Households (hot water) | Energetic | households_hot_water_final_demand_other | Others | EU | Energy demand | 0 | FEC
LT | TYNDP2026 | LEV | 2040 | TWh | 362 | Sub_sector | Households | Hot water | Households (hot water) | Energetic | households_hot_water_final_demand_ammonia | Ammonia | EU | Energy demand | 0 | FEC
LT | TYNDP2026 | LEV | 2040 | TWh | 365 | Sub_sector | Households | Appliances | Households (appliances) | Energetic | households_appliances_final_demand_electricity | Electricity | EU | Energy demand | 3.0383 | FEC
LT | TYNDP2026 | LEV | 2040 | TWh | 366 | Sub_sector | Households | Appliances | Households (appliances) | Energetic | households_appliances_final_demand_hydrogen | Hydrogen | EU | Energy demand | 0 | FEC
LT | TYNDP2026 | LEV | 2040 | TWh | 367 | Sub_sector | Households | Appliances | Households (appliances) | Energetic | households_appliances_final_demand_methane | Methane | EU | Energy demand | 0.10059 | FEC
LT | TYNDP2026 | LEV | 2040 | TWh | 368 | Sub_sector | Households | Appliances | Households (appliances) | Energetic | households_appliances_final_demand_heat | Heat | EU | Energy demand | 0 | FEC
LT | TYNDP2026 | LEV | 2040 | TWh | 369 | Sub_sector | Households | Appliances | Households (appliances) | Energetic | households_appliances_final_demand_biomass | Biomass | EU | Energy demand | 0 | FEC
LT | TYNDP2026 | LEV | 2040 | TWh | 370 | Sub_sector | Households | Appliances | Households (appliances) | Energetic | households_appliances_final_demand_coal | Solids | EU | Energy demand | 0 | FEC
LT | TYNDP2026 | LEV | 2040 | TWh | 371 | Sub_sector | Households | Appliances | Households (appliances) | Energetic | households_appliances_final_demand_oil | Liquids | EU | Energy demand | 0 | FEC
LT | TYNDP2026 | LEV | 2040 | TWh | 372 | Sub_sector | Households | Appliances | Households (appliances) | Energetic | households_appliances_final_demand_other | Others | EU | Energy demand | 0 | FEC
LT | TYNDP2026 | LEV | 2040 | TWh | 373 | Sub_sector | Households | Appliances | Households (appliances) | Energetic | households_appliances_final_demand_ammonia | Ammonia | EU | Energy demand | 0 | FEC
LT | TYNDP2026 | LEV | 2040 | TWh | 375 | Sub_sector | Buildings | Space heating | Buildings (heat) | Energetic | buildings_heat_final_demand_electricity | Electricity | EU | Energy demand | 0.75372 | FEC
LT | TYNDP2026 | LEV | 2040 | TWh | 376 | Sub_sector | Buildings | Space heating | Buildings (heat) | Energetic | buildings_heat_final_demand_hydrogen | Hydrogen | EU | Energy demand | 0 | FEC
LT | TYNDP2026 | LEV | 2040 | TWh | 377 | Sub_sector | Buildings | Space heating | Buildings (heat) | Energetic | buildings_heat_final_demand_methane | Methane | EU | Energy demand | 0.50452 | FEC
LT | TYNDP2026 | LEV | 2040 | TWh | 378 | Sub_sector | Buildings | Space heating | Buildings (heat) | Energetic | buildings_heat_final_demand_heat | Heat | EU | Energy demand | 1.6251 | FEC
LT | TYNDP2026 | LEV | 2040 | TWh | 379 | Sub_sector | Buildings | Space heating | Buildings (heat) | Energetic | buildings_heat_final_demand_biomass | Biomass | EU | Energy demand | 0 | FEC
LT | TYNDP2026 | LEV | 2040 | TWh | 380 | Sub_sector | Buildings | Space heating | Buildings (heat) | Energetic | buildings_heat_final_demand_coal | Solids | EU | Energy demand | 0 | FEC
LT | TYNDP2026 | LEV | 2040 | TWh | 381 | Sub_sector | Buildings | Space heating | Buildings (heat) | Energetic | buildings_heat_final_demand_oil | Liquids | EU | Energy demand | 0 | FEC
LT | TYNDP2026 | LEV | 2040 | TWh | 382 | Sub_sector | Buildings | Space heating | Buildings (heat) | Energetic | buildings_heat_final_demand_other | Others | EU | Energy demand | 0 | FEC
LT | TYNDP2026 | LEV | 2040 | TWh | 383 | Sub_sector | Buildings | Space heating | Buildings (heat) | Energetic | buildings_heat_final_demand_ammonia | Ammonia | EU | Energy demand | 0 | FEC
LT | TYNDP2026 | LEV | 2040 | TWh | 386 | Sub_sector | Buildings | Cooling | Buildings (cooling) | Energetic | buildings_cooling_final_demand_electricity | Electricity | EU | Energy demand | 0.040877 | FEC
LT | TYNDP2026 | LEV | 2040 | TWh | 387 | Sub_sector | Buildings | Cooling | Buildings (cooling) | Energetic | buildings_cooling_final_demand_hydrogen | Hydrogen | EU | Energy demand | 0 | FEC
LT | TYNDP2026 | LEV | 2040 | TWh | 388 | Sub_sector | Buildings | Cooling | Buildings (cooling) | Energetic | buildings_cooling_final_demand_methane | Methane | EU | Energy demand | 0 | FEC
LT | TYNDP2026 | LEV | 2040 | TWh | 389 | Sub_sector | Buildings | Cooling | Buildings (cooling) | Energetic | buildings_cooling_final_demand_heat | Heat | EU | Energy demand | 0 | FEC
LT | TYNDP2026 | LEV | 2040 | TWh | 390 | Sub_sector | Buildings | Cooling | Buildings (cooling) | Energetic | buildings_cooling_final_demand_biomass | Biomass | EU | Energy demand | 0 | FEC
LT | TYNDP2026 | LEV | 2040 | TWh | 391 | Sub_sector | Buildings | Cooling | Buildings (cooling) | Energetic | buildings_cooling_final_demand_coal | Solids | EU | Energy demand | 0 | FEC
LT | TYNDP2026 | LEV | 2040 | TWh | 392 | Sub_sector | Buildings | Cooling | Buildings (cooling) | Energetic | buildings_cooling_final_demand_oil | Liquids | EU | Energy demand | 0 | FEC
LT | TYNDP2026 | LEV | 2040 | TWh | 393 | Sub_sector | Buildings | Cooling | Buildings (cooling) | Energetic | buildings_cooling_final_demand_other | Others | EU | Energy demand | 0 | FEC
LT | TYNDP2026 | LEV | 2040 | TWh | 394 | Sub_sector | Buildings | Cooling | Buildings (cooling) | Energetic | buildings_cooling_final_demand_ammonia | Ammonia | EU | Energy demand | 0 | FEC
LT | TYNDP2026 | LEV | 2040 | TWh | 397 | Sub_sector | Buildings | Appliances | Buildings (appliances) | Energetic | buildings_appliances_final_demand_electricity | Electricity | EU | Energy demand | 1.8774 | FEC
LT | TYNDP2026 | LEV | 2040 | TWh | 398 | Sub_sector | Buildings | Appliances | Buildings (appliances) | Energetic | buildings_appliances_final_demand_hydrogen | Hydrogen | EU | Energy demand | 0 | FEC
LT | TYNDP2026 | LEV | 2040 | TWh | 399 | Sub_sector | Buildings | Appliances | Buildings (appliances) | Energetic | buildings_appliances_final_demand_methane | Methane | EU | Energy demand | 0.14931 | FEC
LT | TYNDP2026 | LEV | 2040 | TWh | 400 | Sub_sector | Buildings | Appliances | Buildings (appliances) | Energetic | buildings_appliances_final_demand_heat | Heat | EU | Energy demand | 0 | FEC
LT | TYNDP2026 | LEV | 2040 | TWh | 401 | Sub_sector | Buildings | Appliances | Buildings (appliances) | Energetic | buildings_appliances_final_demand_biomass | Biomass | EU | Energy demand | 0 | FEC
LT | TYNDP2026 | LEV | 2040 | TWh | 402 | Sub_sector | Buildings | Appliances | Buildings (appliances) | Energetic | buildings_appliances_final_demand_coal | Solids | EU | Energy demand | 0 | FEC
LT | TYNDP2026 | LEV | 2040 | TWh | 403 | Sub_sector | Buildings | Appliances | Buildings (appliances) | Energetic | buildings_appliances_final_demand_oil | Liquids | EU | Energy demand | 0 | FEC
LT | TYNDP2026 | LEV | 2040 | TWh | 404 | Sub_sector | Buildings | Appliances | Buildings (appliances) | Energetic | buildings_appliances_final_demand_other | Others | EU | Energy demand | 0 | FEC
LT | TYNDP2026 | LEV | 2040 | TWh | 405 | Sub_sector | Buildings | Appliances | Buildings (appliances) | Energetic | buildings_appliances_final_demand_ammonia | Ammonia | EU | Energy demand | 0 | FEC
LT | TYNDP2026 | LEV | 2040 | TWh | 407 | Sub_sector | Buildings | Datacenters | Datacenters & ICT | Energetic | datacentres_final_demand_electricity_energetic | Electricity | EU | Energy demand | 0.60433 | FEC
LT | TYNDP2026 | LEV | 2040 | TWh | 408 | Sub_sector | Buildings | Datacenters | Datacenters & ICT | Energetic | datacentres_final_demand_hydrogen_energetic | Hydrogen | EU | Energy demand | 0 | FEC
LT | TYNDP2026 | LEV | 2040 | TWh | 409 | Sub_sector | Buildings | Datacenters | Datacenters & ICT | Energetic | datacentres_final_demand_methane_energetic | Methane | EU | Energy demand | 0 | FEC
LT | TYNDP2026 | LEV | 2040 | TWh | 410 | Sub_sector | Buildings | Datacenters | Datacenters & ICT | Energetic | datacentres_final_demand_heat_energetic | Heat | EU | Energy demand | 0 | FEC
LT | TYNDP2026 | LEV | 2040 | TWh | 411 | Sub_sector | Buildings | Datacenters | Datacenters & ICT | Energetic | datacentres_final_demand_biomass_energetic | Biomass | EU | Energy demand | 0 | FEC
LT | TYNDP2026 | LEV | 2040 | TWh | 412 | Sub_sector | Buildings | Datacenters | Datacenters & ICT | Energetic | datacentres_final_demand_coal_energetic | Solids | EU | Energy demand | 0 | FEC
LT | TYNDP2026 | LEV | 2040 | TWh | 413 | Sub_sector | Buildings | Datacenters | Datacenters & ICT | Energetic | datacentres_final_demand_oil_energetic | Liquids | EU | Energy demand | 0 | FEC
LT | TYNDP2026 | LEV | 2040 | TWh | 414 | Sub_sector | Buildings | Datacenters | Datacenters & ICT | Energetic | datacentres_final_demand_other_energetic | Others | EU | Energy demand | 0 | FEC
LT | TYNDP2026 | LEV | 2040 | TWh | 415 | Sub_sector | Buildings | Datacenters | Datacenters & ICT | Energetic | datacentres_final_demand_ammonia_energetic | Ammonia | EU | Energy demand | 0 | FEC
LT | TYNDP2026 | LEV | 2040 | TWh | 417 | Sub_sector | Transport | Others_Sector | Others_Sector | Energetic | other_final_demand_electricity_energetic | Electricity | EU | Energy demand | 0 | FEC
LT | TYNDP2026 | LEV | 2040 | TWh | 418 | Sub_sector | Transport | Others_Sector | Others_Sector | Energetic | other_final_demand_hydrogen_energetic | Hydrogen | EU | Energy demand | 0 | FEC
LT | TYNDP2026 | LEV | 2040 | TWh | 419 | Sub_sector | Transport | Pipeline Transport | Others_Sector | Energetic | other_final_demand_methane_energetic | Methane | EU | Energy demand | 0.2456 | FEC
LT | TYNDP2026 | LEV | 2040 | TWh | 420 | Sub_sector | Transport | Others_Sector | Others_Sector | Energetic | other_final_demand_heat_energetic | Heat | EU | Energy demand | 0 | FEC
LT | TYNDP2026 | LEV | 2040 | TWh | 421 | Sub_sector | Transport | Others_Sector | Others_Sector | Energetic | other_final_demand_biomass_energetic | Biomass | EU | Energy demand | 0 | FEC
LT | TYNDP2026 | LEV | 2040 | TWh | 422 | Sub_sector | Transport | Others_Sector | Others_Sector | Energetic | other_final_demand_coal_energetic | Solids | EU | Energy demand | 0 | FEC
LT | TYNDP2026 | LEV | 2040 | TWh | 423 | Sub_sector | Transport | Others_Sector | Others_Sector | Energetic | other_final_demand_oil_energetic | Liquids | EU | Energy demand | 0.17968 | FEC
LT | TYNDP2026 | LEV | 2040 | TWh | 424 | Sub_sector | Others_Sector | Others_Sector | Others_Sector | Non-energetic | other_final_demand_oil_non_energetic | Liquids | EU | Energy demand | 0.28583 | not_included_in_FEC
LT | TYNDP2026 | LEV | 2040 | TWh | 425 | Sub_sector | Transport | Others_Sector | Others_Sector | Energetic | other_final_demand_other_energetic | Others | EU | Energy demand | 0 | FEC
LT | TYNDP2026 | LEV | 2040 | TWh | 426 | Sub_sector | Transport | Others_Sector | Others_Sector | Energetic | other_final_demand_ammonia_energetic | Ammonia | EU | Energy demand | 0 | FEC
LT | TYNDP2026 | LEV | 2040 | TWh | 427 | Sub_sector | Industry | Surplus_Heat_in_Industry | Surplus_Heat_in_Industry | Energetic | final_demand_of_industry_unused_local_production_steam_hot_water | Heat | EU | Energy demand | 1.1768 | FEC
LT | TYNDP2026 | LEV | 2040 | TWh | 429 | Sub_sector | Agriculture | Total | Agriculture | Energetic | agriculture_final_demand_electricity_energetic | Electricity | EU | Energy demand | 0.25885 | FEC
LT | TYNDP2026 | LEV | 2040 | TWh | 430 | Sub_sector | Agriculture | Total | Agriculture | Energetic | agriculture_final_demand_hydrogen_energetic | Hydrogen | EU | Energy demand | 0 | FEC
LT | TYNDP2026 | LEV | 2040 | TWh | 431 | Sub_sector | Agriculture | Total | Agriculture | Energetic | agriculture_final_demand_methane_energetic | Methane | EU | Energy demand | 0.23875 | FEC
LT | TYNDP2026 | LEV | 2040 | TWh | 432 | Sub_sector | Agriculture | Total | Agriculture | Energetic | agriculture_final_demand_heat_energetic | Heat | EU | Energy demand | 0.042976 | FEC
LT | TYNDP2026 | LEV | 2040 | TWh | 433 | Sub_sector | Agriculture | Total | Agriculture | Energetic | agriculture_final_demand_biomass_energetic | Biomass | EU | Energy demand | 0.22594 | FEC
LT | TYNDP2026 | LEV | 2040 | TWh | 434 | Sub_sector | Agriculture | Total | Agriculture | Energetic | agriculture_final_demand_coal_energetic | Solids | EU | Energy demand | 0 | FEC
LT | TYNDP2026 | LEV | 2040 | TWh | 435 | Sub_sector | Agriculture | Total | Agriculture | Energetic | agriculture_final_demand_oil_energetic | Liquids | EU | Energy demand | 0.27246 | FEC
LT | TYNDP2026 | LEV | 2040 | TWh | 436 | Sub_sector | Agriculture | Total | Agriculture | Energetic | agriculture_final_demand_other_energetic | Others | EU | Energy demand | 0 | FEC
LT | TYNDP2026 | LEV | 2040 | TWh | 437 | Sub_sector | Agriculture | Total | Agriculture | Energetic | agriculture_final_demand_ammonia_energetic | Ammonia | EU | Energy demand | 0 | FEC
LT | TYNDP2026 | LEV | 2040 | TWh | 447 | Sub_sector | Buildings | Surplus Energy | Buildings | Energetic | GAP | Electricity | EU | Energy demand | 0 | FEC
LT | TYNDP2026 | LEV | 2040 | TWh | 448 | Sub_sector | Buildings | Surplus Energy | Buildings | Energetic | GAP | Hydrogen | EU | Energy demand | 0 | FEC
LT | TYNDP2026 | LEV | 2040 | TWh | 449 | Sub_sector | Buildings | Surplus Energy | Buildings | Energetic | GAP | Methane | EU | Energy demand | 0 | FEC
LT | TYNDP2026 | LEV | 2040 | TWh | 450 | Sub_sector | Buildings | Surplus Energy | Buildings | Energetic | GAP | Heat | EU | Energy demand | 0 | FEC
LT | TYNDP2026 | LEV | 2040 | TWh | 451 | Sub_sector | Buildings | Surplus Energy | Buildings | Energetic | GAP | Biomass | EU | Energy demand | 0.035172 | FEC
LT | TYNDP2026 | LEV | 2040 | TWh | 452 | Sub_sector | Buildings | Surplus Energy | Buildings | Energetic | GAP | Solids | EU | Energy demand | 0 | FEC
LT | TYNDP2026 | LEV | 2040 | TWh | 453 | Sub_sector | Buildings | Surplus Energy | Buildings | Energetic | GAP | Liquids | EU | Energy demand | 0.0042711 | FEC
LT | TYNDP2026 | LEV | 2040 | TWh | 454 | Sub_sector | Buildings | Surplus Energy | Buildings | Energetic | GAP | Others | EU | Energy demand | 0 | FEC
LT | TYNDP2026 | LEV | 2040 | TWh | 455 | Sub_sector | Buildings | Surplus Energy | Buildings | Energetic | GAP | Ammonia | EU | Energy demand | 0 | FEC
LT | TYNDP2026 | LEV | 2040 | TWh | 456 | Sub_sector | Households | Surplus Energy | Households | Energetic | GAP | Electricity | EU | Energy demand | 0 | FEC
LT | TYNDP2026 | LEV | 2040 | TWh | 457 | Sub_sector | Households | Surplus Energy | Households | Energetic | GAP | Hydrogen | EU | Energy demand | 0 | FEC
LT | TYNDP2026 | LEV | 2040 | TWh | 458 | Sub_sector | Households | Surplus Energy | Households | Energetic | GAP | Methane | EU | Energy demand | 0 | FEC
LT | TYNDP2026 | LEV | 2040 | TWh | 459 | Sub_sector | Households | Surplus Energy | Households | Energetic | GAP | Heat | EU | Energy demand | 0 | FEC
LT | TYNDP2026 | LEV | 2040 | TWh | 460 | Sub_sector | Households | Surplus Energy | Households | Energetic | GAP | Biomass | EU | Energy demand | 0 | FEC
LT | TYNDP2026 | LEV | 2040 | TWh | 461 | Sub_sector | Households | Surplus Energy | Households | Energetic | GAP | Solids | EU | Energy demand | 0 | FEC
LT | TYNDP2026 | LEV | 2040 | TWh | 462 | Sub_sector | Households | Surplus Energy | Households | Energetic | GAP | Liquids | EU | Energy demand | 0 | FEC
LT | TYNDP2026 | LEV | 2040 | TWh | 463 | Sub_sector | Households | Surplus Energy | Households | Energetic | GAP | Others | EU | Energy demand | 0 | FEC
LT | TYNDP2026 | LEV | 2040 | TWh | 464 | Sub_sector | Households | Surplus Energy | Households | Energetic | GAP | Ammonia | EU | Energy demand | 0 | FEC
LU | TYNDP2026 | NT | 2030 | TWh | 102 | Sub_sector | Industry | Aluminium | Industry (aluminium) | Energetic | industry_aluminium_demand_electricity_energetic | Electricity | EU | Energy demand | 0 | FEC
LU | TYNDP2026 | NT | 2030 | TWh | 103 | Sub_sector | Industry | Aluminium | Industry (aluminium) | Energetic | industry_aluminium_demand_hydrogen_energetic | Hydrogen | EU | Energy demand | 0 | FEC
LU | TYNDP2026 | NT | 2030 | TWh | 104 | Sub_sector | Industry | Aluminium | Industry (aluminium) | Energetic | industry_aluminium_demand_methane_energetic | Methane | EU | Energy demand | 0 | FEC
LU | TYNDP2026 | NT | 2030 | TWh | 105 | Sub_sector | Industry | Aluminium | Industry (aluminium) | Energetic | industry_aluminium_demand_heat_energetic | Heat | EU | Energy demand | 0 | FEC
LU | TYNDP2026 | NT | 2030 | TWh | 106 | Sub_sector | Industry | Aluminium | Industry (aluminium) | Energetic | industry_aluminium_demand_biomass_energetic | Biomass | EU | Energy demand | 0 | FEC
LU | TYNDP2026 | NT | 2030 | TWh | 107 | Sub_sector | Industry | Aluminium | Industry (aluminium) | Energetic | industry_aluminium_demand_coal_energetic | Solids | EU | Energy demand | 0 | FEC
LU | TYNDP2026 | NT | 2030 | TWh | 108 | Sub_sector | Industry | Aluminium | Industry (aluminium) | Energetic | industry_aluminium_demand_oil_energetic | Liquids | EU | Energy demand | 0 | FEC
LU | TYNDP2026 | NT | 2030 | TWh | 109 | Sub_sector | Industry | Aluminium | Industry (aluminium) | Energetic | industry_aluminium_demand_others_energetic | Others | EU | Energy demand | 0 | FEC
LU | TYNDP2026 | NT | 2030 | TWh | 110 | Sub_sector | Industry | Aluminium | Industry (aluminium) | Energetic | industry_ammonia_demand_others_energetic | Ammonia | EU | Energy demand | 0 | FEC
LU | TYNDP2026 | NT | 2030 | TWh | 112 | Sub_sector | Industry | Chemicals | Industry (chemicals, energetic) | Energetic | industry_chemical_demand_electricity_energetic | Electricity | EU | Energy demand | 0 | FEC
LU | TYNDP2026 | NT | 2030 | TWh | 113 | Sub_sector | Industry | Chemicals | Industry (chemicals, energetic) | Energetic | industry_chemical_demand_hydrogen_energetic | Hydrogen | EU | Energy demand | 0 | FEC
LU | TYNDP2026 | NT | 2030 | TWh | 114 | Sub_sector | Industry | Chemicals | Industry (chemicals, energetic) | Energetic | industry_chemical_demand_methane_energetic | Methane | EU | Energy demand | 0 | FEC
LU | TYNDP2026 | NT | 2030 | TWh | 115 | Sub_sector | Industry | Chemicals | Industry (chemicals, energetic) | Energetic | industry_chemical_demand_heat_energetic | Heat | EU | Energy demand | 0 | FEC
LU | TYNDP2026 | NT | 2030 | TWh | 116 | Sub_sector | Industry | Chemicals | Industry (chemicals, energetic) | Energetic | industry_chemical_demand_biomass_energetic | Biomass | EU | Energy demand | 0 | FEC
LU | TYNDP2026 | NT | 2030 | TWh | 117 | Sub_sector | Industry | Chemicals | Industry (chemicals, energetic) | Energetic | industry_chemical_demand_coal_energetic | Solids | EU | Energy demand | 0 | FEC
LU | TYNDP2026 | NT | 2030 | TWh | 118 | Sub_sector | Industry | Chemicals | Industry (chemicals, energetic) | Energetic | industry_chemical_demand_oil_energetic | Liquids | EU | Energy demand | 0 | FEC
LU | TYNDP2026 | NT | 2030 | TWh | 119 | Sub_sector | Industry | Chemicals | Industry (chemicals, energetic) | Energetic | industry_chemical_demand_others_energetic | Others | EU | Energy demand | 0 | FEC
LU | TYNDP2026 | NT | 2030 | TWh | 120 | Sub_sector | Industry | Chemicals | Industry (chemicals, energetic) | Energetic | industry_chemical_demand_ammonia_energetic | Ammonia | EU | Energy demand | 0 | FEC
LU | TYNDP2026 | NT | 2030 | TWh | 122 | Sub_sector | Industry | Chemicals | Industry (chemicals, non-energetic) | Non-energetic | industry_chemical_demand_electricity_non_energetic | Electricity | EU | Energy demand | 0 | not_included_in_FEC
LU | TYNDP2026 | NT | 2030 | TWh | 123 | Sub_sector | Industry | Chemicals | Industry (chemicals, non-energetic) | Non-energetic | industry_chemical_demand_hydrogen_non_energetic | Hydrogen | EU | Energy demand | 0 | not_included_in_FEC
LU | TYNDP2026 | NT | 2030 | TWh | 124 | Sub_sector | Industry | Chemicals | Industry (chemicals, non-energetic) | Non-energetic | industry_chemical_demand_methane_non_energetic | Methane | EU | Energy demand | 0 | not_included_in_FEC
LU | TYNDP2026 | NT | 2030 | TWh | 125 | Sub_sector | Industry | Chemicals | Industry (chemicals, non-energetic) | Non-energetic | industry_chemical_demand_heat_non_energetic | Heat | EU | Energy demand | 0 | not_included_in_FEC
LU | TYNDP2026 | NT | 2030 | TWh | 126 | Sub_sector | Industry | Chemicals | Industry (chemicals, non-energetic) | Non-energetic | industry_chemical_demand_biomass_non_energetic | Biomass | EU | Energy demand | 0 | not_included_in_FEC
LU | TYNDP2026 | NT | 2030 | TWh | 127 | Sub_sector | Industry | Chemicals | Industry (chemicals, non-energetic) | Non-energetic | industry_chemical_demand_coal_non_energetic | Solids | EU | Energy demand | 0 | not_included_in_FEC
LU | TYNDP2026 | NT | 2030 | TWh | 128 | Sub_sector | Industry | Chemicals | Industry (chemicals, non-energetic) | Non-energetic | industry_chemical_demand_oil_non_energetic | Liquids | EU | Energy demand | 0 | not_included_in_FEC
LU | TYNDP2026 | NT | 2030 | TWh | 129 | Sub_sector | Industry | Chemicals | Industry (chemicals, non-energetic) | Non-energetic | industry_chemical_demand_others_non_energetic | Others | EU | Energy demand | 0 | not_included_in_FEC
LU | TYNDP2026 | NT | 2030 | TWh | 130 | Sub_sector | Industry | Chemicals | Industry (chemicals, non-energetic) | Non-energetic | industry_chemical_demand_ammonia_non_energetic | Ammonia | EU | Energy demand | 0 | not_included_in_FEC
LU | TYNDP2026 | NT | 2030 | TWh | 132 | Sub_sector | Industry | Fertilizers | Industry (fertilizers, energetic) | Energetic | industry_fertilizers_demand_electricity_energetic | Electricity | EU | Energy demand | 0 | FEC
LU | TYNDP2026 | NT | 2030 | TWh | 133 | Sub_sector | Industry | Fertilizers | Industry (fertilizers, energetic) | Energetic | industry_fertilizers_demand_hydrogen_energetic | Hydrogen | EU | Energy demand | 0 | FEC
LU | TYNDP2026 | NT | 2030 | TWh | 134 | Sub_sector | Industry | Fertilizers | Industry (fertilizers, energetic) | Energetic | industry_fertilizers_demand_methane_energetic | Methane | EU | Energy demand | 0 | FEC
LU | TYNDP2026 | NT | 2030 | TWh | 135 | Sub_sector | Industry | Fertilizers | Industry (fertilizers, energetic) | Energetic | industry_fertilizers_demand_heat_energetic | Heat | EU | Energy demand | 0 | FEC
LU | TYNDP2026 | NT | 2030 | TWh | 136 | Sub_sector | Industry | Fertilizers | Industry (fertilizers, energetic) | Energetic | industry_fertilizers_demand_biomass_energetic | Biomass | EU | Energy demand | 0 | FEC
LU | TYNDP2026 | NT | 2030 | TWh | 137 | Sub_sector | Industry | Fertilizers | Industry (fertilizers, energetic) | Energetic | industry_fertilizers_demand_coal_energetic | Solids | EU | Energy demand | 0 | FEC
LU | TYNDP2026 | NT | 2030 | TWh | 138 | Sub_sector | Industry | Fertilizers | Industry (fertilizers, energetic) | Energetic | industry_fertilizers_demand_oil_energetic | Liquids | EU | Energy demand | 0 | FEC
LU | TYNDP2026 | NT | 2030 | TWh | 139 | Sub_sector | Industry | Fertilizers | Industry (fertilizers, energetic) | Energetic | industry_fertilizers_demand_others_energetic | Others | EU | Energy demand | 0 | FEC
LU | TYNDP2026 | NT | 2030 | TWh | 140 | Sub_sector | Industry | Fertilizers | Industry (fertilizers, energetic) | Energetic | industry_fertilizers_demand_ammonia_energetic | Ammonia | EU | Energy demand | 0 | FEC
LU | TYNDP2026 | NT | 2030 | TWh | 142 | Sub_sector | Industry | Fertilizers | Industry (fertilizers, non-energetic) | Non-energetic | industry_fertilizers_demand_electricity_non_energetic | Electricity | EU | Energy demand | 0 | not_included_in_FEC
LU | TYNDP2026 | NT | 2030 | TWh | 143 | Sub_sector | Industry | Fertilizers | Industry (fertilizers, non-energetic) | Non-energetic | industry_fertilizers_demand_hydrogen_non_energetic | Hydrogen | EU | Energy demand | 0 | not_included_in_FEC
LU | TYNDP2026 | NT | 2030 | TWh | 144 | Sub_sector | Industry | Fertilizers | Industry (fertilizers, non-energetic) | Non-energetic | industry_fertilizers_demand_methane_non_energetic | Methane | EU | Energy demand | 0 | not_included_in_FEC
LU | TYNDP2026 | NT | 2030 | TWh | 145 | Sub_sector | Industry | Fertilizers | Industry (fertilizers, non-energetic) | Non-energetic | industry_fertilizers_demand_heat_non_energetic | Heat | EU | Energy demand | 0 | not_included_in_FEC
LU | TYNDP2026 | NT | 2030 | TWh | 146 | Sub_sector | Industry | Fertilizers | Industry (fertilizers, non-energetic) | Non-energetic | industry_fertilizers_demand_biomass_non_energetic | Biomass | EU | Energy demand | 0 | not_included_in_FEC
LU | TYNDP2026 | NT | 2030 | TWh | 147 | Sub_sector | Industry | Fertilizers | Industry (fertilizers, non-energetic) | Non-energetic | industry_fertilizers_demand_coal_non_energetic | Solids | EU | Energy demand | 0 | not_included_in_FEC
LU | TYNDP2026 | NT | 2030 | TWh | 148 | Sub_sector | Industry | Fertilizers | Industry (fertilizers, non-energetic) | Non-energetic | industry_fertilizers_demand_oil_non_energetic | Liquids | EU | Energy demand | 0 | not_included_in_FEC
LU | TYNDP2026 | NT | 2030 | TWh | 149 | Sub_sector | Industry | Fertilizers | Industry (fertilizers, non-energetic) | Non-energetic | industry_fertilizers_demand_others_non_energetic | Others | EU | Energy demand | 0 | not_included_in_FEC
LU | TYNDP2026 | NT | 2030 | TWh | 150 | Sub_sector | Industry | Fertilizers | Industry (fertilizers, non-energetic) | Non-energetic | industry_fertilizers_demand_ammonia_non_energetic | Ammonia | EU | Energy demand | 0 | not_included_in_FEC
LU | TYNDP2026 | NT | 2030 | TWh | 152 | Sub_sector | Industry | Food | Industry (food) | Energetic | industry_food_demand_electricity_energetic | Electricity | EU | Energy demand | 0 | FEC
LU | TYNDP2026 | NT | 2030 | TWh | 153 | Sub_sector | Industry | Food | Industry (food) | Energetic | industry_food_demand_hydrogen_energetic | Hydrogen | EU | Energy demand | 0 | FEC
LU | TYNDP2026 | NT | 2030 | TWh | 154 | Sub_sector | Industry | Food | Industry (food) | Energetic | industry_food_demand_methane_energetic | Methane | EU | Energy demand | 0 | FEC
LU | TYNDP2026 | NT | 2030 | TWh | 155 | Sub_sector | Industry | Food | Industry (food) | Energetic | industry_food_demand_heat_energetic | Heat | EU | Energy demand | 0 | FEC
LU | TYNDP2026 | NT | 2030 | TWh | 156 | Sub_sector | Industry | Food | Industry (food) | Energetic | industry_food_demand_biomass_energetic | Biomass | EU | Energy demand | 0 | FEC
LU | TYNDP2026 | NT | 2030 | TWh | 157 | Sub_sector | Industry | Food | Industry (food) | Energetic | industry_food_demand_coal_energetic | Solids | EU | Energy demand | 0 | FEC
LU | TYNDP2026 | NT | 2030 | TWh | 158 | Sub_sector | Industry | Food | Industry (food) | Energetic | industry_food_demand_oil_energetic | Liquids | EU | Energy demand | 0 | FEC
LU | TYNDP2026 | NT | 2030 | TWh | 159 | Sub_sector | Industry | Food | Industry (food) | Energetic | industry_food_demand_others_energetic | Others | EU | Energy demand | 0 | FEC
LU | TYNDP2026 | NT | 2030 | TWh | 160 | Sub_sector | Industry | Food | Industry (food) | Energetic | industry_food_demand_ammonia_energetic | Ammonia | EU | Energy demand | 0 | FEC
LU | TYNDP2026 | NT | 2030 | TWh | 162 | Sub_sector | Industry | Metals | Industry (metal) | Energetic | industry_metal_demand_electricity_energetic | Electricity | EU | Energy demand | 0 | FEC
LU | TYNDP2026 | NT | 2030 | TWh | 163 | Sub_sector | Industry | Metals | Industry (metal) | Energetic | industry_metal_demand_hydrogen_energetic | Hydrogen | EU | Energy demand | 0 | FEC
LU | TYNDP2026 | NT | 2030 | TWh | 164 | Sub_sector | Industry | Metals | Industry (metal) | Energetic | industry_metal_demand_methane_energetic | Methane | EU | Energy demand | 0 | FEC
LU | TYNDP2026 | NT | 2030 | TWh | 165 | Sub_sector | Industry | Metals | Industry (metal) | Energetic | industry_metal_demand_heat_energetic | Heat | EU | Energy demand | 0 | FEC
LU | TYNDP2026 | NT | 2030 | TWh | 166 | Sub_sector | Industry | Metals | Industry (metal) | Energetic | industry_metal_demand_biomass_energetic | Biomass | EU | Energy demand | 0 | FEC
LU | TYNDP2026 | NT | 2030 | TWh | 167 | Sub_sector | Industry | Metals | Industry (metal) | Energetic | industry_metal_demand_coal_energetic | Solids | EU | Energy demand | 0 | FEC
LU | TYNDP2026 | NT | 2030 | TWh | 168 | Sub_sector | Industry | Metals | Industry (metal) | Energetic | industry_metal_demand_oil_energetic | Liquids | EU | Energy demand | 0 | FEC
LU | TYNDP2026 | NT | 2030 | TWh | 169 | Sub_sector | Industry | Metals | Industry (metal) | Energetic | industry_metal_demand_others_energetic | Others | EU | Energy demand | 0 | FEC
LU | TYNDP2026 | NT | 2030 | TWh | 170 | Sub_sector | Industry | Metals | Industry (metal) | Energetic | industry_metal_demand_ammonia_energetic | Ammonia | EU | Energy demand | 0 | FEC
LU | TYNDP2026 | NT | 2030 | TWh | 172 | Sub_sector | Industry | Others | Industry (other, energetic) | Energetic | industry_other_demand_electricity_energetic | Electricity | EU | Energy demand | 2.225 | FEC
LU | TYNDP2026 | NT | 2030 | TWh | 173 | Sub_sector | Industry | Others | Industry (other, energetic) | Energetic | industry_other_demand_hydrogen_energetic | Hydrogen | EU | Energy demand | 0.55626 | FEC
LU | TYNDP2026 | NT | 2030 | TWh | 174 | Sub_sector | Industry | Others | Industry (other, energetic) | Energetic | industry_other_demand_methane_energetic | Methane | EU | Energy demand | 0 | FEC
LU | TYNDP2026 | NT | 2030 | TWh | 175 | Sub_sector | Industry | Others | Industry (other, energetic) | Energetic | industry_other_demand_heat_energetic | Heat | EU | Energy demand | 0 | FEC
LU | TYNDP2026 | NT | 2030 | TWh | 176 | Sub_sector | Industry | Others | Industry (other, energetic) | Energetic | industry_other_demand_biomass_energetic | Biomass | EU | Energy demand | 0 | FEC
LU | TYNDP2026 | NT | 2030 | TWh | 177 | Sub_sector | Industry | Others | Industry (other, energetic) | Energetic | industry_other_demand_coal_energetic | Solids | EU | Energy demand | 2.7813 | FEC
LU | TYNDP2026 | NT | 2030 | TWh | 178 | Sub_sector | Industry | Others | Industry (other, energetic) | Energetic | industry_other_demand_oil_energetic | Liquids | EU | Energy demand | 0 | FEC
LU | TYNDP2026 | NT | 2030 | TWh | 179 | Sub_sector | Industry | Others | Industry (other, energetic) | Energetic | industry_other_demand_others_energetic | Others | EU | Energy demand | 0 | FEC
LU | TYNDP2026 | NT | 2030 | TWh | 180 | Sub_sector | Industry | Others | Industry (other, energetic) | Energetic | industry_other_demand_ammonia_energetic | Ammonia | EU | Energy demand | 0 | FEC
LU | TYNDP2026 | NT | 2030 | TWh | 182 | Sub_sector | Industry | Others | Industry (other, non-energetic) | Non-energetic | industry_other_demand_electricity_non_energetic | Electricity | EU | Energy demand | 0 | not_included_in_FEC
LU | TYNDP2026 | NT | 2030 | TWh | 183 | Sub_sector | Industry | Others | Industry (other, non-energetic) | Non-energetic | industry_other_demand_hydrogen_non_energetic | Hydrogen | EU | Energy demand | 0.13176 | not_included_in_FEC
LU | TYNDP2026 | NT | 2030 | TWh | 184 | Sub_sector | Industry | Others | Industry (other, non-energetic) | Non-energetic | industry_other_demand_methane_non_energetic | Methane | EU | Energy demand | 6.4564 | not_included_in_FEC
LU | TYNDP2026 | NT | 2030 | TWh | 185 | Sub_sector | Industry | Others | Industry (other, non-energetic) | Non-energetic | industry_other_demand_heat_non_energetic | Heat | EU | Energy demand | 0 | not_included_in_FEC
LU | TYNDP2026 | NT | 2030 | TWh | 186 | Sub_sector | Industry | Others | Industry (other, non-energetic) | Non-energetic | industry_other_demand_biomass_non_energetic | Biomass | EU | Energy demand | 0 | not_included_in_FEC
LU | TYNDP2026 | NT | 2030 | TWh | 187 | Sub_sector | Industry | Others | Industry (other, non-energetic) | Non-energetic | industry_other_demand_coal_non_energetic | Solids | EU | Energy demand | 0 | not_included_in_FEC
LU | TYNDP2026 | NT | 2030 | TWh | 188 | Sub_sector | Industry | Others | Industry (other, non-energetic) | Non-energetic | industry_other_demand_oil_non_energetic | Liquids | EU | Energy demand | 0 | not_included_in_FEC
LU | TYNDP2026 | NT | 2030 | TWh | 189 | Sub_sector | Industry | Others | Industry (other, non-energetic) | Non-energetic | industry_other_demand_others_non_energetic | Others | EU | Energy demand | 0 | not_included_in_FEC
LU | TYNDP2026 | NT | 2030 | TWh | 190 | Sub_sector | Industry | Others | Industry (other, non-energetic) | Non-energetic | industry_other_demand_ammonia_non_energetic | Ammonia | EU | Energy demand | 0 | not_included_in_FEC
LU | TYNDP2026 | NT | 2030 | TWh | 192 | Sub_sector | Industry | Paper | Industry (paper) | Energetic | industry_paper_demand_electricity_energetic | Electricity | EU | Energy demand | 0 | FEC
LU | TYNDP2026 | NT | 2030 | TWh | 193 | Sub_sector | Industry | Paper | Industry (paper) | Energetic | industry_paper_demand_hydrogen_energetic | Hydrogen | EU | Energy demand | 0 | FEC
LU | TYNDP2026 | NT | 2030 | TWh | 194 | Sub_sector | Industry | Paper | Industry (paper) | Energetic | industry_paper_demand_methane_energetic | Methane | EU | Energy demand | 0 | FEC
LU | TYNDP2026 | NT | 2030 | TWh | 195 | Sub_sector | Industry | Paper | Industry (paper) | Energetic | industry_paper_demand_heat_energetic | Heat | EU | Energy demand | 0 | FEC
LU | TYNDP2026 | NT | 2030 | TWh | 196 | Sub_sector | Industry | Paper | Industry (paper) | Energetic | industry_paper_demand_biomass_energetic | Biomass | EU | Energy demand | 0 | FEC
LU | TYNDP2026 | NT | 2030 | TWh | 197 | Sub_sector | Industry | Paper | Industry (paper) | Energetic | industry_paper_demand_coal_energetic | Solids | EU | Energy demand | 0 | FEC
LU | TYNDP2026 | NT | 2030 | TWh | 198 | Sub_sector | Industry | Paper | Industry (paper) | Energetic | industry_paper_demand_oil_energetic | Liquids | EU | Energy demand | 0 | FEC
LU | TYNDP2026 | NT | 2030 | TWh | 199 | Sub_sector | Industry | Paper | Industry (paper) | Energetic | industry_paper_demand_others_energetic | Others | EU | Energy demand | 0 | FEC
LU | TYNDP2026 | NT | 2030 | TWh | 200 | Sub_sector | Industry | Paper | Industry (paper) | Energetic | industry_paper_demand_ammonia_energetic | Ammonia | EU | Energy demand | 0 | FEC
LU | TYNDP2026 | NT | 2030 | TWh | 202 | Sub_sector | Industry | Refineries | Industry (refineries, energetic) | Energetic | industry_refinery_demand_electricity_energetic | Electricity | EU | Energy demand | 0 | not_included_in_FEC
LU | TYNDP2026 | NT | 2030 | TWh | 203 | Sub_sector | Industry | Refineries | Industry (refineries, energetic) | Energetic | industry_refinery_demand_hydrogen_energetic | Hydrogen | EU | Energy demand | 0 | not_included_in_FEC
LU | TYNDP2026 | NT | 2030 | TWh | 204 | Sub_sector | Industry | Refineries | Industry (refineries, energetic) | Energetic | industry_refinery_demand_methane_energetic | Methane | EU | Energy demand | 0 | not_included_in_FEC
LU | TYNDP2026 | NT | 2030 | TWh | 205 | Sub_sector | Industry | Refineries | Industry (refineries, energetic) | Energetic | industry_refinery_demand_heat_energetic | Heat | EU | Energy demand | 0 | not_included_in_FEC
LU | TYNDP2026 | NT | 2030 | TWh | 206 | Sub_sector | Industry | Refineries | Industry (refineries, energetic) | Energetic | industry_refinery_demand_biomass_energetic | Biomass | EU | Energy demand | 0 | not_included_in_FEC
LU | TYNDP2026 | NT | 2030 | TWh | 207 | Sub_sector | Industry | Refineries | Industry (refineries, energetic) | Energetic | industry_refinery_demand_coal_energetic | Solids | EU | Energy demand | 0 | not_included_in_FEC
LU | TYNDP2026 | NT | 2030 | TWh | 208 | Sub_sector | Industry | Refineries | Industry (refineries, energetic) | Energetic | industry_refinery_demand_oil_energetic | Liquids | EU | Energy demand | 0 | not_included_in_FEC
LU | TYNDP2026 | NT | 2030 | TWh | 209 | Sub_sector | Industry | Refineries | Industry (refineries, energetic) | Energetic | industry_refinery_demand_others_energetic | Others | EU | Energy demand | 0 | not_included_in_FEC
LU | TYNDP2026 | NT | 2030 | TWh | 210 | Sub_sector | Industry | Refineries | Industry (refineries, energetic) | Energetic | industry_refinery_demand_ammonia_energetic | Ammonia | EU | Energy demand | 0 | not_included_in_FEC
LU | TYNDP2026 | NT | 2030 | TWh | 212 | Sub_sector | Industry | Refineries | Industry (refineries, non-energetic) | Non-energetic | industry_refinery_demand_electricity_non_energetic | Electricity | EU | Energy demand | 0 | not_included_in_FEC
LU | TYNDP2026 | NT | 2030 | TWh | 213 | Sub_sector | Industry | Refineries | Industry (refineries, non-energetic) | Non-energetic | industry_refinery_demand_hydrogen_non_energetic | Hydrogen | EU | Energy demand | 0 | not_included_in_FEC
LU | TYNDP2026 | NT | 2030 | TWh | 214 | Sub_sector | Industry | Refineries | Industry (refineries, non-energetic) | Non-energetic | industry_refinery_demand_methane_non_energetic | Methane | EU | Energy demand | 0 | not_included_in_FEC
LU | TYNDP2026 | NT | 2030 | TWh | 215 | Sub_sector | Industry | Refineries | Industry (refineries, non-energetic) | Non-energetic | industry_refinery_demand_heat_non_energetic | Heat | EU | Energy demand | 0 | not_included_in_FEC
LU | TYNDP2026 | NT | 2030 | TWh | 216 | Sub_sector | Industry | Refineries | Industry (refineries, non-energetic) | Non-energetic | industry_refinery_demand_biomass_non_energetic | Biomass | EU | Energy demand | 0 | not_included_in_FEC
LU | TYNDP2026 | NT | 2030 | TWh | 217 | Sub_sector | Industry | Refineries | Industry (refineries, non-energetic) | Non-energetic | industry_refinery_demand_coal_non_energetic | Solids | EU | Energy demand | 0 | not_included_in_FEC
LU | TYNDP2026 | NT | 2030 | TWh | 218 | Sub_sector | Industry | Refineries | Industry (refineries, non-energetic) | Non-energetic | industry_refinery_demand_oil_non_energetic | Liquids | EU | Energy demand | 0 | not_included_in_FEC
LU | TYNDP2026 | NT | 2030 | TWh | 219 | Sub_sector | Industry | Refineries | Industry (refineries, non-energetic) | Non-energetic | industry_refinery_demand_others_non_energetic | Others | EU | Energy demand | 0 | not_included_in_FEC
LU | TYNDP2026 | NT | 2030 | TWh | 220 | Sub_sector | Industry | Refineries | Industry (refineries, non-energetic) | Non-energetic | industry_refinery_demand_ammonia_non_energetic | Ammonia | EU | Energy demand | 0 | not_included_in_FEC
LU | TYNDP2026 | NT | 2030 | TWh | 222 | Sub_sector | Industry | Steel | Industry (steel) | Energetic | industry_steel_demand_electricity_energetic | Electricity | EU | Energy demand | 0 | FEC
LU | TYNDP2026 | NT | 2030 | TWh | 223 | Sub_sector | Industry | Steel | Industry (steel) | Energetic | industry_steel_demand_hydrogen_energetic | Hydrogen | EU | Energy demand | 0 | FEC
LU | TYNDP2026 | NT | 2030 | TWh | 224 | Sub_sector | Industry | Steel | Industry (steel) | Energetic | industry_steel_demand_methane_energetic | Methane | EU | Energy demand | 0 | FEC
LU | TYNDP2026 | NT | 2030 | TWh | 225 | Sub_sector | Industry | Steel | Industry (steel) | Energetic | industry_steel_demand_heat_energetic | Heat | EU | Energy demand | 0 | FEC
LU | TYNDP2026 | NT | 2030 | TWh | 226 | Sub_sector | Industry | Steel | Industry (steel) | Energetic | industry_steel_demand_biomass_energetic | Biomass | EU | Energy demand | 0 | FEC
LU | TYNDP2026 | NT | 2030 | TWh | 227 | Sub_sector | Industry | Steel | Industry (steel) | Energetic | industry_steel_demand_coal_energetic | Solids | EU | Energy demand | 0 | FEC
LU | TYNDP2026 | NT | 2030 | TWh | 228 | Sub_sector | Industry | Steel | Industry (steel) | Energetic | industry_steel_demand_oil_energetic | Liquids | EU | Energy demand | 0 | FEC
LU | TYNDP2026 | NT | 2030 | TWh | 229 | Sub_sector | Industry | Steel | Industry (steel) | Energetic | industry_steel_demand_others_energetic | Others | EU | Energy demand | 0 | FEC
LU | TYNDP2026 | NT | 2030 | TWh | 230 | Sub_sector | Industry | Steel | Industry (steel) | Energetic | industry_steel_demand_ammonia_energetic | Ammonia | EU | Energy demand | 0 | FEC
LU | TYNDP2026 | NT | 2030 | TWh | 232 | Sub_sector | Transport | Cars | Transport (cars) | Energetic | transport_cars_final_demand_electricity | Electricity | EU | Energy demand | 0.47318 | FEC
LU | TYNDP2026 | NT | 2030 | TWh | 233 | Sub_sector | Transport | Cars | Transport (cars) | Energetic | transport_cars_final_demand_hydrogen | Hydrogen | EU | Energy demand | 0.16677 | FEC
LU | TYNDP2026 | NT | 2030 | TWh | 234 | Sub_sector | Transport | Cars | Transport (cars) | Energetic | transport_cars_final_demand_methane | Methane | EU | Energy demand | 0.29456 | FEC
LU | TYNDP2026 | NT | 2030 | TWh | 235 | Sub_sector | Transport | Cars | Transport (cars) | Energetic | transport_cars_final_demand_heat | Heat | EU | Energy demand | 0 | FEC
LU | TYNDP2026 | NT | 2030 | TWh | 236 | Sub_sector | Transport | Cars | Transport (cars) | Energetic | transport_cars_final_demand_biomass | Biomass | EU | Energy demand | 0 | FEC
LU | TYNDP2026 | NT | 2030 | TWh | 237 | Sub_sector | Transport | Cars | Transport (cars) | Energetic | transport_cars_final_demand_coal | Solids | EU | Energy demand | 0 | FEC
LU | TYNDP2026 | NT | 2030 | TWh | 238 | Sub_sector | Transport | Cars | Transport (cars) | Energetic | transport_cars_final_demand_oil | Liquids | EU | Energy demand | 9.6223 | FEC
LU | TYNDP2026 | NT | 2030 | TWh | 239 | Sub_sector | Transport | Cars | Transport (cars) | Energetic | transport_cars_final_demand_other | Others | EU | Energy demand | 0 | FEC
LU | TYNDP2026 | NT | 2030 | TWh | 240 | Sub_sector | Transport | Cars | Transport (cars) | Energetic | transport_cars_final_demand_ammonia | Ammonia | EU | Energy demand | 0 | FEC
LU | TYNDP2026 | NT | 2030 | TWh | 242 | Sub_sector | Transport | Busses | Transport (busses) | Energetic | transport_busses_final_demand_electricity | Electricity | EU | Energy demand | 0.01738 | FEC
LU | TYNDP2026 | NT | 2030 | TWh | 243 | Sub_sector | Transport | Busses | Transport (busses) | Energetic | transport_busses_final_demand_hydrogen | Hydrogen | EU | Energy demand | 0.026069 | FEC
LU | TYNDP2026 | NT | 2030 | TWh | 244 | Sub_sector | Transport | Busses | Transport (busses) | Energetic | transport_busses_final_demand_methane | Methane | EU | Energy demand | 0.050951 | FEC
LU | TYNDP2026 | NT | 2030 | TWh | 245 | Sub_sector | Transport | Busses | Transport (busses) | Energetic | transport_busses_final_demand_heat | Heat | EU | Energy demand | 0 | FEC
LU | TYNDP2026 | NT | 2030 | TWh | 246 | Sub_sector | Transport | Busses | Transport (busses) | Energetic | transport_busses_final_demand_biomass | Biomass | EU | Energy demand | 0 | FEC
LU | TYNDP2026 | NT | 2030 | TWh | 247 | Sub_sector | Transport | Busses | Transport (busses) | Energetic | transport_busses_final_demand_coal | Solids | EU | Energy demand | 0 | FEC
LU | TYNDP2026 | NT | 2030 | TWh | 248 | Sub_sector | Transport | Busses | Transport (busses) | Energetic | transport_busses_final_demand_oil | Liquids | EU | Energy demand | 0.73619 | FEC
LU | TYNDP2026 | NT | 2030 | TWh | 249 | Sub_sector | Transport | Busses | Transport (busses) | Energetic | transport_busses_final_demand_other | Others | EU | Energy demand | 0 | FEC
LU | TYNDP2026 | NT | 2030 | TWh | 250 | Sub_sector | Transport | Busses | Transport (busses) | Energetic | transport_busses_final_demand_ammonia | Ammonia | EU | Energy demand | 0 | FEC
LU | TYNDP2026 | NT | 2030 | TWh | 252 | Sub_sector | Transport | Trucks | Transport (trucks) | Energetic | transport_trucks_final_demand_electricity | Electricity | EU | Energy demand | 0.034473 | FEC
LU | TYNDP2026 | NT | 2030 | TWh | 253 | Sub_sector | Transport | Trucks | Transport (trucks) | Energetic | transport_trucks_final_demand_hydrogen | Hydrogen | EU | Energy demand | 0.23951 | FEC
LU | TYNDP2026 | NT | 2030 | TWh | 254 | Sub_sector | Transport | Trucks | Transport (trucks) | Energetic | transport_trucks_final_demand_methane | Methane | EU | Energy demand | 0.57308 | FEC
LU | TYNDP2026 | NT | 2030 | TWh | 255 | Sub_sector | Transport | Trucks | Transport (trucks) | Energetic | transport_trucks_final_demand_heat | Heat | EU | Energy demand | 0 | FEC
LU | TYNDP2026 | NT | 2030 | TWh | 256 | Sub_sector | Transport | Trucks | Transport (trucks) | Energetic | transport_trucks_final_demand_biomass | Biomass | EU | Energy demand | 0 | FEC
LU | TYNDP2026 | NT | 2030 | TWh | 257 | Sub_sector | Transport | Trucks | Transport (trucks) | Energetic | transport_trucks_final_demand_coal | Solids | EU | Energy demand | 0 | FEC
LU | TYNDP2026 | NT | 2030 | TWh | 258 | Sub_sector | Transport | Trucks | Transport (trucks) | Energetic | transport_trucks_final_demand_oil | Liquids | EU | Energy demand | 7.2249 | FEC
LU | TYNDP2026 | NT | 2030 | TWh | 259 | Sub_sector | Transport | Trucks | Transport (trucks) | Energetic | transport_trucks_final_demand_other | Others | EU | Energy demand | 0 | FEC
LU | TYNDP2026 | NT | 2030 | TWh | 260 | Sub_sector | Transport | Trucks | Transport (trucks) | Energetic | transport_trucks_final_demand_ammonia | Ammonia | EU | Energy demand | 0 | FEC
LU | TYNDP2026 | NT | 2030 | TWh | 262 | Sub_sector | Transport | Vans | Transport (vans) | Energetic | transport_vans_final_demand_electricity | Electricity | EU | Energy demand | 0.019769 | FEC
LU | TYNDP2026 | NT | 2030 | TWh | 263 | Sub_sector | Transport | Vans | Transport (vans) | Energetic | transport_vans_final_demand_hydrogen | Hydrogen | EU | Energy demand | 0.0083994 | FEC
LU | TYNDP2026 | NT | 2030 | TWh | 264 | Sub_sector | Transport | Vans | Transport (vans) | Energetic | transport_vans_final_demand_methane | Methane | EU | Energy demand | 0.0075668 | FEC
LU | TYNDP2026 | NT | 2030 | TWh | 265 | Sub_sector | Transport | Vans | Transport (vans) | Energetic | transport_vans_final_demand_heat | Heat | EU | Energy demand | 0 | FEC
LU | TYNDP2026 | NT | 2030 | TWh | 266 | Sub_sector | Transport | Vans | Transport (vans) | Energetic | transport_vans_final_demand_biomass | Biomass | EU | Energy demand | 0 | FEC
LU | TYNDP2026 | NT | 2030 | TWh | 267 | Sub_sector | Transport | Vans | Transport (vans) | Energetic | transport_vans_final_demand_coal | Solids | EU | Energy demand | 0 | FEC
LU | TYNDP2026 | NT | 2030 | TWh | 268 | Sub_sector | Transport | Vans | Transport (vans) | Energetic | transport_vans_final_demand_oil | Liquids | EU | Energy demand | 0.33551 | FEC
LU | TYNDP2026 | NT | 2030 | TWh | 269 | Sub_sector | Transport | Vans | Transport (vans) | Energetic | transport_vans_final_demand_other | Others | EU | Energy demand | 0 | FEC
LU | TYNDP2026 | NT | 2030 | TWh | 270 | Sub_sector | Transport | Vans | Transport (vans) | Energetic | transport_vans_final_demand_ammonia | Ammonia | EU | Energy demand | 0 | FEC
LU | TYNDP2026 | NT | 2030 | TWh | 272 | Sub_sector | Transport | Freight trains | Transport (trains) | Energetic | transport_trains_final_demand_electricity | Electricity | EU | Energy demand | 0.1974 | FEC
LU | TYNDP2026 | NT | 2030 | TWh | 273 | Sub_sector | Transport | Freight trains | Transport (trains) | Energetic | transport_trains_final_demand_hydrogen | Hydrogen | EU | Energy demand | 0.019113 | FEC
LU | TYNDP2026 | NT | 2030 | TWh | 274 | Sub_sector | Transport | Freight trains | Transport (trains) | Energetic | transport_trains_final_demand_methane | Methane | EU | Energy demand | 0 | FEC
LU | TYNDP2026 | NT | 2030 | TWh | 275 | Sub_sector | Transport | Freight trains | Transport (trains) | Energetic | transport_trains_final_demand_heat | Heat | EU | Energy demand | 0 | FEC
LU | TYNDP2026 | NT | 2030 | TWh | 276 | Sub_sector | Transport | Freight trains | Transport (trains) | Energetic | transport_trains_final_demand_biomass | Biomass | EU | Energy demand | 0 | FEC
LU | TYNDP2026 | NT | 2030 | TWh | 277 | Sub_sector | Transport | Freight trains | Transport (trains) | Energetic | transport_trains_final_demand_coal | Solids | EU | Energy demand | 0 | FEC
LU | TYNDP2026 | NT | 2030 | TWh | 278 | Sub_sector | Transport | Freight trains | Transport (trains) | Energetic | transport_trains_final_demand_oil | Liquids | EU | Energy demand | 0.06516 | FEC
LU | TYNDP2026 | NT | 2030 | TWh | 279 | Sub_sector | Transport | Freight trains | Transport (trains) | Energetic | transport_trains_final_demand_other | Others | EU | Energy demand | 0 | FEC
LU | TYNDP2026 | NT | 2030 | TWh | 280 | Sub_sector | Transport | Freight trains | Transport (trains) | Energetic | transport_trains_final_demand_ammonia | Ammonia | EU | Energy demand | 0 | FEC
LU | TYNDP2026 | NT | 2030 | TWh | 282 | Sub_sector | Transport | Ships | Transport (ships) | Energetic | transport_ships_final_demand_electricity | Electricity | EU | Energy demand | 0 | FEC
LU | TYNDP2026 | NT | 2030 | TWh | 283 | Sub_sector | Transport | Ships | Transport (ships) | Energetic | transport_ships_final_demand_hydrogen | Hydrogen | EU | Energy demand | 2.84e-06 | FEC
LU | TYNDP2026 | NT | 2030 | TWh | 284 | Sub_sector | Transport | Ships | Transport (ships) | Energetic | transport_ships_final_demand_methane | Methane | EU | Energy demand | 9.53e-05 | FEC
LU | TYNDP2026 | NT | 2030 | TWh | 285 | Sub_sector | Transport | Ships | Transport (ships) | Energetic | transport_ships_final_demand_heat | Heat | EU | Energy demand | 0 | FEC
LU | TYNDP2026 | NT | 2030 | TWh | 286 | Sub_sector | Transport | Ships | Transport (ships) | Energetic | transport_ships_final_demand_biomass | Biomass | EU | Energy demand | 0 | FEC
LU | TYNDP2026 | NT | 2030 | TWh | 287 | Sub_sector | Transport | Ships | Transport (ships) | Energetic | transport_ships_final_demand_coal | Solids | EU | Energy demand | 0 | FEC
LU | TYNDP2026 | NT | 2030 | TWh | 288 | Sub_sector | Transport | Ships | Transport (ships) | Energetic | transport_ships_final_demand_oil | Liquids | EU | Energy demand | 0.00030725 | FEC
LU | TYNDP2026 | NT | 2030 | TWh | 289 | Sub_sector | Transport | Ships | Transport (ships) | Energetic | transport_ships_final_demand_other | Others | EU | Energy demand | 0 | FEC
LU | TYNDP2026 | NT | 2030 | TWh | 290 | Sub_sector | Transport | Ships | Transport (ships) | Energetic | transport_ships_final_demand_ammonia | Ammonia | EU | Energy demand | 0 | FEC
LU | TYNDP2026 | NT | 2030 | TWh | 292 | Sub_sector | Transport | Planes | Transport (planes) | Energetic | transport_planes_final_demand_electricity | Electricity | EU | Energy demand | 4.75e-05 | FEC
LU | TYNDP2026 | NT | 2030 | TWh | 293 | Sub_sector | Transport | Planes | Transport (planes) | Energetic | transport_planes_final_demand_hydrogen | Hydrogen | EU | Energy demand | 4.55e-05 | FEC
LU | TYNDP2026 | NT | 2030 | TWh | 294 | Sub_sector | Transport | Planes | Transport (planes) | Energetic | transport_planes_final_demand_methane | Methane | EU | Energy demand | 0 | FEC
LU | TYNDP2026 | NT | 2030 | TWh | 295 | Sub_sector | Transport | Planes | Transport (planes) | Energetic | transport_planes_final_demand_heat | Heat | EU | Energy demand | 0 | FEC
LU | TYNDP2026 | NT | 2030 | TWh | 296 | Sub_sector | Transport | Planes | Transport (planes) | Energetic | transport_planes_final_demand_biomass | Biomass | EU | Energy demand | 0 | FEC
LU | TYNDP2026 | NT | 2030 | TWh | 297 | Sub_sector | Transport | Planes | Transport (planes) | Energetic | transport_planes_final_demand_coal | Solids | EU | Energy demand | 0 | FEC
LU | TYNDP2026 | NT | 2030 | TWh | 298 | Sub_sector | Transport | Planes | Transport (planes) | Energetic | transport_planes_final_demand_oil | Liquids | EU | Energy demand | 0.0025755 | FEC
LU | TYNDP2026 | NT | 2030 | TWh | 299 | Sub_sector | Transport | Planes | Transport (planes) | Energetic | transport_planes_final_demand_other | Others | EU | Energy demand | 0 | FEC
LU | TYNDP2026 | NT | 2030 | TWh | 300 | Sub_sector | Transport | Planes | Transport (planes) | Energetic | transport_planes_final_demand_ammonia | Ammonia | EU | Energy demand | 0 | FEC
LU | TYNDP2026 | NT | 2030 | TWh | 302 | Sub_sector | Transport | Others | Transport (others) | Energetic | transport_other_final_demand_electricity | Electricity | EU | Energy demand | 0.00061633 | FEC
LU | TYNDP2026 | NT | 2030 | TWh | 303 | Sub_sector | Transport | Others | Transport (others) | Energetic | transport_other_final_demand_hydrogen | Hydrogen | EU | Energy demand | 0 | FEC
LU | TYNDP2026 | NT | 2030 | TWh | 304 | Sub_sector | Transport | Others | Transport (others) | Energetic | transport_other_final_demand_methane | Methane | EU | Energy demand | 0 | FEC
LU | TYNDP2026 | NT | 2030 | TWh | 305 | Sub_sector | Transport | Others | Transport (others) | Energetic | transport_other_final_demand_heat | Heat | EU | Energy demand | 0 | FEC
LU | TYNDP2026 | NT | 2030 | TWh | 306 | Sub_sector | Transport | Others | Transport (others) | Energetic | transport_other_final_demand_biomass | Biomass | EU | Energy demand | 0 | FEC
LU | TYNDP2026 | NT | 2030 | TWh | 307 | Sub_sector | Transport | Others | Transport (others) | Energetic | transport_other_final_demand_coal | Solids | EU | Energy demand | 0 | FEC
LU | TYNDP2026 | NT | 2030 | TWh | 308 | Sub_sector | Transport | Others | Transport (others) | Energetic | transport_other_final_demand_oil | Liquids | EU | Energy demand | 0.082791 | FEC
LU | TYNDP2026 | NT | 2030 | TWh | 309 | Sub_sector | Transport | Others | Transport (others) | Energetic | transport_other_final_demand_other | Others | EU | Energy demand | 0 | FEC
LU | TYNDP2026 | NT | 2030 | TWh | 310 | Sub_sector | Transport | Others | Transport (others) | Energetic | transport_other_final_demand_ammonia | Ammonia | EU | Energy demand | 0 | FEC
LU | TYNDP2026 | NT | 2030 | TWh | 312 | Sub_sector | International transport | International aviation | Transport (int. aviation) | Energetic | transport_int_aviation_final_demand_electricity | Electricity | EU | Energy demand | 0 | FEC
LU | TYNDP2026 | NT | 2030 | TWh | 313 | Sub_sector | International transport | International aviation | Transport (int. aviation) | Energetic | transport_int_aviation_final_demand_hydrogen | Hydrogen | EU | Energy demand | 0 | FEC
LU | TYNDP2026 | NT | 2030 | TWh | 314 | Sub_sector | International transport | International aviation | Transport (int. aviation) | Energetic | transport_int_aviation_final_demand_methane | Methane | EU | Energy demand | 0 | FEC
LU | TYNDP2026 | NT | 2030 | TWh | 315 | Sub_sector | International transport | International aviation | Transport (int. aviation) | Energetic | transport_int_aviation_final_demand_heat | Heat | EU | Energy demand | 0 | FEC
LU | TYNDP2026 | NT | 2030 | TWh | 316 | Sub_sector | International transport | International aviation | Transport (int. aviation) | Energetic | transport_int_aviation_final_demand_biofuels | Biomass | EU | Energy demand | 0 | FEC
LU | TYNDP2026 | NT | 2030 | TWh | 317 | Sub_sector | International transport | International aviation | Transport (int. aviation) | Energetic | transport_int_aviation_final_demand_coal | Solids | EU | Energy demand | 0 | FEC
LU | TYNDP2026 | NT | 2030 | TWh | 318 | Sub_sector | International transport | International aviation | Transport (int. aviation) | Energetic | transport_int_aviation_final_demand_oil | Liquids | EU | Energy demand | 0 | FEC
LU | TYNDP2026 | NT | 2030 | TWh | 319 | Sub_sector | International transport | International aviation | Transport (int. aviation) | Energetic | transport_int_aviation_final_demand_other | Others | EU | Energy demand | 0 | FEC
LU | TYNDP2026 | NT | 2030 | TWh | 320 | Sub_sector | International transport | International aviation | Transport (int. aviation) | Energetic | transport_int_aviation_final_demand_ammonia | Ammonia | EU | Energy demand | 0 | FEC
LU | TYNDP2026 | NT | 2030 | TWh | 322 | Sub_sector | International transport | International shipping | Transport (int. shipping) | Energetic | transport_int_shipping_final_demand_electricity | Electricity | EU | Energy demand | 0 | not_included_in_FEC
LU | TYNDP2026 | NT | 2030 | TWh | 323 | Sub_sector | International transport | International shipping | Transport (int. shipping) | Energetic | transport_int_shipping_final_demand_hydrogen | Hydrogen | EU | Energy demand | 0 | not_included_in_FEC
LU | TYNDP2026 | NT | 2030 | TWh | 324 | Sub_sector | International transport | International shipping | Transport (int. shipping) | Energetic | transport_int_shipping_final_demand_methane | Methane | EU | Energy demand | 0 | not_included_in_FEC
LU | TYNDP2026 | NT | 2030 | TWh | 325 | Sub_sector | International transport | International shipping | Transport (int. shipping) | Energetic | transport_int_shipping_final_demand_heat | Heat | EU | Energy demand | 0 | not_included_in_FEC
LU | TYNDP2026 | NT | 2030 | TWh | 326 | Sub_sector | International transport | International shipping | Transport (int. shipping) | Energetic | transport_int_shipping_final_demand_biofuels | Biomass | EU | Energy demand | 0 | not_included_in_FEC
LU | TYNDP2026 | NT | 2030 | TWh | 327 | Sub_sector | International transport | International shipping | Transport (int. shipping) | Energetic | transport_int_shipping_final_demand_coal | Solids | EU | Energy demand | 0 | not_included_in_FEC
LU | TYNDP2026 | NT | 2030 | TWh | 328 | Sub_sector | International transport | International shipping | Transport (int. shipping) | Energetic | transport_int_shipping_final_demand_oil | Liquids | EU | Energy demand | 0 | not_included_in_FEC
LU | TYNDP2026 | NT | 2030 | TWh | 329 | Sub_sector | International transport | International shipping | Transport (int. shipping) | Energetic | transport_int_shipping_final_demand_other | Others | EU | Energy demand | 0 | not_included_in_FEC
LU | TYNDP2026 | NT | 2030 | TWh | 330 | Sub_sector | International transport | International shipping | Transport (int. shipping) | Energetic | transport_int_shipping_final_demand_ammonia | Ammonia | EU | Energy demand | 0 | not_included_in_FEC
LU | TYNDP2026 | NT | 2030 | TWh | 332 | Sub_sector | Households | Space heating | Households (heating) | Energetic | households_heating_final_demand_electricity | Electricity | EU | Energy demand | 0.095113 | FEC
LU | TYNDP2026 | NT | 2030 | TWh | 333 | Sub_sector | Households | Space heating | Households (heating) | Energetic | households_heating_final_demand_hydrogen | Hydrogen | EU | Energy demand | 0.11186 | FEC
LU | TYNDP2026 | NT | 2030 | TWh | 334 | Sub_sector | Households | Space heating | Households (heating) | Energetic | households_heating_final_demand_methane | Methane | EU | Energy demand | 1.9347 | FEC
LU | TYNDP2026 | NT | 2030 | TWh | 335 | Sub_sector | Households | Space heating | Households (heating) | Energetic | households_heating_final_demand_heat | Heat | EU | Energy demand | 0.08891 | FEC
LU | TYNDP2026 | NT | 2030 | TWh | 336 | Sub_sector | Households | Space heating | Households (heating) | Energetic | households_heating_final_demand_biomass | Biomass | EU | Energy demand | 0.18291 | FEC
LU | TYNDP2026 | NT | 2030 | TWh | 337 | Sub_sector | Households | Space heating | Households (heating) | Energetic | households_heating_final_demand_coal | Solids | EU | Energy demand | 0.010692 | FEC
LU | TYNDP2026 | NT | 2030 | TWh | 338 | Sub_sector | Households | Space heating | Households (heating) | Energetic | households_heating_final_demand_oil | Liquids | EU | Energy demand | 1.1353 | FEC
LU | TYNDP2026 | NT | 2030 | TWh | 339 | Sub_sector | Households | Space heating | Households (heating) | Energetic | households_heating_final_demand_other | Others | EU | Energy demand | 0.030245 | FEC
LU | TYNDP2026 | NT | 2030 | TWh | 340 | Sub_sector | Households | Space heating | Households (heating) | Energetic | households_heating_final_demand_ammonia | Ammonia | EU | Energy demand | 0 | FEC
LU | TYNDP2026 | NT | 2030 | TWh | 343 | Sub_sector | Households | Cooling | Households (cooling) | Energetic | households_cooling_final_demand_electricity | Electricity | EU | Energy demand | 0.023711 | FEC
LU | TYNDP2026 | NT | 2030 | TWh | 344 | Sub_sector | Households | Cooling | Households (cooling) | Energetic | households_cooling_final_demand_hydrogen | Hydrogen | EU | Energy demand | 0 | FEC
LU | TYNDP2026 | NT | 2030 | TWh | 345 | Sub_sector | Households | Cooling | Households (cooling) | Energetic | households_cooling_final_demand_methane | Methane | EU | Energy demand | 0 | FEC
LU | TYNDP2026 | NT | 2030 | TWh | 346 | Sub_sector | Households | Cooling | Households (cooling) | Energetic | households_cooling_final_demand_heat | Heat | EU | Energy demand | 0 | FEC
LU | TYNDP2026 | NT | 2030 | TWh | 347 | Sub_sector | Households | Cooling | Households (cooling) | Energetic | households_cooling_final_demand_biomass | Biomass | EU | Energy demand | 0 | FEC
LU | TYNDP2026 | NT | 2030 | TWh | 348 | Sub_sector | Households | Cooling | Households (cooling) | Energetic | households_cooling_final_demand_coal | Solids | EU | Energy demand | 0 | FEC
LU | TYNDP2026 | NT | 2030 | TWh | 349 | Sub_sector | Households | Cooling | Households (cooling) | Energetic | households_cooling_final_demand_oil | Liquids | EU | Energy demand | 0 | FEC
LU | TYNDP2026 | NT | 2030 | TWh | 350 | Sub_sector | Households | Cooling | Households (cooling) | Energetic | households_cooling_final_demand_other | Others | EU | Energy demand | 0 | FEC
LU | TYNDP2026 | NT | 2030 | TWh | 351 | Sub_sector | Households | Cooling | Households (cooling) | Energetic | households_cooling_final_demand_ammonia | Ammonia | EU | Energy demand | 0 | FEC
LU | TYNDP2026 | NT | 2030 | TWh | 354 | Sub_sector | Households | Hot water | Households (hot water) | Energetic | households_hot_water_final_demand_electricity | Electricity | EU | Energy demand | 0.044587 | FEC
LU | TYNDP2026 | NT | 2030 | TWh | 355 | Sub_sector | Households | Hot water | Households (hot water) | Energetic | households_hot_water_final_demand_hydrogen | Hydrogen | EU | Energy demand | 0.03123 | FEC
LU | TYNDP2026 | NT | 2030 | TWh | 356 | Sub_sector | Households | Hot water | Households (hot water) | Energetic | households_hot_water_final_demand_methane | Methane | EU | Energy demand | 0.41655 | FEC
LU | TYNDP2026 | NT | 2030 | TWh | 357 | Sub_sector | Households | Hot water | Households (hot water) | Energetic | households_hot_water_final_demand_heat | Heat | EU | Energy demand | 0.044427 | FEC
LU | TYNDP2026 | NT | 2030 | TWh | 358 | Sub_sector | Households | Hot water | Households (hot water) | Energetic | households_hot_water_final_demand_biomass | Biomass | EU | Energy demand | 0.021242 | FEC
LU | TYNDP2026 | NT | 2030 | TWh | 359 | Sub_sector | Households | Hot water | Households (hot water) | Energetic | households_hot_water_final_demand_coal | Solids | EU | Energy demand | 0.0012417 | FEC
LU | TYNDP2026 | NT | 2030 | TWh | 360 | Sub_sector | Households | Hot water | Households (hot water) | Energetic | households_hot_water_final_demand_oil | Liquids | EU | Energy demand | 0.094306 | FEC
LU | TYNDP2026 | NT | 2030 | TWh | 361 | Sub_sector | Households | Hot water | Households (hot water) | Energetic | households_hot_water_final_demand_other | Others | EU | Energy demand | 0.093355 | FEC
LU | TYNDP2026 | NT | 2030 | TWh | 362 | Sub_sector | Households | Hot water | Households (hot water) | Energetic | households_hot_water_final_demand_ammonia | Ammonia | EU | Energy demand | 0 | FEC
LU | TYNDP2026 | NT | 2030 | TWh | 365 | Sub_sector | Households | Appliances | Households (appliances) | Energetic | households_appliances_final_demand_electricity | Electricity | EU | Energy demand | 0.93687 | FEC
LU | TYNDP2026 | NT | 2030 | TWh | 366 | Sub_sector | Households | Appliances | Households (appliances) | Energetic | households_appliances_final_demand_hydrogen | Hydrogen | EU | Energy demand | 0 | FEC
LU | TYNDP2026 | NT | 2030 | TWh | 367 | Sub_sector | Households | Appliances | Households (appliances) | Energetic | households_appliances_final_demand_methane | Methane | EU | Energy demand | 0.35135 | FEC
LU | TYNDP2026 | NT | 2030 | TWh | 368 | Sub_sector | Households | Appliances | Households (appliances) | Energetic | households_appliances_final_demand_heat | Heat | EU | Energy demand | 0 | FEC
LU | TYNDP2026 | NT | 2030 | TWh | 369 | Sub_sector | Households | Appliances | Households (appliances) | Energetic | households_appliances_final_demand_biomass | Biomass | EU | Energy demand | 0.0092859 | FEC
LU | TYNDP2026 | NT | 2030 | TWh | 370 | Sub_sector | Households | Appliances | Households (appliances) | Energetic | households_appliances_final_demand_coal | Solids | EU | Energy demand | 0 | FEC
LU | TYNDP2026 | NT | 2030 | TWh | 371 | Sub_sector | Households | Appliances | Households (appliances) | Energetic | households_appliances_final_demand_oil | Liquids | EU | Energy demand | 0 | FEC
LU | TYNDP2026 | NT | 2030 | TWh | 372 | Sub_sector | Households | Appliances | Households (appliances) | Energetic | households_appliances_final_demand_other | Others | EU | Energy demand | 0 | FEC
LU | TYNDP2026 | NT | 2030 | TWh | 373 | Sub_sector | Households | Appliances | Households (appliances) | Energetic | households_appliances_final_demand_ammonia | Ammonia | EU | Energy demand | 0 | FEC
LU | TYNDP2026 | NT | 2030 | TWh | 375 | Sub_sector | Buildings | Space heating | Buildings (heat) | Energetic | buildings_heat_final_demand_electricity | Electricity | EU | Energy demand | 1.205 | FEC
LU | TYNDP2026 | NT | 2030 | TWh | 376 | Sub_sector | Buildings | Space heating | Buildings (heat) | Energetic | buildings_heat_final_demand_hydrogen | Hydrogen | EU | Energy demand | 0.071523 | FEC
LU | TYNDP2026 | NT | 2030 | TWh | 377 | Sub_sector | Buildings | Space heating | Buildings (heat) | Energetic | buildings_heat_final_demand_methane | Methane | EU | Energy demand | 0.34667 | FEC
LU | TYNDP2026 | NT | 2030 | TWh | 378 | Sub_sector | Buildings | Space heating | Buildings (heat) | Energetic | buildings_heat_final_demand_heat | Heat | EU | Energy demand | 0.39367 | FEC
LU | TYNDP2026 | NT | 2030 | TWh | 379 | Sub_sector | Buildings | Space heating | Buildings (heat) | Energetic | buildings_heat_final_demand_biomass | Biomass | EU | Energy demand | 0.012992 | FEC
LU | TYNDP2026 | NT | 2030 | TWh | 380 | Sub_sector | Buildings | Space heating | Buildings (heat) | Energetic | buildings_heat_final_demand_coal | Solids | EU | Energy demand | 0 | FEC
LU | TYNDP2026 | NT | 2030 | TWh | 381 | Sub_sector | Buildings | Space heating | Buildings (heat) | Energetic | buildings_heat_final_demand_oil | Liquids | EU | Energy demand | 0.50872 | FEC
LU | TYNDP2026 | NT | 2030 | TWh | 382 | Sub_sector | Buildings | Space heating | Buildings (heat) | Energetic | buildings_heat_final_demand_other | Others | EU | Energy demand | 0 | FEC
LU | TYNDP2026 | NT | 2030 | TWh | 383 | Sub_sector | Buildings | Space heating | Buildings (heat) | Energetic | buildings_heat_final_demand_ammonia | Ammonia | EU | Energy demand | 0 | FEC
LU | TYNDP2026 | NT | 2030 | TWh | 386 | Sub_sector | Buildings | Cooling | Buildings (cooling) | Energetic | buildings_cooling_final_demand_electricity | Electricity | EU | Energy demand | 0.23585 | FEC
LU | TYNDP2026 | NT | 2030 | TWh | 387 | Sub_sector | Buildings | Cooling | Buildings (cooling) | Energetic | buildings_cooling_final_demand_hydrogen | Hydrogen | EU | Energy demand | 0 | FEC
LU | TYNDP2026 | NT | 2030 | TWh | 388 | Sub_sector | Buildings | Cooling | Buildings (cooling) | Energetic | buildings_cooling_final_demand_methane | Methane | EU | Energy demand | 0 | FEC
LU | TYNDP2026 | NT | 2030 | TWh | 389 | Sub_sector | Buildings | Cooling | Buildings (cooling) | Energetic | buildings_cooling_final_demand_heat | Heat | EU | Energy demand | 0 | FEC
LU | TYNDP2026 | NT | 2030 | TWh | 390 | Sub_sector | Buildings | Cooling | Buildings (cooling) | Energetic | buildings_cooling_final_demand_biomass | Biomass | EU | Energy demand | 0 | FEC
LU | TYNDP2026 | NT | 2030 | TWh | 391 | Sub_sector | Buildings | Cooling | Buildings (cooling) | Energetic | buildings_cooling_final_demand_coal | Solids | EU | Energy demand | 0 | FEC
LU | TYNDP2026 | NT | 2030 | TWh | 392 | Sub_sector | Buildings | Cooling | Buildings (cooling) | Energetic | buildings_cooling_final_demand_oil | Liquids | EU | Energy demand | 0 | FEC
LU | TYNDP2026 | NT | 2030 | TWh | 393 | Sub_sector | Buildings | Cooling | Buildings (cooling) | Energetic | buildings_cooling_final_demand_other | Others | EU | Energy demand | 0 | FEC
LU | TYNDP2026 | NT | 2030 | TWh | 394 | Sub_sector | Buildings | Cooling | Buildings (cooling) | Energetic | buildings_cooling_final_demand_ammonia | Ammonia | EU | Energy demand | 0 | FEC
LU | TYNDP2026 | NT | 2030 | TWh | 397 | Sub_sector | Buildings | Appliances | Buildings (appliances) | Energetic | buildings_appliances_final_demand_electricity | Electricity | EU | Energy demand | 1.2034 | FEC
LU | TYNDP2026 | NT | 2030 | TWh | 398 | Sub_sector | Buildings | Appliances | Buildings (appliances) | Energetic | buildings_appliances_final_demand_hydrogen | Hydrogen | EU | Energy demand | 0 | FEC
LU | TYNDP2026 | NT | 2030 | TWh | 399 | Sub_sector | Buildings | Appliances | Buildings (appliances) | Energetic | buildings_appliances_final_demand_methane | Methane | EU | Energy demand | 0.27596 | FEC
LU | TYNDP2026 | NT | 2030 | TWh | 400 | Sub_sector | Buildings | Appliances | Buildings (appliances) | Energetic | buildings_appliances_final_demand_heat | Heat | EU | Energy demand | 0 | FEC
LU | TYNDP2026 | NT | 2030 | TWh | 401 | Sub_sector | Buildings | Appliances | Buildings (appliances) | Energetic | buildings_appliances_final_demand_biomass | Biomass | EU | Energy demand | 0 | FEC
LU | TYNDP2026 | NT | 2030 | TWh | 402 | Sub_sector | Buildings | Appliances | Buildings (appliances) | Energetic | buildings_appliances_final_demand_coal | Solids | EU | Energy demand | 0 | FEC
LU | TYNDP2026 | NT | 2030 | TWh | 403 | Sub_sector | Buildings | Appliances | Buildings (appliances) | Energetic | buildings_appliances_final_demand_oil | Liquids | EU | Energy demand | 0 | FEC
LU | TYNDP2026 | NT | 2030 | TWh | 404 | Sub_sector | Buildings | Appliances | Buildings (appliances) | Energetic | buildings_appliances_final_demand_other | Others | EU | Energy demand | 0 | FEC
LU | TYNDP2026 | NT | 2030 | TWh | 405 | Sub_sector | Buildings | Appliances | Buildings (appliances) | Energetic | buildings_appliances_final_demand_ammonia | Ammonia | EU | Energy demand | 0 | FEC
LU | TYNDP2026 | NT | 2030 | TWh | 407 | Sub_sector | Buildings | Datacenters | Datacenters & ICT | Energetic | datacentres_final_demand_electricity_energetic | Electricity | EU | Energy demand | 1.0787 | FEC
LU | TYNDP2026 | NT | 2030 | TWh | 408 | Sub_sector | Buildings | Datacenters | Datacenters & ICT | Energetic | datacentres_final_demand_hydrogen_energetic | Hydrogen | EU | Energy demand | 0 | FEC
LU | TYNDP2026 | NT | 2030 | TWh | 409 | Sub_sector | Buildings | Datacenters | Datacenters & ICT | Energetic | datacentres_final_demand_methane_energetic | Methane | EU | Energy demand | 0 | FEC
LU | TYNDP2026 | NT | 2030 | TWh | 410 | Sub_sector | Buildings | Datacenters | Datacenters & ICT | Energetic | datacentres_final_demand_heat_energetic | Heat | EU | Energy demand | 0 | FEC
LU | TYNDP2026 | NT | 2030 | TWh | 411 | Sub_sector | Buildings | Datacenters | Datacenters & ICT | Energetic | datacentres_final_demand_biomass_energetic | Biomass | EU | Energy demand | 0 | FEC
LU | TYNDP2026 | NT | 2030 | TWh | 412 | Sub_sector | Buildings | Datacenters | Datacenters & ICT | Energetic | datacentres_final_demand_coal_energetic | Solids | EU | Energy demand | 0 | FEC
LU | TYNDP2026 | NT | 2030 | TWh | 413 | Sub_sector | Buildings | Datacenters | Datacenters & ICT | Energetic | datacentres_final_demand_oil_energetic | Liquids | EU | Energy demand | 0 | FEC
LU | TYNDP2026 | NT | 2030 | TWh | 414 | Sub_sector | Buildings | Datacenters | Datacenters & ICT | Energetic | datacentres_final_demand_other_energetic | Others | EU | Energy demand | 0 | FEC
LU | TYNDP2026 | NT | 2030 | TWh | 415 | Sub_sector | Buildings | Datacenters | Datacenters & ICT | Energetic | datacentres_final_demand_ammonia_energetic | Ammonia | EU | Energy demand | 0 | FEC
LU | TYNDP2026 | NT | 2030 | TWh | 417 | Sub_sector | Transport | Others_Sector | Others_Sector | Energetic | other_final_demand_electricity_energetic | Electricity | EU | Energy demand | 0 | FEC
LU | TYNDP2026 | NT | 2030 | TWh | 418 | Sub_sector | Transport | Others_Sector | Others_Sector | Energetic | other_final_demand_hydrogen_energetic | Hydrogen | EU | Energy demand | 0 | FEC
LU | TYNDP2026 | NT | 2030 | TWh | 419 | Sub_sector | Transport | Pipeline Transport | Others_Sector | Energetic | other_final_demand_methane_energetic | Methane | EU | Energy demand | 0 | FEC
LU | TYNDP2026 | NT | 2030 | TWh | 420 | Sub_sector | Transport | Others_Sector | Others_Sector | Energetic | other_final_demand_heat_energetic | Heat | EU | Energy demand | 1.81e-05 | FEC
LU | TYNDP2026 | NT | 2030 | TWh | 421 | Sub_sector | Transport | Others_Sector | Others_Sector | Energetic | other_final_demand_biomass_energetic | Biomass | EU | Energy demand | 0 | FEC
LU | TYNDP2026 | NT | 2030 | TWh | 422 | Sub_sector | Transport | Others_Sector | Others_Sector | Energetic | other_final_demand_coal_energetic | Solids | EU | Energy demand | 0 | FEC
LU | TYNDP2026 | NT | 2030 | TWh | 423 | Sub_sector | Transport | Others_Sector | Others_Sector | Energetic | other_final_demand_oil_energetic | Liquids | EU | Energy demand | 0 | FEC
LU | TYNDP2026 | NT | 2030 | TWh | 424 | Sub_sector | Others_Sector | Others_Sector | Others_Sector | Non-energetic | other_final_demand_oil_non_energetic | Liquids | EU | Energy demand | 0.08882 | not_included_in_FEC
LU | TYNDP2026 | NT | 2030 | TWh | 425 | Sub_sector | Transport | Others_Sector | Others_Sector | Energetic | other_final_demand_other_energetic | Others | EU | Energy demand | 0 | FEC
LU | TYNDP2026 | NT | 2030 | TWh | 426 | Sub_sector | Transport | Others_Sector | Others_Sector | Energetic | other_final_demand_ammonia_energetic | Ammonia | EU | Energy demand | 0 | FEC
LU | TYNDP2026 | NT | 2030 | TWh | 427 | Sub_sector | Industry | Surplus_Heat_in_Industry | Surplus_Heat_in_Industry | Energetic | final_demand_of_industry_unused_local_production_steam_hot_water | Heat | EU | Energy demand | 0 | FEC
LU | TYNDP2026 | NT | 2030 | TWh | 429 | Sub_sector | Agriculture | Total | Agriculture | Energetic | agriculture_final_demand_electricity_energetic | Electricity | EU | Energy demand | 0.0104 | FEC
LU | TYNDP2026 | NT | 2030 | TWh | 430 | Sub_sector | Agriculture | Total | Agriculture | Energetic | agriculture_final_demand_hydrogen_energetic | Hydrogen | EU | Energy demand | 0 | FEC
LU | TYNDP2026 | NT | 2030 | TWh | 431 | Sub_sector | Agriculture | Total | Agriculture | Energetic | agriculture_final_demand_methane_energetic | Methane | EU | Energy demand | 0.014588 | FEC
LU | TYNDP2026 | NT | 2030 | TWh | 432 | Sub_sector | Agriculture | Total | Agriculture | Energetic | agriculture_final_demand_heat_energetic | Heat | EU | Energy demand | 0 | FEC
LU | TYNDP2026 | NT | 2030 | TWh | 433 | Sub_sector | Agriculture | Total | Agriculture | Energetic | agriculture_final_demand_biomass_energetic | Biomass | EU | Energy demand | 0.00082597 | FEC
LU | TYNDP2026 | NT | 2030 | TWh | 434 | Sub_sector | Agriculture | Total | Agriculture | Energetic | agriculture_final_demand_coal_energetic | Solids | EU | Energy demand | 0 | FEC
LU | TYNDP2026 | NT | 2030 | TWh | 435 | Sub_sector | Agriculture | Total | Agriculture | Energetic | agriculture_final_demand_oil_energetic | Liquids | EU | Energy demand | 0.051606 | FEC
LU | TYNDP2026 | NT | 2030 | TWh | 436 | Sub_sector | Agriculture | Total | Agriculture | Energetic | agriculture_final_demand_other_energetic | Others | EU | Energy demand | 0 | FEC
LU | TYNDP2026 | NT | 2030 | TWh | 437 | Sub_sector | Agriculture | Total | Agriculture | Energetic | agriculture_final_demand_ammonia_energetic | Ammonia | EU | Energy demand | 0 | FEC
LU | TYNDP2026 | NT | 2030 | TWh | 447 | Sub_sector | Buildings | Surplus Energy | Buildings | Energetic | GAP | Electricity | EU | Energy demand | 0 | FEC
LU | TYNDP2026 | NT | 2030 | TWh | 448 | Sub_sector | Buildings | Surplus Energy | Buildings | Energetic | GAP | Hydrogen | EU | Energy demand | 0 | FEC
LU | TYNDP2026 | NT | 2030 | TWh | 449 | Sub_sector | Buildings | Surplus Energy | Buildings | Energetic | GAP | Methane | EU | Energy demand | 0.0025921 | FEC
LU | TYNDP2026 | NT | 2030 | TWh | 450 | Sub_sector | Buildings | Surplus Energy | Buildings | Energetic | GAP | Heat | EU | Energy demand | 0 | FEC
LU | TYNDP2026 | NT | 2030 | TWh | 451 | Sub_sector | Buildings | Surplus Energy | Buildings | Energetic | GAP | Biomass | EU | Energy demand | 7.53e-06 | FEC
LU | TYNDP2026 | NT | 2030 | TWh | 452 | Sub_sector | Buildings | Surplus Energy | Buildings | Energetic | GAP | Solids | EU | Energy demand | 0 | FEC
LU | TYNDP2026 | NT | 2030 | TWh | 453 | Sub_sector | Buildings | Surplus Energy | Buildings | Energetic | GAP | Liquids | EU | Energy demand | 0.11973 | FEC
LU | TYNDP2026 | NT | 2030 | TWh | 454 | Sub_sector | Buildings | Surplus Energy | Buildings | Energetic | GAP | Others | EU | Energy demand | 0 | FEC
LU | TYNDP2026 | NT | 2030 | TWh | 455 | Sub_sector | Buildings | Surplus Energy | Buildings | Energetic | GAP | Ammonia | EU | Energy demand | 0 | FEC
LU | TYNDP2026 | NT | 2030 | TWh | 456 | Sub_sector | Households | Surplus Energy | Households | Energetic | GAP | Electricity | EU | Energy demand | 0 | FEC
LU | TYNDP2026 | NT | 2030 | TWh | 457 | Sub_sector | Households | Surplus Energy | Households | Energetic | GAP | Hydrogen | EU | Energy demand | 0 | FEC
LU | TYNDP2026 | NT | 2030 | TWh | 458 | Sub_sector | Households | Surplus Energy | Households | Energetic | GAP | Methane | EU | Energy demand | 0.025386 | FEC
LU | TYNDP2026 | NT | 2030 | TWh | 459 | Sub_sector | Households | Surplus Energy | Households | Energetic | GAP | Heat | EU | Energy demand | 0 | FEC
LU | TYNDP2026 | NT | 2030 | TWh | 460 | Sub_sector | Households | Surplus Energy | Households | Energetic | GAP | Biomass | EU | Energy demand | 0 | FEC
LU | TYNDP2026 | NT | 2030 | TWh | 461 | Sub_sector | Households | Surplus Energy | Households | Energetic | GAP | Solids | EU | Energy demand | 0 | FEC
LU | TYNDP2026 | NT | 2030 | TWh | 462 | Sub_sector | Households | Surplus Energy | Households | Energetic | GAP | Liquids | EU | Energy demand | 0 | FEC
LU | TYNDP2026 | NT | 2030 | TWh | 463 | Sub_sector | Households | Surplus Energy | Households | Energetic | GAP | Others | EU | Energy demand | 0 | FEC
LU | TYNDP2026 | NT | 2030 | TWh | 464 | Sub_sector | Households | Surplus Energy | Households | Energetic | GAP | Ammonia | EU | Energy demand | 0 | FEC
LU | TYNDP2026 | NT | 2035 | TWh | 102 | Sub_sector | Industry | Aluminium | Industry (aluminium) | Energetic | industry_aluminium_demand_electricity_energetic | Electricity | EU | Energy demand | 0 | FEC
LU | TYNDP2026 | NT | 2035 | TWh | 103 | Sub_sector | Industry | Aluminium | Industry (aluminium) | Energetic | industry_aluminium_demand_hydrogen_energetic | Hydrogen | EU | Energy demand | 0 | FEC
LU | TYNDP2026 | NT | 2035 | TWh | 104 | Sub_sector | Industry | Aluminium | Industry (aluminium) | Energetic | industry_aluminium_demand_methane_energetic | Methane | EU | Energy demand | 0 | FEC
LU | TYNDP2026 | NT | 2035 | TWh | 105 | Sub_sector | Industry | Aluminium | Industry (aluminium) | Energetic | industry_aluminium_demand_heat_energetic | Heat | EU | Energy demand | 0 | FEC
LU | TYNDP2026 | NT | 2035 | TWh | 106 | Sub_sector | Industry | Aluminium | Industry (aluminium) | Energetic | industry_aluminium_demand_biomass_energetic | Biomass | EU | Energy demand | 0 | FEC
LU | TYNDP2026 | NT | 2035 | TWh | 107 | Sub_sector | Industry | Aluminium | Industry (aluminium) | Energetic | industry_aluminium_demand_coal_energetic | Solids | EU | Energy demand | 0 | FEC
LU | TYNDP2026 | NT | 2035 | TWh | 108 | Sub_sector | Industry | Aluminium | Industry (aluminium) | Energetic | industry_aluminium_demand_oil_energetic | Liquids | EU | Energy demand | 0 | FEC
LU | TYNDP2026 | NT | 2035 | TWh | 109 | Sub_sector | Industry | Aluminium | Industry (aluminium) | Energetic | industry_aluminium_demand_others_energetic | Others | EU | Energy demand | 0 | FEC
LU | TYNDP2026 | NT | 2035 | TWh | 110 | Sub_sector | Industry | Aluminium | Industry (aluminium) | Energetic | industry_ammonia_demand_others_energetic | Ammonia | EU | Energy demand | 0 | FEC
LU | TYNDP2026 | NT | 2035 | TWh | 112 | Sub_sector | Industry | Chemicals | Industry (chemicals, energetic) | Energetic | industry_chemical_demand_electricity_energetic | Electricity | EU | Energy demand | 0 | FEC
LU | TYNDP2026 | NT | 2035 | TWh | 113 | Sub_sector | Industry | Chemicals | Industry (chemicals, energetic) | Energetic | industry_chemical_demand_hydrogen_energetic | Hydrogen | EU | Energy demand | 0 | FEC
LU | TYNDP2026 | NT | 2035 | TWh | 114 | Sub_sector | Industry | Chemicals | Industry (chemicals, energetic) | Energetic | industry_chemical_demand_methane_energetic | Methane | EU | Energy demand | 0 | FEC
LU | TYNDP2026 | NT | 2035 | TWh | 115 | Sub_sector | Industry | Chemicals | Industry (chemicals, energetic) | Energetic | industry_chemical_demand_heat_energetic | Heat | EU | Energy demand | 0 | FEC
LU | TYNDP2026 | NT | 2035 | TWh | 116 | Sub_sector | Industry | Chemicals | Industry (chemicals, energetic) | Energetic | industry_chemical_demand_biomass_energetic | Biomass | EU | Energy demand | 0 | FEC
LU | TYNDP2026 | NT | 2035 | TWh | 117 | Sub_sector | Industry | Chemicals | Industry (chemicals, energetic) | Energetic | industry_chemical_demand_coal_energetic | Solids | EU | Energy demand | 0 | FEC
LU | TYNDP2026 | NT | 2035 | TWh | 118 | Sub_sector | Industry | Chemicals | Industry (chemicals, energetic) | Energetic | industry_chemical_demand_oil_energetic | Liquids | EU | Energy demand | 0 | FEC
LU | TYNDP2026 | NT | 2035 | TWh | 119 | Sub_sector | Industry | Chemicals | Industry (chemicals, energetic) | Energetic | industry_chemical_demand_others_energetic | Others | EU | Energy demand | 0 | FEC
LU | TYNDP2026 | NT | 2035 | TWh | 120 | Sub_sector | Industry | Chemicals | Industry (chemicals, energetic) | Energetic | industry_chemical_demand_ammonia_energetic | Ammonia | EU | Energy demand | 0 | FEC
LU | TYNDP2026 | NT | 2035 | TWh | 122 | Sub_sector | Industry | Chemicals | Industry (chemicals, non-energetic) | Non-energetic | industry_chemical_demand_electricity_non_energetic | Electricity | EU | Energy demand | 0 | not_included_in_FEC
LU | TYNDP2026 | NT | 2035 | TWh | 123 | Sub_sector | Industry | Chemicals | Industry (chemicals, non-energetic) | Non-energetic | industry_chemical_demand_hydrogen_non_energetic | Hydrogen | EU | Energy demand | 0 | not_included_in_FEC
LU | TYNDP2026 | NT | 2035 | TWh | 124 | Sub_sector | Industry | Chemicals | Industry (chemicals, non-energetic) | Non-energetic | industry_chemical_demand_methane_non_energetic | Methane | EU | Energy demand | 0 | not_included_in_FEC
LU | TYNDP2026 | NT | 2035 | TWh | 125 | Sub_sector | Industry | Chemicals | Industry (chemicals, non-energetic) | Non-energetic | industry_chemical_demand_heat_non_energetic | Heat | EU | Energy demand | 0 | not_included_in_FEC
LU | TYNDP2026 | NT | 2035 | TWh | 126 | Sub_sector | Industry | Chemicals | Industry (chemicals, non-energetic) | Non-energetic | industry_chemical_demand_biomass_non_energetic | Biomass | EU | Energy demand | 0 | not_included_in_FEC
LU | TYNDP2026 | NT | 2035 | TWh | 127 | Sub_sector | Industry | Chemicals | Industry (chemicals, non-energetic) | Non-energetic | industry_chemical_demand_coal_non_energetic | Solids | EU | Energy demand | 0 | not_included_in_FEC
LU | TYNDP2026 | NT | 2035 | TWh | 128 | Sub_sector | Industry | Chemicals | Industry (chemicals, non-energetic) | Non-energetic | industry_chemical_demand_oil_non_energetic | Liquids | EU | Energy demand | 0 | not_included_in_FEC
LU | TYNDP2026 | NT | 2035 | TWh | 129 | Sub_sector | Industry | Chemicals | Industry (chemicals, non-energetic) | Non-energetic | industry_chemical_demand_others_non_energetic | Others | EU | Energy demand | 0 | not_included_in_FEC
LU | TYNDP2026 | NT | 2035 | TWh | 130 | Sub_sector | Industry | Chemicals | Industry (chemicals, non-energetic) | Non-energetic | industry_chemical_demand_ammonia_non_energetic | Ammonia | EU | Energy demand | 0 | not_included_in_FEC
LU | TYNDP2026 | NT | 2035 | TWh | 132 | Sub_sector | Industry | Fertilizers | Industry (fertilizers, energetic) | Energetic | industry_fertilizers_demand_electricity_energetic | Electricity | EU | Energy demand | 0 | FEC
LU | TYNDP2026 | NT | 2035 | TWh | 133 | Sub_sector | Industry | Fertilizers | Industry (fertilizers, energetic) | Energetic | industry_fertilizers_demand_hydrogen_energetic | Hydrogen | EU | Energy demand | 0 | FEC
LU | TYNDP2026 | NT | 2035 | TWh | 134 | Sub_sector | Industry | Fertilizers | Industry (fertilizers, energetic) | Energetic | industry_fertilizers_demand_methane_energetic | Methane | EU | Energy demand | 0 | FEC
LU | TYNDP2026 | NT | 2035 | TWh | 135 | Sub_sector | Industry | Fertilizers | Industry (fertilizers, energetic) | Energetic | industry_fertilizers_demand_heat_energetic | Heat | EU | Energy demand | 0 | FEC
LU | TYNDP2026 | NT | 2035 | TWh | 136 | Sub_sector | Industry | Fertilizers | Industry (fertilizers, energetic) | Energetic | industry_fertilizers_demand_biomass_energetic | Biomass | EU | Energy demand | 0 | FEC
LU | TYNDP2026 | NT | 2035 | TWh | 137 | Sub_sector | Industry | Fertilizers | Industry (fertilizers, energetic) | Energetic | industry_fertilizers_demand_coal_energetic | Solids | EU | Energy demand | 0 | FEC
LU | TYNDP2026 | NT | 2035 | TWh | 138 | Sub_sector | Industry | Fertilizers | Industry (fertilizers, energetic) | Energetic | industry_fertilizers_demand_oil_energetic | Liquids | EU | Energy demand | 0 | FEC
LU | TYNDP2026 | NT | 2035 | TWh | 139 | Sub_sector | Industry | Fertilizers | Industry (fertilizers, energetic) | Energetic | industry_fertilizers_demand_others_energetic | Others | EU | Energy demand | 0 | FEC
LU | TYNDP2026 | NT | 2035 | TWh | 140 | Sub_sector | Industry | Fertilizers | Industry (fertilizers, energetic) | Energetic | industry_fertilizers_demand_ammonia_energetic | Ammonia | EU | Energy demand | 0 | FEC
LU | TYNDP2026 | NT | 2035 | TWh | 142 | Sub_sector | Industry | Fertilizers | Industry (fertilizers, non-energetic) | Non-energetic | industry_fertilizers_demand_electricity_non_energetic | Electricity | EU | Energy demand | 0 | not_included_in_FEC
LU | TYNDP2026 | NT | 2035 | TWh | 143 | Sub_sector | Industry | Fertilizers | Industry (fertilizers, non-energetic) | Non-energetic | industry_fertilizers_demand_hydrogen_non_energetic | Hydrogen | EU | Energy demand | 0 | not_included_in_FEC
LU | TYNDP2026 | NT | 2035 | TWh | 144 | Sub_sector | Industry | Fertilizers | Industry (fertilizers, non-energetic) | Non-energetic | industry_fertilizers_demand_methane_non_energetic | Methane | EU | Energy demand | 0 | not_included_in_FEC
LU | TYNDP2026 | NT | 2035 | TWh | 145 | Sub_sector | Industry | Fertilizers | Industry (fertilizers, non-energetic) | Non-energetic | industry_fertilizers_demand_heat_non_energetic | Heat | EU | Energy demand | 0 | not_included_in_FEC
LU | TYNDP2026 | NT | 2035 | TWh | 146 | Sub_sector | Industry | Fertilizers | Industry (fertilizers, non-energetic) | Non-energetic | industry_fertilizers_demand_biomass_non_energetic | Biomass | EU | Energy demand | 0 | not_included_in_FEC
LU | TYNDP2026 | NT | 2035 | TWh | 147 | Sub_sector | Industry | Fertilizers | Industry (fertilizers, non-energetic) | Non-energetic | industry_fertilizers_demand_coal_non_energetic | Solids | EU | Energy demand | 0 | not_included_in_FEC
LU | TYNDP2026 | NT | 2035 | TWh | 148 | Sub_sector | Industry | Fertilizers | Industry (fertilizers, non-energetic) | Non-energetic | industry_fertilizers_demand_oil_non_energetic | Liquids | EU | Energy demand | 0 | not_included_in_FEC
LU | TYNDP2026 | NT | 2035 | TWh | 149 | Sub_sector | Industry | Fertilizers | Industry (fertilizers, non-energetic) | Non-energetic | industry_fertilizers_demand_others_non_energetic | Others | EU | Energy demand | 0 | not_included_in_FEC
LU | TYNDP2026 | NT | 2035 | TWh | 150 | Sub_sector | Industry | Fertilizers | Industry (fertilizers, non-energetic) | Non-energetic | industry_fertilizers_demand_ammonia_non_energetic | Ammonia | EU | Energy demand | 0 | not_included_in_FEC
LU | TYNDP2026 | NT | 2035 | TWh | 152 | Sub_sector | Industry | Food | Industry (food) | Energetic | industry_food_demand_electricity_energetic | Electricity | EU | Energy demand | 0 | FEC
LU | TYNDP2026 | NT | 2035 | TWh | 153 | Sub_sector | Industry | Food | Industry (food) | Energetic | industry_food_demand_hydrogen_energetic | Hydrogen | EU | Energy demand | 0 | FEC
LU | TYNDP2026 | NT | 2035 | TWh | 154 | Sub_sector | Industry | Food | Industry (food) | Energetic | industry_food_demand_methane_energetic | Methane | EU | Energy demand | 0 | FEC
LU | TYNDP2026 | NT | 2035 | TWh | 155 | Sub_sector | Industry | Food | Industry (food) | Energetic | industry_food_demand_heat_energetic | Heat | EU | Energy demand | 0 | FEC
LU | TYNDP2026 | NT | 2035 | TWh | 156 | Sub_sector | Industry | Food | Industry (food) | Energetic | industry_food_demand_biomass_energetic | Biomass | EU | Energy demand | 0 | FEC
LU | TYNDP2026 | NT | 2035 | TWh | 157 | Sub_sector | Industry | Food | Industry (food) | Energetic | industry_food_demand_coal_energetic | Solids | EU | Energy demand | 0 | FEC
LU | TYNDP2026 | NT | 2035 | TWh | 158 | Sub_sector | Industry | Food | Industry (food) | Energetic | industry_food_demand_oil_energetic | Liquids | EU | Energy demand | 0 | FEC
LU | TYNDP2026 | NT | 2035 | TWh | 159 | Sub_sector | Industry | Food | Industry (food) | Energetic | industry_food_demand_others_energetic | Others | EU | Energy demand | 0 | FEC
LU | TYNDP2026 | NT | 2035 | TWh | 160 | Sub_sector | Industry | Food | Industry (food) | Energetic | industry_food_demand_ammonia_energetic | Ammonia | EU | Energy demand | 0 | FEC
LU | TYNDP2026 | NT | 2035 | TWh | 162 | Sub_sector | Industry | Metals | Industry (metal) | Energetic | industry_metal_demand_electricity_energetic | Electricity | EU | Energy demand | 0 | FEC
LU | TYNDP2026 | NT | 2035 | TWh | 163 | Sub_sector | Industry | Metals | Industry (metal) | Energetic | industry_metal_demand_hydrogen_energetic | Hydrogen | EU | Energy demand | 0 | FEC
LU | TYNDP2026 | NT | 2035 | TWh | 164 | Sub_sector | Industry | Metals | Industry (metal) | Energetic | industry_metal_demand_methane_energetic | Methane | EU | Energy demand | 0 | FEC
LU | TYNDP2026 | NT | 2035 | TWh | 165 | Sub_sector | Industry | Metals | Industry (metal) | Energetic | industry_metal_demand_heat_energetic | Heat | EU | Energy demand | 0 | FEC
LU | TYNDP2026 | NT | 2035 | TWh | 166 | Sub_sector | Industry | Metals | Industry (metal) | Energetic | industry_metal_demand_biomass_energetic | Biomass | EU | Energy demand | 0 | FEC
LU | TYNDP2026 | NT | 2035 | TWh | 167 | Sub_sector | Industry | Metals | Industry (metal) | Energetic | industry_metal_demand_coal_energetic | Solids | EU | Energy demand | 0 | FEC
LU | TYNDP2026 | NT | 2035 | TWh | 168 | Sub_sector | Industry | Metals | Industry (metal) | Energetic | industry_metal_demand_oil_energetic | Liquids | EU | Energy demand | 0 | FEC
LU | TYNDP2026 | NT | 2035 | TWh | 169 | Sub_sector | Industry | Metals | Industry (metal) | Energetic | industry_metal_demand_others_energetic | Others | EU | Energy demand | 0 | FEC
LU | TYNDP2026 | NT | 2035 | TWh | 170 | Sub_sector | Industry | Metals | Industry (metal) | Energetic | industry_metal_demand_ammonia_energetic | Ammonia | EU | Energy demand | 0 | FEC
LU | TYNDP2026 | NT | 2035 | TWh | 172 | Sub_sector | Industry | Others | Industry (other, energetic) | Energetic | industry_other_demand_electricity_energetic | Electricity | EU | Energy demand | 1.424 | FEC
LU | TYNDP2026 | NT | 2035 | TWh | 173 | Sub_sector | Industry | Others | Industry (other, energetic) | Energetic | industry_other_demand_hydrogen_energetic | Hydrogen | EU | Energy demand | 0.80101 | FEC
LU | TYNDP2026 | NT | 2035 | TWh | 174 | Sub_sector | Industry | Others | Industry (other, energetic) | Energetic | industry_other_demand_methane_energetic | Methane | EU | Energy demand | 0 | FEC
LU | TYNDP2026 | NT | 2035 | TWh | 175 | Sub_sector | Industry | Others | Industry (other, energetic) | Energetic | industry_other_demand_heat_energetic | Heat | EU | Energy demand | 0 | FEC
LU | TYNDP2026 | NT | 2035 | TWh | 176 | Sub_sector | Industry | Others | Industry (other, energetic) | Energetic | industry_other_demand_biomass_energetic | Biomass | EU | Energy demand | 0 | FEC
LU | TYNDP2026 | NT | 2035 | TWh | 177 | Sub_sector | Industry | Others | Industry (other, energetic) | Energetic | industry_other_demand_coal_energetic | Solids | EU | Energy demand | 2.225 | FEC
LU | TYNDP2026 | NT | 2035 | TWh | 178 | Sub_sector | Industry | Others | Industry (other, energetic) | Energetic | industry_other_demand_oil_energetic | Liquids | EU | Energy demand | 0 | FEC
LU | TYNDP2026 | NT | 2035 | TWh | 179 | Sub_sector | Industry | Others | Industry (other, energetic) | Energetic | industry_other_demand_others_energetic | Others | EU | Energy demand | 0 | FEC
LU | TYNDP2026 | NT | 2035 | TWh | 180 | Sub_sector | Industry | Others | Industry (other, energetic) | Energetic | industry_other_demand_ammonia_energetic | Ammonia | EU | Energy demand | 0 | FEC
LU | TYNDP2026 | NT | 2035 | TWh | 182 | Sub_sector | Industry | Others | Industry (other, non-energetic) | Non-energetic | industry_other_demand_electricity_non_energetic | Electricity | EU | Energy demand | 0 | not_included_in_FEC
LU | TYNDP2026 | NT | 2035 | TWh | 183 | Sub_sector | Industry | Others | Industry (other, non-energetic) | Non-energetic | industry_other_demand_hydrogen_non_energetic | Hydrogen | EU | Energy demand | 0.83068 | not_included_in_FEC
LU | TYNDP2026 | NT | 2035 | TWh | 184 | Sub_sector | Industry | Others | Industry (other, non-energetic) | Non-energetic | industry_other_demand_methane_non_energetic | Methane | EU | Energy demand | 0 | not_included_in_FEC
LU | TYNDP2026 | NT | 2035 | TWh | 185 | Sub_sector | Industry | Others | Industry (other, non-energetic) | Non-energetic | industry_other_demand_heat_non_energetic | Heat | EU | Energy demand | 0 | not_included_in_FEC
LU | TYNDP2026 | NT | 2035 | TWh | 186 | Sub_sector | Industry | Others | Industry (other, non-energetic) | Non-energetic | industry_other_demand_biomass_non_energetic | Biomass | EU | Energy demand | 0 | not_included_in_FEC
LU | TYNDP2026 | NT | 2035 | TWh | 187 | Sub_sector | Industry | Others | Industry (other, non-energetic) | Non-energetic | industry_other_demand_coal_non_energetic | Solids | EU | Energy demand | 0 | not_included_in_FEC
LU | TYNDP2026 | NT | 2035 | TWh | 188 | Sub_sector | Industry | Others | Industry (other, non-energetic) | Non-energetic | industry_other_demand_oil_non_energetic | Liquids | EU | Energy demand | 1.6621 | not_included_in_FEC
LU | TYNDP2026 | NT | 2035 | TWh | 189 | Sub_sector | Industry | Others | Industry (other, non-energetic) | Non-energetic | industry_other_demand_others_non_energetic | Others | EU | Energy demand | 0 | not_included_in_FEC
LU | TYNDP2026 | NT | 2035 | TWh | 190 | Sub_sector | Industry | Others | Industry (other, non-energetic) | Non-energetic | industry_other_demand_ammonia_non_energetic | Ammonia | EU | Energy demand | 0 | not_included_in_FEC
LU | TYNDP2026 | NT | 2035 | TWh | 192 | Sub_sector | Industry | Paper | Industry (paper) | Energetic | industry_paper_demand_electricity_energetic | Electricity | EU | Energy demand | 0 | FEC
LU | TYNDP2026 | NT | 2035 | TWh | 193 | Sub_sector | Industry | Paper | Industry (paper) | Energetic | industry_paper_demand_hydrogen_energetic | Hydrogen | EU | Energy demand | 0 | FEC
LU | TYNDP2026 | NT | 2035 | TWh | 194 | Sub_sector | Industry | Paper | Industry (paper) | Energetic | industry_paper_demand_methane_energetic | Methane | EU | Energy demand | 0 | FEC
LU | TYNDP2026 | NT | 2035 | TWh | 195 | Sub_sector | Industry | Paper | Industry (paper) | Energetic | industry_paper_demand_heat_energetic | Heat | EU | Energy demand | 0 | FEC
LU | TYNDP2026 | NT | 2035 | TWh | 196 | Sub_sector | Industry | Paper | Industry (paper) | Energetic | industry_paper_demand_biomass_energetic | Biomass | EU | Energy demand | 0 | FEC
LU | TYNDP2026 | NT | 2035 | TWh | 197 | Sub_sector | Industry | Paper | Industry (paper) | Energetic | industry_paper_demand_coal_energetic | Solids | EU | Energy demand | 0 | FEC
LU | TYNDP2026 | NT | 2035 | TWh | 198 | Sub_sector | Industry | Paper | Industry (paper) | Energetic | industry_paper_demand_oil_energetic | Liquids | EU | Energy demand | 0 | FEC
LU | TYNDP2026 | NT | 2035 | TWh | 199 | Sub_sector | Industry | Paper | Industry (paper) | Energetic | industry_paper_demand_others_energetic | Others | EU | Energy demand | 0 | FEC
LU | TYNDP2026 | NT | 2035 | TWh | 200 | Sub_sector | Industry | Paper | Industry (paper) | Energetic | industry_paper_demand_ammonia_energetic | Ammonia | EU | Energy demand | 0 | FEC
LU | TYNDP2026 | NT | 2035 | TWh | 202 | Sub_sector | Industry | Refineries | Industry (refineries, energetic) | Energetic | industry_refinery_demand_electricity_energetic | Electricity | EU | Energy demand | 0 | not_included_in_FEC
LU | TYNDP2026 | NT | 2035 | TWh | 203 | Sub_sector | Industry | Refineries | Industry (refineries, energetic) | Energetic | industry_refinery_demand_hydrogen_energetic | Hydrogen | EU | Energy demand | 0 | not_included_in_FEC
LU | TYNDP2026 | NT | 2035 | TWh | 204 | Sub_sector | Industry | Refineries | Industry (refineries, energetic) | Energetic | industry_refinery_demand_methane_energetic | Methane | EU | Energy demand | 0 | not_included_in_FEC
LU | TYNDP2026 | NT | 2035 | TWh | 205 | Sub_sector | Industry | Refineries | Industry (refineries, energetic) | Energetic | industry_refinery_demand_heat_energetic | Heat | EU | Energy demand | 0 | not_included_in_FEC
LU | TYNDP2026 | NT | 2035 | TWh | 206 | Sub_sector | Industry | Refineries | Industry (refineries, energetic) | Energetic | industry_refinery_demand_biomass_energetic | Biomass | EU | Energy demand | 0 | not_included_in_FEC
LU | TYNDP2026 | NT | 2035 | TWh | 207 | Sub_sector | Industry | Refineries | Industry (refineries, energetic) | Energetic | industry_refinery_demand_coal_energetic | Solids | EU | Energy demand | 0 | not_included_in_FEC
LU | TYNDP2026 | NT | 2035 | TWh | 208 | Sub_sector | Industry | Refineries | Industry (refineries, energetic) | Energetic | industry_refinery_demand_oil_energetic | Liquids | EU | Energy demand | 0 | not_included_in_FEC
LU | TYNDP2026 | NT | 2035 | TWh | 209 | Sub_sector | Industry | Refineries | Industry (refineries, energetic) | Energetic | industry_refinery_demand_others_energetic | Others | EU | Energy demand | 0 | not_included_in_FEC
LU | TYNDP2026 | NT | 2035 | TWh | 210 | Sub_sector | Industry | Refineries | Industry (refineries, energetic) | Energetic | industry_refinery_demand_ammonia_energetic | Ammonia | EU | Energy demand | 0 | not_included_in_FEC
LU | TYNDP2026 | NT | 2035 | TWh | 212 | Sub_sector | Industry | Refineries | Industry (refineries, non-energetic) | Non-energetic | industry_refinery_demand_electricity_non_energetic | Electricity | EU | Energy demand | 0 | not_included_in_FEC
LU | TYNDP2026 | NT | 2035 | TWh | 213 | Sub_sector | Industry | Refineries | Industry (refineries, non-energetic) | Non-energetic | industry_refinery_demand_hydrogen_non_energetic | Hydrogen | EU | Energy demand | 0 | not_included_in_FEC
LU | TYNDP2026 | NT | 2035 | TWh | 214 | Sub_sector | Industry | Refineries | Industry (refineries, non-energetic) | Non-energetic | industry_refinery_demand_methane_non_energetic | Methane | EU | Energy demand | 0 | not_included_in_FEC
LU | TYNDP2026 | NT | 2035 | TWh | 215 | Sub_sector | Industry | Refineries | Industry (refineries, non-energetic) | Non-energetic | industry_refinery_demand_heat_non_energetic | Heat | EU | Energy demand | 0 | not_included_in_FEC
LU | TYNDP2026 | NT | 2035 | TWh | 216 | Sub_sector | Industry | Refineries | Industry (refineries, non-energetic) | Non-energetic | industry_refinery_demand_biomass_non_energetic | Biomass | EU | Energy demand | 0 | not_included_in_FEC
LU | TYNDP2026 | NT | 2035 | TWh | 217 | Sub_sector | Industry | Refineries | Industry (refineries, non-energetic) | Non-energetic | industry_refinery_demand_coal_non_energetic | Solids | EU | Energy demand | 0 | not_included_in_FEC
LU | TYNDP2026 | NT | 2035 | TWh | 218 | Sub_sector | Industry | Refineries | Industry (refineries, non-energetic) | Non-energetic | industry_refinery_demand_oil_non_energetic | Liquids | EU | Energy demand | 0 | not_included_in_FEC
LU | TYNDP2026 | NT | 2035 | TWh | 219 | Sub_sector | Industry | Refineries | Industry (refineries, non-energetic) | Non-energetic | industry_refinery_demand_others_non_energetic | Others | EU | Energy demand | 0 | not_included_in_FEC
LU | TYNDP2026 | NT | 2035 | TWh | 220 | Sub_sector | Industry | Refineries | Industry (refineries, non-energetic) | Non-energetic | industry_refinery_demand_ammonia_non_energetic | Ammonia | EU | Energy demand | 0 | not_included_in_FEC
LU | TYNDP2026 | NT | 2035 | TWh | 222 | Sub_sector | Industry | Steel | Industry (steel) | Energetic | industry_steel_demand_electricity_energetic | Electricity | EU | Energy demand | 0 | FEC
LU | TYNDP2026 | NT | 2035 | TWh | 223 | Sub_sector | Industry | Steel | Industry (steel) | Energetic | industry_steel_demand_hydrogen_energetic | Hydrogen | EU | Energy demand | 0 | FEC
LU | TYNDP2026 | NT | 2035 | TWh | 224 | Sub_sector | Industry | Steel | Industry (steel) | Energetic | industry_steel_demand_methane_energetic | Methane | EU | Energy demand | 0 | FEC
LU | TYNDP2026 | NT | 2035 | TWh | 225 | Sub_sector | Industry | Steel | Industry (steel) | Energetic | industry_steel_demand_heat_energetic | Heat | EU | Energy demand | 0 | FEC
LU | TYNDP2026 | NT | 2035 | TWh | 226 | Sub_sector | Industry | Steel | Industry (steel) | Energetic | industry_steel_demand_biomass_energetic | Biomass | EU | Energy demand | 0 | FEC
LU | TYNDP2026 | NT | 2035 | TWh | 227 | Sub_sector | Industry | Steel | Industry (steel) | Energetic | industry_steel_demand_coal_energetic | Solids | EU | Energy demand | 0 | FEC
LU | TYNDP2026 | NT | 2035 | TWh | 228 | Sub_sector | Industry | Steel | Industry (steel) | Energetic | industry_steel_demand_oil_energetic | Liquids | EU | Energy demand | 0 | FEC
LU | TYNDP2026 | NT | 2035 | TWh | 229 | Sub_sector | Industry | Steel | Industry (steel) | Energetic | industry_steel_demand_others_energetic | Others | EU | Energy demand | 0 | FEC
LU | TYNDP2026 | NT | 2035 | TWh | 230 | Sub_sector | Industry | Steel | Industry (steel) | Energetic | industry_steel_demand_ammonia_energetic | Ammonia | EU | Energy demand | 0 | FEC
LU | TYNDP2026 | NT | 2035 | TWh | 232 | Sub_sector | Transport | Cars | Transport (cars) | Energetic | transport_cars_final_demand_electricity | Electricity | EU | Energy demand | 0.16594 | FEC
LU | TYNDP2026 | NT | 2035 | TWh | 233 | Sub_sector | Transport | Cars | Transport (cars) | Energetic | transport_cars_final_demand_hydrogen | Hydrogen | EU | Energy demand | 0.18014 | FEC
LU | TYNDP2026 | NT | 2035 | TWh | 234 | Sub_sector | Transport | Cars | Transport (cars) | Energetic | transport_cars_final_demand_methane | Methane | EU | Energy demand | 0 | FEC
LU | TYNDP2026 | NT | 2035 | TWh | 235 | Sub_sector | Transport | Cars | Transport (cars) | Energetic | transport_cars_final_demand_heat | Heat | EU | Energy demand | 0 | FEC
LU | TYNDP2026 | NT | 2035 | TWh | 236 | Sub_sector | Transport | Cars | Transport (cars) | Energetic | transport_cars_final_demand_biomass | Biomass | EU | Energy demand | 0 | FEC
LU | TYNDP2026 | NT | 2035 | TWh | 237 | Sub_sector | Transport | Cars | Transport (cars) | Energetic | transport_cars_final_demand_coal | Solids | EU | Energy demand | 0 | FEC
LU | TYNDP2026 | NT | 2035 | TWh | 238 | Sub_sector | Transport | Cars | Transport (cars) | Energetic | transport_cars_final_demand_oil | Liquids | EU | Energy demand | 9.2125 | FEC
LU | TYNDP2026 | NT | 2035 | TWh | 239 | Sub_sector | Transport | Cars | Transport (cars) | Energetic | transport_cars_final_demand_other | Others | EU | Energy demand | 0 | FEC
LU | TYNDP2026 | NT | 2035 | TWh | 240 | Sub_sector | Transport | Cars | Transport (cars) | Energetic | transport_cars_final_demand_ammonia | Ammonia | EU | Energy demand | 0 | FEC
LU | TYNDP2026 | NT | 2035 | TWh | 242 | Sub_sector | Transport | Busses | Transport (busses) | Energetic | transport_busses_final_demand_electricity | Electricity | EU | Energy demand | 0 | FEC
LU | TYNDP2026 | NT | 2035 | TWh | 243 | Sub_sector | Transport | Busses | Transport (busses) | Energetic | transport_busses_final_demand_hydrogen | Hydrogen | EU | Energy demand | 0 | FEC
LU | TYNDP2026 | NT | 2035 | TWh | 244 | Sub_sector | Transport | Busses | Transport (busses) | Energetic | transport_busses_final_demand_methane | Methane | EU | Energy demand | 0 | FEC
LU | TYNDP2026 | NT | 2035 | TWh | 245 | Sub_sector | Transport | Busses | Transport (busses) | Energetic | transport_busses_final_demand_heat | Heat | EU | Energy demand | 0 | FEC
LU | TYNDP2026 | NT | 2035 | TWh | 246 | Sub_sector | Transport | Busses | Transport (busses) | Energetic | transport_busses_final_demand_biomass | Biomass | EU | Energy demand | 0 | FEC
LU | TYNDP2026 | NT | 2035 | TWh | 247 | Sub_sector | Transport | Busses | Transport (busses) | Energetic | transport_busses_final_demand_coal | Solids | EU | Energy demand | 0 | FEC
LU | TYNDP2026 | NT | 2035 | TWh | 248 | Sub_sector | Transport | Busses | Transport (busses) | Energetic | transport_busses_final_demand_oil | Liquids | EU | Energy demand | 0 | FEC
LU | TYNDP2026 | NT | 2035 | TWh | 249 | Sub_sector | Transport | Busses | Transport (busses) | Energetic | transport_busses_final_demand_other | Others | EU | Energy demand | 0 | FEC
LU | TYNDP2026 | NT | 2035 | TWh | 250 | Sub_sector | Transport | Busses | Transport (busses) | Energetic | transport_busses_final_demand_ammonia | Ammonia | EU | Energy demand | 0 | FEC
LU | TYNDP2026 | NT | 2035 | TWh | 252 | Sub_sector | Transport | Trucks | Transport (trucks) | Energetic | transport_trucks_final_demand_electricity | Electricity | EU | Energy demand | 0.98045 | FEC
LU | TYNDP2026 | NT | 2035 | TWh | 253 | Sub_sector | Transport | Trucks | Transport (trucks) | Energetic | transport_trucks_final_demand_hydrogen | Hydrogen | EU | Energy demand | 0.58055 | FEC
LU | TYNDP2026 | NT | 2035 | TWh | 254 | Sub_sector | Transport | Trucks | Transport (trucks) | Energetic | transport_trucks_final_demand_methane | Methane | EU | Energy demand | 0.27644 | FEC
LU | TYNDP2026 | NT | 2035 | TWh | 255 | Sub_sector | Transport | Trucks | Transport (trucks) | Energetic | transport_trucks_final_demand_heat | Heat | EU | Energy demand | 0 | FEC
LU | TYNDP2026 | NT | 2035 | TWh | 256 | Sub_sector | Transport | Trucks | Transport (trucks) | Energetic | transport_trucks_final_demand_biomass | Biomass | EU | Energy demand | 0 | FEC
LU | TYNDP2026 | NT | 2035 | TWh | 257 | Sub_sector | Transport | Trucks | Transport (trucks) | Energetic | transport_trucks_final_demand_coal | Solids | EU | Energy demand | 0 | FEC
LU | TYNDP2026 | NT | 2035 | TWh | 258 | Sub_sector | Transport | Trucks | Transport (trucks) | Energetic | transport_trucks_final_demand_oil | Liquids | EU | Energy demand | 5.0944 | FEC
LU | TYNDP2026 | NT | 2035 | TWh | 259 | Sub_sector | Transport | Trucks | Transport (trucks) | Energetic | transport_trucks_final_demand_other | Others | EU | Energy demand | 0 | FEC
LU | TYNDP2026 | NT | 2035 | TWh | 260 | Sub_sector | Transport | Trucks | Transport (trucks) | Energetic | transport_trucks_final_demand_ammonia | Ammonia | EU | Energy demand | 0 | FEC
LU | TYNDP2026 | NT | 2035 | TWh | 262 | Sub_sector | Transport | Vans | Transport (vans) | Energetic | transport_vans_final_demand_electricity | Electricity | EU | Energy demand | 0 | FEC
LU | TYNDP2026 | NT | 2035 | TWh | 263 | Sub_sector | Transport | Vans | Transport (vans) | Energetic | transport_vans_final_demand_hydrogen | Hydrogen | EU | Energy demand | 0 | FEC
LU | TYNDP2026 | NT | 2035 | TWh | 264 | Sub_sector | Transport | Vans | Transport (vans) | Energetic | transport_vans_final_demand_methane | Methane | EU | Energy demand | 0 | FEC
LU | TYNDP2026 | NT | 2035 | TWh | 265 | Sub_sector | Transport | Vans | Transport (vans) | Energetic | transport_vans_final_demand_heat | Heat | EU | Energy demand | 0 | FEC
LU | TYNDP2026 | NT | 2035 | TWh | 266 | Sub_sector | Transport | Vans | Transport (vans) | Energetic | transport_vans_final_demand_biomass | Biomass | EU | Energy demand | 0 | FEC
LU | TYNDP2026 | NT | 2035 | TWh | 267 | Sub_sector | Transport | Vans | Transport (vans) | Energetic | transport_vans_final_demand_coal | Solids | EU | Energy demand | 0 | FEC
LU | TYNDP2026 | NT | 2035 | TWh | 268 | Sub_sector | Transport | Vans | Transport (vans) | Energetic | transport_vans_final_demand_oil | Liquids | EU | Energy demand | 0 | FEC
LU | TYNDP2026 | NT | 2035 | TWh | 269 | Sub_sector | Transport | Vans | Transport (vans) | Energetic | transport_vans_final_demand_other | Others | EU | Energy demand | 0 | FEC
LU | TYNDP2026 | NT | 2035 | TWh | 270 | Sub_sector | Transport | Vans | Transport (vans) | Energetic | transport_vans_final_demand_ammonia | Ammonia | EU | Energy demand | 0 | FEC
LU | TYNDP2026 | NT | 2035 | TWh | 272 | Sub_sector | Transport | Freight trains | Transport (trains) | Energetic | transport_trains_final_demand_electricity | Electricity | EU | Energy demand | 0 | FEC
LU | TYNDP2026 | NT | 2035 | TWh | 273 | Sub_sector | Transport | Freight trains | Transport (trains) | Energetic | transport_trains_final_demand_hydrogen | Hydrogen | EU | Energy demand | 0 | FEC
LU | TYNDP2026 | NT | 2035 | TWh | 274 | Sub_sector | Transport | Freight trains | Transport (trains) | Energetic | transport_trains_final_demand_methane | Methane | EU | Energy demand | 0 | FEC
LU | TYNDP2026 | NT | 2035 | TWh | 275 | Sub_sector | Transport | Freight trains | Transport (trains) | Energetic | transport_trains_final_demand_heat | Heat | EU | Energy demand | 0 | FEC
LU | TYNDP2026 | NT | 2035 | TWh | 276 | Sub_sector | Transport | Freight trains | Transport (trains) | Energetic | transport_trains_final_demand_biomass | Biomass | EU | Energy demand | 0 | FEC
LU | TYNDP2026 | NT | 2035 | TWh | 277 | Sub_sector | Transport | Freight trains | Transport (trains) | Energetic | transport_trains_final_demand_coal | Solids | EU | Energy demand | 0 | FEC
LU | TYNDP2026 | NT | 2035 | TWh | 278 | Sub_sector | Transport | Freight trains | Transport (trains) | Energetic | transport_trains_final_demand_oil | Liquids | EU | Energy demand | 0 | FEC
LU | TYNDP2026 | NT | 2035 | TWh | 279 | Sub_sector | Transport | Freight trains | Transport (trains) | Energetic | transport_trains_final_demand_other | Others | EU | Energy demand | 0 | FEC
LU | TYNDP2026 | NT | 2035 | TWh | 280 | Sub_sector | Transport | Freight trains | Transport (trains) | Energetic | transport_trains_final_demand_ammonia | Ammonia | EU | Energy demand | 0 | FEC
LU | TYNDP2026 | NT | 2035 | TWh | 282 | Sub_sector | Transport | Ships | Transport (ships) | Energetic | transport_ships_final_demand_electricity | Electricity | EU | Energy demand | 0 | FEC
LU | TYNDP2026 | NT | 2035 | TWh | 283 | Sub_sector | Transport | Ships | Transport (ships) | Energetic | transport_ships_final_demand_hydrogen | Hydrogen | EU | Energy demand | 0 | FEC
LU | TYNDP2026 | NT | 2035 | TWh | 284 | Sub_sector | Transport | Ships | Transport (ships) | Energetic | transport_ships_final_demand_methane | Methane | EU | Energy demand | 0 | FEC
LU | TYNDP2026 | NT | 2035 | TWh | 285 | Sub_sector | Transport | Ships | Transport (ships) | Energetic | transport_ships_final_demand_heat | Heat | EU | Energy demand | 0 | FEC
LU | TYNDP2026 | NT | 2035 | TWh | 286 | Sub_sector | Transport | Ships | Transport (ships) | Energetic | transport_ships_final_demand_biomass | Biomass | EU | Energy demand | 0 | FEC
LU | TYNDP2026 | NT | 2035 | TWh | 287 | Sub_sector | Transport | Ships | Transport (ships) | Energetic | transport_ships_final_demand_coal | Solids | EU | Energy demand | 0 | FEC
LU | TYNDP2026 | NT | 2035 | TWh | 288 | Sub_sector | Transport | Ships | Transport (ships) | Energetic | transport_ships_final_demand_oil | Liquids | EU | Energy demand | 0 | FEC
LU | TYNDP2026 | NT | 2035 | TWh | 289 | Sub_sector | Transport | Ships | Transport (ships) | Energetic | transport_ships_final_demand_other | Others | EU | Energy demand | 0 | FEC
LU | TYNDP2026 | NT | 2035 | TWh | 290 | Sub_sector | Transport | Ships | Transport (ships) | Energetic | transport_ships_final_demand_ammonia | Ammonia | EU | Energy demand | 0 | FEC
LU | TYNDP2026 | NT | 2035 | TWh | 292 | Sub_sector | Transport | Planes | Transport (planes) | Energetic | transport_planes_final_demand_electricity | Electricity | EU | Energy demand | 0 | FEC
LU | TYNDP2026 | NT | 2035 | TWh | 293 | Sub_sector | Transport | Planes | Transport (planes) | Energetic | transport_planes_final_demand_hydrogen | Hydrogen | EU | Energy demand | 0 | FEC
LU | TYNDP2026 | NT | 2035 | TWh | 294 | Sub_sector | Transport | Planes | Transport (planes) | Energetic | transport_planes_final_demand_methane | Methane | EU | Energy demand | 0 | FEC
LU | TYNDP2026 | NT | 2035 | TWh | 295 | Sub_sector | Transport | Planes | Transport (planes) | Energetic | transport_planes_final_demand_heat | Heat | EU | Energy demand | 0 | FEC
LU | TYNDP2026 | NT | 2035 | TWh | 296 | Sub_sector | Transport | Planes | Transport (planes) | Energetic | transport_planes_final_demand_biomass | Biomass | EU | Energy demand | 0 | FEC
LU | TYNDP2026 | NT | 2035 | TWh | 297 | Sub_sector | Transport | Planes | Transport (planes) | Energetic | transport_planes_final_demand_coal | Solids | EU | Energy demand | 0 | FEC
LU | TYNDP2026 | NT | 2035 | TWh | 298 | Sub_sector | Transport | Planes | Transport (planes) | Energetic | transport_planes_final_demand_oil | Liquids | EU | Energy demand | 0 | FEC
LU | TYNDP2026 | NT | 2035 | TWh | 299 | Sub_sector | Transport | Planes | Transport (planes) | Energetic | transport_planes_final_demand_other | Others | EU | Energy demand | 0 | FEC
LU | TYNDP2026 | NT | 2035 | TWh | 300 | Sub_sector | Transport | Planes | Transport (planes) | Energetic | transport_planes_final_demand_ammonia | Ammonia | EU | Energy demand | 0 | FEC
LU | TYNDP2026 | NT | 2035 | TWh | 302 | Sub_sector | Transport | Others | Transport (others) | Energetic | transport_other_final_demand_electricity | Electricity | EU | Energy demand | 0 | FEC
LU | TYNDP2026 | NT | 2035 | TWh | 303 | Sub_sector | Transport | Others | Transport (others) | Energetic | transport_other_final_demand_hydrogen | Hydrogen | EU | Energy demand | 0 | FEC
LU | TYNDP2026 | NT | 2035 | TWh | 304 | Sub_sector | Transport | Others | Transport (others) | Energetic | transport_other_final_demand_methane | Methane | EU | Energy demand | 0 | FEC
LU | TYNDP2026 | NT | 2035 | TWh | 305 | Sub_sector | Transport | Others | Transport (others) | Energetic | transport_other_final_demand_heat | Heat | EU | Energy demand | 0 | FEC
LU | TYNDP2026 | NT | 2035 | TWh | 306 | Sub_sector | Transport | Others | Transport (others) | Energetic | transport_other_final_demand_biomass | Biomass | EU | Energy demand | 0 | FEC
LU | TYNDP2026 | NT | 2035 | TWh | 307 | Sub_sector | Transport | Others | Transport (others) | Energetic | transport_other_final_demand_coal | Solids | EU | Energy demand | 0 | FEC
LU | TYNDP2026 | NT | 2035 | TWh | 308 | Sub_sector | Transport | Others | Transport (others) | Energetic | transport_other_final_demand_oil | Liquids | EU | Energy demand | 0 | FEC
LU | TYNDP2026 | NT | 2035 | TWh | 309 | Sub_sector | Transport | Others | Transport (others) | Energetic | transport_other_final_demand_other | Others | EU | Energy demand | 0 | FEC
LU | TYNDP2026 | NT | 2035 | TWh | 310 | Sub_sector | Transport | Others | Transport (others) | Energetic | transport_other_final_demand_ammonia | Ammonia | EU | Energy demand | 0 | FEC
LU | TYNDP2026 | NT | 2035 | TWh | 312 | Sub_sector | International transport | International aviation | Transport (int. aviation) | Energetic | transport_int_aviation_final_demand_electricity | Electricity | EU | Energy demand | 0 | FEC
LU | TYNDP2026 | NT | 2035 | TWh | 313 | Sub_sector | International transport | International aviation | Transport (int. aviation) | Energetic | transport_int_aviation_final_demand_hydrogen | Hydrogen | EU | Energy demand | 0 | FEC
LU | TYNDP2026 | NT | 2035 | TWh | 314 | Sub_sector | International transport | International aviation | Transport (int. aviation) | Energetic | transport_int_aviation_final_demand_methane | Methane | EU | Energy demand | 0 | FEC
LU | TYNDP2026 | NT | 2035 | TWh | 315 | Sub_sector | International transport | International aviation | Transport (int. aviation) | Energetic | transport_int_aviation_final_demand_heat | Heat | EU | Energy demand | 0 | FEC
LU | TYNDP2026 | NT | 2035 | TWh | 316 | Sub_sector | International transport | International aviation | Transport (int. aviation) | Energetic | transport_int_aviation_final_demand_biofuels | Biomass | EU | Energy demand | 0 | FEC
LU | TYNDP2026 | NT | 2035 | TWh | 317 | Sub_sector | International transport | International aviation | Transport (int. aviation) | Energetic | transport_int_aviation_final_demand_coal | Solids | EU | Energy demand | 0 | FEC
LU | TYNDP2026 | NT | 2035 | TWh | 318 | Sub_sector | International transport | International aviation | Transport (int. aviation) | Energetic | transport_int_aviation_final_demand_oil | Liquids | EU | Energy demand | 0 | FEC
LU | TYNDP2026 | NT | 2035 | TWh | 319 | Sub_sector | International transport | International aviation | Transport (int. aviation) | Energetic | transport_int_aviation_final_demand_other | Others | EU | Energy demand | 0 | FEC
LU | TYNDP2026 | NT | 2035 | TWh | 320 | Sub_sector | International transport | International aviation | Transport (int. aviation) | Energetic | transport_int_aviation_final_demand_ammonia | Ammonia | EU | Energy demand | 0 | FEC
LU | TYNDP2026 | NT | 2035 | TWh | 322 | Sub_sector | International transport | International shipping | Transport (int. shipping) | Energetic | transport_int_shipping_final_demand_electricity | Electricity | EU | Energy demand | 0 | not_included_in_FEC
LU | TYNDP2026 | NT | 2035 | TWh | 323 | Sub_sector | International transport | International shipping | Transport (int. shipping) | Energetic | transport_int_shipping_final_demand_hydrogen | Hydrogen | EU | Energy demand | 0 | not_included_in_FEC
LU | TYNDP2026 | NT | 2035 | TWh | 324 | Sub_sector | International transport | International shipping | Transport (int. shipping) | Energetic | transport_int_shipping_final_demand_methane | Methane | EU | Energy demand | 0 | not_included_in_FEC
LU | TYNDP2026 | NT | 2035 | TWh | 325 | Sub_sector | International transport | International shipping | Transport (int. shipping) | Energetic | transport_int_shipping_final_demand_heat | Heat | EU | Energy demand | 0 | not_included_in_FEC
LU | TYNDP2026 | NT | 2035 | TWh | 326 | Sub_sector | International transport | International shipping | Transport (int. shipping) | Energetic | transport_int_shipping_final_demand_biofuels | Biomass | EU | Energy demand | 0 | not_included_in_FEC
LU | TYNDP2026 | NT | 2035 | TWh | 327 | Sub_sector | International transport | International shipping | Transport (int. shipping) | Energetic | transport_int_shipping_final_demand_coal | Solids | EU | Energy demand | 0 | not_included_in_FEC
LU | TYNDP2026 | NT | 2035 | TWh | 328 | Sub_sector | International transport | International shipping | Transport (int. shipping) | Energetic | transport_int_shipping_final_demand_oil | Liquids | EU | Energy demand | 0 | not_included_in_FEC
LU | TYNDP2026 | NT | 2035 | TWh | 329 | Sub_sector | International transport | International shipping | Transport (int. shipping) | Energetic | transport_int_shipping_final_demand_other | Others | EU | Energy demand | 0 | not_included_in_FEC
LU | TYNDP2026 | NT | 2035 | TWh | 330 | Sub_sector | International transport | International shipping | Transport (int. shipping) | Energetic | transport_int_shipping_final_demand_ammonia | Ammonia | EU | Energy demand | 0 | not_included_in_FEC
LU | TYNDP2026 | NT | 2035 | TWh | 332 | Sub_sector | Households | Space heating | Households (heating) | Energetic | households_heating_final_demand_electricity | Electricity | EU | Energy demand | 0.12465 | FEC
LU | TYNDP2026 | NT | 2035 | TWh | 333 | Sub_sector | Households | Space heating | Households (heating) | Energetic | households_heating_final_demand_hydrogen | Hydrogen | EU | Energy demand | 0.1407 | FEC
LU | TYNDP2026 | NT | 2035 | TWh | 334 | Sub_sector | Households | Space heating | Households (heating) | Energetic | households_heating_final_demand_methane | Methane | EU | Energy demand | 1.7077 | FEC
LU | TYNDP2026 | NT | 2035 | TWh | 335 | Sub_sector | Households | Space heating | Households (heating) | Energetic | households_heating_final_demand_heat | Heat | EU | Energy demand | 0.16442 | FEC
LU | TYNDP2026 | NT | 2035 | TWh | 336 | Sub_sector | Households | Space heating | Households (heating) | Energetic | households_heating_final_demand_biomass | Biomass | EU | Energy demand | 0.17893 | FEC
LU | TYNDP2026 | NT | 2035 | TWh | 337 | Sub_sector | Households | Space heating | Households (heating) | Energetic | households_heating_final_demand_coal | Solids | EU | Energy demand | 0.0086642 | FEC
LU | TYNDP2026 | NT | 2035 | TWh | 338 | Sub_sector | Households | Space heating | Households (heating) | Energetic | households_heating_final_demand_oil | Liquids | EU | Energy demand | 0.78045 | FEC
LU | TYNDP2026 | NT | 2035 | TWh | 339 | Sub_sector | Households | Space heating | Households (heating) | Energetic | households_heating_final_demand_other | Others | EU | Energy demand | 0.038845 | FEC
LU | TYNDP2026 | NT | 2035 | TWh | 340 | Sub_sector | Households | Space heating | Households (heating) | Energetic | households_heating_final_demand_ammonia | Ammonia | EU | Energy demand | 0 | FEC
LU | TYNDP2026 | NT | 2035 | TWh | 343 | Sub_sector | Households | Cooling | Households (cooling) | Energetic | households_cooling_final_demand_electricity | Electricity | EU | Energy demand | 0.024028 | FEC
LU | TYNDP2026 | NT | 2035 | TWh | 344 | Sub_sector | Households | Cooling | Households (cooling) | Energetic | households_cooling_final_demand_hydrogen | Hydrogen | EU | Energy demand | 0 | FEC
LU | TYNDP2026 | NT | 2035 | TWh | 345 | Sub_sector | Households | Cooling | Households (cooling) | Energetic | households_cooling_final_demand_methane | Methane | EU | Energy demand | 0 | FEC
LU | TYNDP2026 | NT | 2035 | TWh | 346 | Sub_sector | Households | Cooling | Households (cooling) | Energetic | households_cooling_final_demand_heat | Heat | EU | Energy demand | 0 | FEC
LU | TYNDP2026 | NT | 2035 | TWh | 347 | Sub_sector | Households | Cooling | Households (cooling) | Energetic | households_cooling_final_demand_biomass | Biomass | EU | Energy demand | 0 | FEC
LU | TYNDP2026 | NT | 2035 | TWh | 348 | Sub_sector | Households | Cooling | Households (cooling) | Energetic | households_cooling_final_demand_coal | Solids | EU | Energy demand | 0 | FEC
LU | TYNDP2026 | NT | 2035 | TWh | 349 | Sub_sector | Households | Cooling | Households (cooling) | Energetic | households_cooling_final_demand_oil | Liquids | EU | Energy demand | 0 | FEC
LU | TYNDP2026 | NT | 2035 | TWh | 350 | Sub_sector | Households | Cooling | Households (cooling) | Energetic | households_cooling_final_demand_other | Others | EU | Energy demand | 0 | FEC
LU | TYNDP2026 | NT | 2035 | TWh | 351 | Sub_sector | Households | Cooling | Households (cooling) | Energetic | households_cooling_final_demand_ammonia | Ammonia | EU | Energy demand | 0 | FEC
LU | TYNDP2026 | NT | 2035 | TWh | 354 | Sub_sector | Households | Hot water | Households (hot water) | Energetic | households_hot_water_final_demand_electricity | Electricity | EU | Energy demand | 0.067881 | FEC
LU | TYNDP2026 | NT | 2035 | TWh | 355 | Sub_sector | Households | Hot water | Households (hot water) | Energetic | households_hot_water_final_demand_hydrogen | Hydrogen | EU | Energy demand | 0.034856 | FEC
LU | TYNDP2026 | NT | 2035 | TWh | 356 | Sub_sector | Households | Hot water | Households (hot water) | Energetic | households_hot_water_final_demand_methane | Methane | EU | Energy demand | 0.35478 | FEC
LU | TYNDP2026 | NT | 2035 | TWh | 357 | Sub_sector | Households | Hot water | Households (hot water) | Energetic | households_hot_water_final_demand_heat | Heat | EU | Energy demand | 0.044723 | FEC
LU | TYNDP2026 | NT | 2035 | TWh | 358 | Sub_sector | Households | Hot water | Households (hot water) | Energetic | households_hot_water_final_demand_biomass | Biomass | EU | Energy demand | 0.017883 | FEC
LU | TYNDP2026 | NT | 2035 | TWh | 359 | Sub_sector | Households | Hot water | Households (hot water) | Energetic | households_hot_water_final_demand_coal | Solids | EU | Energy demand | 0.00066434 | FEC
LU | TYNDP2026 | NT | 2035 | TWh | 360 | Sub_sector | Households | Hot water | Households (hot water) | Energetic | households_hot_water_final_demand_oil | Liquids | EU | Energy demand | 0.059842 | FEC
LU | TYNDP2026 | NT | 2035 | TWh | 361 | Sub_sector | Households | Hot water | Households (hot water) | Energetic | households_hot_water_final_demand_other | Others | EU | Energy demand | 0.091692 | FEC
LU | TYNDP2026 | NT | 2035 | TWh | 362 | Sub_sector | Households | Hot water | Households (hot water) | Energetic | households_hot_water_final_demand_ammonia | Ammonia | EU | Energy demand | 0 | FEC
LU | TYNDP2026 | NT | 2035 | TWh | 365 | Sub_sector | Households | Appliances | Households (appliances) | Energetic | households_appliances_final_demand_electricity | Electricity | EU | Energy demand | 1.2164 | FEC
LU | TYNDP2026 | NT | 2035 | TWh | 366 | Sub_sector | Households | Appliances | Households (appliances) | Energetic | households_appliances_final_demand_hydrogen | Hydrogen | EU | Energy demand | 0 | FEC
LU | TYNDP2026 | NT | 2035 | TWh | 367 | Sub_sector | Households | Appliances | Households (appliances) | Energetic | households_appliances_final_demand_methane | Methane | EU | Energy demand | 0.1241 | FEC
LU | TYNDP2026 | NT | 2035 | TWh | 368 | Sub_sector | Households | Appliances | Households (appliances) | Energetic | households_appliances_final_demand_heat | Heat | EU | Energy demand | 0 | FEC
LU | TYNDP2026 | NT | 2035 | TWh | 369 | Sub_sector | Households | Appliances | Households (appliances) | Energetic | households_appliances_final_demand_biomass | Biomass | EU | Energy demand | 0.0022762 | FEC
LU | TYNDP2026 | NT | 2035 | TWh | 370 | Sub_sector | Households | Appliances | Households (appliances) | Energetic | households_appliances_final_demand_coal | Solids | EU | Energy demand | 0 | FEC
LU | TYNDP2026 | NT | 2035 | TWh | 371 | Sub_sector | Households | Appliances | Households (appliances) | Energetic | households_appliances_final_demand_oil | Liquids | EU | Energy demand | 0 | FEC
LU | TYNDP2026 | NT | 2035 | TWh | 372 | Sub_sector | Households | Appliances | Households (appliances) | Energetic | households_appliances_final_demand_other | Others | EU | Energy demand | 0 | FEC
LU | TYNDP2026 | NT | 2035 | TWh | 373 | Sub_sector | Households | Appliances | Households (appliances) | Energetic | households_appliances_final_demand_ammonia | Ammonia | EU | Energy demand | 0 | FEC
LU | TYNDP2026 | NT | 2035 | TWh | 375 | Sub_sector | Buildings | Space heating | Buildings (heat) | Energetic | buildings_heat_final_demand_electricity | Electricity | EU | Energy demand | 1.1222 | FEC
LU | TYNDP2026 | NT | 2035 | TWh | 376 | Sub_sector | Buildings | Space heating | Buildings (heat) | Energetic | buildings_heat_final_demand_hydrogen | Hydrogen | EU | Energy demand | 0 | FEC
LU | TYNDP2026 | NT | 2035 | TWh | 377 | Sub_sector | Buildings | Space heating | Buildings (heat) | Energetic | buildings_heat_final_demand_methane | Methane | EU | Energy demand | 0.66288 | FEC
LU | TYNDP2026 | NT | 2035 | TWh | 378 | Sub_sector | Buildings | Space heating | Buildings (heat) | Energetic | buildings_heat_final_demand_heat | Heat | EU | Energy demand | 0 | FEC
LU | TYNDP2026 | NT | 2035 | TWh | 379 | Sub_sector | Buildings | Space heating | Buildings (heat) | Energetic | buildings_heat_final_demand_biomass | Biomass | EU | Energy demand | 0.0065288 | FEC
LU | TYNDP2026 | NT | 2035 | TWh | 380 | Sub_sector | Buildings | Space heating | Buildings (heat) | Energetic | buildings_heat_final_demand_coal | Solids | EU | Energy demand | 0 | FEC
LU | TYNDP2026 | NT | 2035 | TWh | 381 | Sub_sector | Buildings | Space heating | Buildings (heat) | Energetic | buildings_heat_final_demand_oil | Liquids | EU | Energy demand | 0.25565 | FEC
LU | TYNDP2026 | NT | 2035 | TWh | 382 | Sub_sector | Buildings | Space heating | Buildings (heat) | Energetic | buildings_heat_final_demand_other | Others | EU | Energy demand | 0.02033 | FEC
LU | TYNDP2026 | NT | 2035 | TWh | 383 | Sub_sector | Buildings | Space heating | Buildings (heat) | Energetic | buildings_heat_final_demand_ammonia | Ammonia | EU | Energy demand | 0 | FEC
LU | TYNDP2026 | NT | 2035 | TWh | 386 | Sub_sector | Buildings | Cooling | Buildings (cooling) | Energetic | buildings_cooling_final_demand_electricity | Electricity | EU | Energy demand | 0.24448 | FEC
LU | TYNDP2026 | NT | 2035 | TWh | 387 | Sub_sector | Buildings | Cooling | Buildings (cooling) | Energetic | buildings_cooling_final_demand_hydrogen | Hydrogen | EU | Energy demand | 0 | FEC
LU | TYNDP2026 | NT | 2035 | TWh | 388 | Sub_sector | Buildings | Cooling | Buildings (cooling) | Energetic | buildings_cooling_final_demand_methane | Methane | EU | Energy demand | 0.009452 | FEC
LU | TYNDP2026 | NT | 2035 | TWh | 389 | Sub_sector | Buildings | Cooling | Buildings (cooling) | Energetic | buildings_cooling_final_demand_heat | Heat | EU | Energy demand | 0 | FEC
LU | TYNDP2026 | NT | 2035 | TWh | 390 | Sub_sector | Buildings | Cooling | Buildings (cooling) | Energetic | buildings_cooling_final_demand_biomass | Biomass | EU | Energy demand | 0 | FEC
LU | TYNDP2026 | NT | 2035 | TWh | 391 | Sub_sector | Buildings | Cooling | Buildings (cooling) | Energetic | buildings_cooling_final_demand_coal | Solids | EU | Energy demand | 0 | FEC
LU | TYNDP2026 | NT | 2035 | TWh | 392 | Sub_sector | Buildings | Cooling | Buildings (cooling) | Energetic | buildings_cooling_final_demand_oil | Liquids | EU | Energy demand | 0 | FEC
LU | TYNDP2026 | NT | 2035 | TWh | 393 | Sub_sector | Buildings | Cooling | Buildings (cooling) | Energetic | buildings_cooling_final_demand_other | Others | EU | Energy demand | 0 | FEC
LU | TYNDP2026 | NT | 2035 | TWh | 394 | Sub_sector | Buildings | Cooling | Buildings (cooling) | Energetic | buildings_cooling_final_demand_ammonia | Ammonia | EU | Energy demand | 0 | FEC
LU | TYNDP2026 | NT | 2035 | TWh | 397 | Sub_sector | Buildings | Appliances | Buildings (appliances) | Energetic | buildings_appliances_final_demand_electricity | Electricity | EU | Energy demand | 1.2695 | FEC
LU | TYNDP2026 | NT | 2035 | TWh | 398 | Sub_sector | Buildings | Appliances | Buildings (appliances) | Energetic | buildings_appliances_final_demand_hydrogen | Hydrogen | EU | Energy demand | 0 | FEC
LU | TYNDP2026 | NT | 2035 | TWh | 399 | Sub_sector | Buildings | Appliances | Buildings (appliances) | Energetic | buildings_appliances_final_demand_methane | Methane | EU | Energy demand | 0.29655 | FEC
LU | TYNDP2026 | NT | 2035 | TWh | 400 | Sub_sector | Buildings | Appliances | Buildings (appliances) | Energetic | buildings_appliances_final_demand_heat | Heat | EU | Energy demand | 0 | FEC
LU | TYNDP2026 | NT | 2035 | TWh | 401 | Sub_sector | Buildings | Appliances | Buildings (appliances) | Energetic | buildings_appliances_final_demand_biomass | Biomass | EU | Energy demand | 0 | FEC
LU | TYNDP2026 | NT | 2035 | TWh | 402 | Sub_sector | Buildings | Appliances | Buildings (appliances) | Energetic | buildings_appliances_final_demand_coal | Solids | EU | Energy demand | 0 | FEC
LU | TYNDP2026 | NT | 2035 | TWh | 403 | Sub_sector | Buildings | Appliances | Buildings (appliances) | Energetic | buildings_appliances_final_demand_oil | Liquids | EU | Energy demand | 0 | FEC
LU | TYNDP2026 | NT | 2035 | TWh | 404 | Sub_sector | Buildings | Appliances | Buildings (appliances) | Energetic | buildings_appliances_final_demand_other | Others | EU | Energy demand | 0 | FEC
LU | TYNDP2026 | NT | 2035 | TWh | 405 | Sub_sector | Buildings | Appliances | Buildings (appliances) | Energetic | buildings_appliances_final_demand_ammonia | Ammonia | EU | Energy demand | 0 | FEC
LU | TYNDP2026 | NT | 2035 | TWh | 407 | Sub_sector | Buildings | Datacenters | Datacenters & ICT | Energetic | datacentres_final_demand_electricity_energetic | Electricity | EU | Energy demand | 2.3044 | FEC
LU | TYNDP2026 | NT | 2035 | TWh | 408 | Sub_sector | Buildings | Datacenters | Datacenters & ICT | Energetic | datacentres_final_demand_hydrogen_energetic | Hydrogen | EU | Energy demand | 0 | FEC
LU | TYNDP2026 | NT | 2035 | TWh | 409 | Sub_sector | Buildings | Datacenters | Datacenters & ICT | Energetic | datacentres_final_demand_methane_energetic | Methane | EU | Energy demand | 0 | FEC
LU | TYNDP2026 | NT | 2035 | TWh | 410 | Sub_sector | Buildings | Datacenters | Datacenters & ICT | Energetic | datacentres_final_demand_heat_energetic | Heat | EU | Energy demand | 0 | FEC
LU | TYNDP2026 | NT | 2035 | TWh | 411 | Sub_sector | Buildings | Datacenters | Datacenters & ICT | Energetic | datacentres_final_demand_biomass_energetic | Biomass | EU | Energy demand | 0 | FEC
LU | TYNDP2026 | NT | 2035 | TWh | 412 | Sub_sector | Buildings | Datacenters | Datacenters & ICT | Energetic | datacentres_final_demand_coal_energetic | Solids | EU | Energy demand | 0 | FEC
LU | TYNDP2026 | NT | 2035 | TWh | 413 | Sub_sector | Buildings | Datacenters | Datacenters & ICT | Energetic | datacentres_final_demand_oil_energetic | Liquids | EU | Energy demand | 0 | FEC
LU | TYNDP2026 | NT | 2035 | TWh | 414 | Sub_sector | Buildings | Datacenters | Datacenters & ICT | Energetic | datacentres_final_demand_other_energetic | Others | EU | Energy demand | 0 | FEC
LU | TYNDP2026 | NT | 2035 | TWh | 415 | Sub_sector | Buildings | Datacenters | Datacenters & ICT | Energetic | datacentres_final_demand_ammonia_energetic | Ammonia | EU | Energy demand | 0 | FEC
LU | TYNDP2026 | NT | 2035 | TWh | 417 | Sub_sector | Transport | Others_Sector | Others_Sector | Energetic | other_final_demand_electricity_energetic | Electricity | EU | Energy demand | 0 | FEC
LU | TYNDP2026 | NT | 2035 | TWh | 418 | Sub_sector | Transport | Others_Sector | Others_Sector | Energetic | other_final_demand_hydrogen_energetic | Hydrogen | EU | Energy demand | 0 | FEC
LU | TYNDP2026 | NT | 2035 | TWh | 419 | Sub_sector | Transport | Pipeline Transport | Others_Sector | Energetic | other_final_demand_methane_energetic | Methane | EU | Energy demand | 0 | FEC
LU | TYNDP2026 | NT | 2035 | TWh | 420 | Sub_sector | Transport | Others_Sector | Others_Sector | Energetic | other_final_demand_heat_energetic | Heat | EU | Energy demand | 1.81e-05 | FEC
LU | TYNDP2026 | NT | 2035 | TWh | 421 | Sub_sector | Transport | Others_Sector | Others_Sector | Energetic | other_final_demand_biomass_energetic | Biomass | EU | Energy demand | 0 | FEC
LU | TYNDP2026 | NT | 2035 | TWh | 422 | Sub_sector | Transport | Others_Sector | Others_Sector | Energetic | other_final_demand_coal_energetic | Solids | EU | Energy demand | 0 | FEC
LU | TYNDP2026 | NT | 2035 | TWh | 423 | Sub_sector | Transport | Others_Sector | Others_Sector | Energetic | other_final_demand_oil_energetic | Liquids | EU | Energy demand | 0 | FEC
LU | TYNDP2026 | NT | 2035 | TWh | 424 | Sub_sector | Others_Sector | Others_Sector | Others_Sector | Non-energetic | other_final_demand_oil_non_energetic | Liquids | EU | Energy demand | 0.08882 | not_included_in_FEC
LU | TYNDP2026 | NT | 2035 | TWh | 425 | Sub_sector | Transport | Others_Sector | Others_Sector | Energetic | other_final_demand_other_energetic | Others | EU | Energy demand | 0 | FEC
LU | TYNDP2026 | NT | 2035 | TWh | 426 | Sub_sector | Transport | Others_Sector | Others_Sector | Energetic | other_final_demand_ammonia_energetic | Ammonia | EU | Energy demand | 0 | FEC
LU | TYNDP2026 | NT | 2035 | TWh | 427 | Sub_sector | Industry | Surplus_Heat_in_Industry | Surplus_Heat_in_Industry | Energetic | final_demand_of_industry_unused_local_production_steam_hot_water | Heat | EU | Energy demand | 0 | FEC
LU | TYNDP2026 | NT | 2035 | TWh | 429 | Sub_sector | Agriculture | Total | Agriculture | Energetic | agriculture_final_demand_electricity_energetic | Electricity | EU | Energy demand | 0.017108 | FEC
LU | TYNDP2026 | NT | 2035 | TWh | 430 | Sub_sector | Agriculture | Total | Agriculture | Energetic | agriculture_final_demand_hydrogen_energetic | Hydrogen | EU | Energy demand | 0.00062131 | FEC
LU | TYNDP2026 | NT | 2035 | TWh | 431 | Sub_sector | Agriculture | Total | Agriculture | Energetic | agriculture_final_demand_methane_energetic | Methane | EU | Energy demand | 0.0087273 | FEC
LU | TYNDP2026 | NT | 2035 | TWh | 432 | Sub_sector | Agriculture | Total | Agriculture | Energetic | agriculture_final_demand_heat_energetic | Heat | EU | Energy demand | 0.00027959 | FEC
LU | TYNDP2026 | NT | 2035 | TWh | 433 | Sub_sector | Agriculture | Total | Agriculture | Energetic | agriculture_final_demand_biomass_energetic | Biomass | EU | Energy demand | 0.005389 | FEC
LU | TYNDP2026 | NT | 2035 | TWh | 434 | Sub_sector | Agriculture | Total | Agriculture | Energetic | agriculture_final_demand_coal_energetic | Solids | EU | Energy demand | 0 | FEC
LU | TYNDP2026 | NT | 2035 | TWh | 435 | Sub_sector | Agriculture | Total | Agriculture | Energetic | agriculture_final_demand_oil_energetic | Liquids | EU | Energy demand | 0.021949 | FEC
LU | TYNDP2026 | NT | 2035 | TWh | 436 | Sub_sector | Agriculture | Total | Agriculture | Energetic | agriculture_final_demand_other_energetic | Others | EU | Energy demand | 0 | FEC
LU | TYNDP2026 | NT | 2035 | TWh | 437 | Sub_sector | Agriculture | Total | Agriculture | Energetic | agriculture_final_demand_ammonia_energetic | Ammonia | EU | Energy demand | 0 | FEC
LU | TYNDP2026 | NT | 2035 | TWh | 447 | Sub_sector | Buildings | Surplus Energy | Buildings | Energetic | GAP | Electricity | EU | Energy demand | 0 | FEC
LU | TYNDP2026 | NT | 2035 | TWh | 448 | Sub_sector | Buildings | Surplus Energy | Buildings | Energetic | GAP | Hydrogen | EU | Energy demand | 0 | FEC
LU | TYNDP2026 | NT | 2035 | TWh | 449 | Sub_sector | Buildings | Surplus Energy | Buildings | Energetic | GAP | Methane | EU | Energy demand | 0 | FEC
LU | TYNDP2026 | NT | 2035 | TWh | 450 | Sub_sector | Buildings | Surplus Energy | Buildings | Energetic | GAP | Heat | EU | Energy demand | 0 | FEC
LU | TYNDP2026 | NT | 2035 | TWh | 451 | Sub_sector | Buildings | Surplus Energy | Buildings | Energetic | GAP | Biomass | EU | Energy demand | 8.01e-06 | FEC
LU | TYNDP2026 | NT | 2035 | TWh | 452 | Sub_sector | Buildings | Surplus Energy | Buildings | Energetic | GAP | Solids | EU | Energy demand | 0 | FEC
LU | TYNDP2026 | NT | 2035 | TWh | 453 | Sub_sector | Buildings | Surplus Energy | Buildings | Energetic | GAP | Liquids | EU | Energy demand | 0.12746 | FEC
LU | TYNDP2026 | NT | 2035 | TWh | 454 | Sub_sector | Buildings | Surplus Energy | Buildings | Energetic | GAP | Others | EU | Energy demand | 0 | FEC
LU | TYNDP2026 | NT | 2035 | TWh | 455 | Sub_sector | Buildings | Surplus Energy | Buildings | Energetic | GAP | Ammonia | EU | Energy demand | 0 | FEC
LU | TYNDP2026 | NT | 2035 | TWh | 456 | Sub_sector | Households | Surplus Energy | Households | Energetic | GAP | Electricity | EU | Energy demand | 0 | FEC
LU | TYNDP2026 | NT | 2035 | TWh | 457 | Sub_sector | Households | Surplus Energy | Households | Energetic | GAP | Hydrogen | EU | Energy demand | 0 | FEC
LU | TYNDP2026 | NT | 2035 | TWh | 458 | Sub_sector | Households | Surplus Energy | Households | Energetic | GAP | Methane | EU | Energy demand | 0 | FEC
LU | TYNDP2026 | NT | 2035 | TWh | 459 | Sub_sector | Households | Surplus Energy | Households | Energetic | GAP | Heat | EU | Energy demand | 0 | FEC
LU | TYNDP2026 | NT | 2035 | TWh | 460 | Sub_sector | Households | Surplus Energy | Households | Energetic | GAP | Biomass | EU | Energy demand | 0 | FEC
LU | TYNDP2026 | NT | 2035 | TWh | 461 | Sub_sector | Households | Surplus Energy | Households | Energetic | GAP | Solids | EU | Energy demand | 0 | FEC
LU | TYNDP2026 | NT | 2035 | TWh | 462 | Sub_sector | Households | Surplus Energy | Households | Energetic | GAP | Liquids | EU | Energy demand | 0 | FEC
LU | TYNDP2026 | NT | 2035 | TWh | 463 | Sub_sector | Households | Surplus Energy | Households | Energetic | GAP | Others | EU | Energy demand | 0 | FEC
LU | TYNDP2026 | NT | 2035 | TWh | 464 | Sub_sector | Households | Surplus Energy | Households | Energetic | GAP | Ammonia | EU | Energy demand | 0 | FEC
LU | TYNDP2026 | NT | 2040 | TWh | 102 | Sub_sector | Industry | Aluminium | Industry (aluminium) | Energetic | industry_aluminium_demand_electricity_energetic | Electricity | EU | Energy demand | 0 | FEC
LU | TYNDP2026 | NT | 2040 | TWh | 103 | Sub_sector | Industry | Aluminium | Industry (aluminium) | Energetic | industry_aluminium_demand_hydrogen_energetic | Hydrogen | EU | Energy demand | 0 | FEC
LU | TYNDP2026 | NT | 2040 | TWh | 104 | Sub_sector | Industry | Aluminium | Industry (aluminium) | Energetic | industry_aluminium_demand_methane_energetic | Methane | EU | Energy demand | 0 | FEC
LU | TYNDP2026 | NT | 2040 | TWh | 105 | Sub_sector | Industry | Aluminium | Industry (aluminium) | Energetic | industry_aluminium_demand_heat_energetic | Heat | EU | Energy demand | 0 | FEC
LU | TYNDP2026 | NT | 2040 | TWh | 106 | Sub_sector | Industry | Aluminium | Industry (aluminium) | Energetic | industry_aluminium_demand_biomass_energetic | Biomass | EU | Energy demand | 0 | FEC
LU | TYNDP2026 | NT | 2040 | TWh | 107 | Sub_sector | Industry | Aluminium | Industry (aluminium) | Energetic | industry_aluminium_demand_coal_energetic | Solids | EU | Energy demand | 0 | FEC
LU | TYNDP2026 | NT | 2040 | TWh | 108 | Sub_sector | Industry | Aluminium | Industry (aluminium) | Energetic | industry_aluminium_demand_oil_energetic | Liquids | EU | Energy demand | 0 | FEC
LU | TYNDP2026 | NT | 2040 | TWh | 109 | Sub_sector | Industry | Aluminium | Industry (aluminium) | Energetic | industry_aluminium_demand_others_energetic | Others | EU | Energy demand | 0 | FEC
LU | TYNDP2026 | NT | 2040 | TWh | 110 | Sub_sector | Industry | Aluminium | Industry (aluminium) | Energetic | industry_ammonia_demand_others_energetic | Ammonia | EU | Energy demand | 0 | FEC
LU | TYNDP2026 | NT | 2040 | TWh | 112 | Sub_sector | Industry | Chemicals | Industry (chemicals, energetic) | Energetic | industry_chemical_demand_electricity_energetic | Electricity | EU | Energy demand | 0 | FEC
LU | TYNDP2026 | NT | 2040 | TWh | 113 | Sub_sector | Industry | Chemicals | Industry (chemicals, energetic) | Energetic | industry_chemical_demand_hydrogen_energetic | Hydrogen | EU | Energy demand | 0 | FEC
LU | TYNDP2026 | NT | 2040 | TWh | 114 | Sub_sector | Industry | Chemicals | Industry (chemicals, energetic) | Energetic | industry_chemical_demand_methane_energetic | Methane | EU | Energy demand | 0 | FEC
LU | TYNDP2026 | NT | 2040 | TWh | 115 | Sub_sector | Industry | Chemicals | Industry (chemicals, energetic) | Energetic | industry_chemical_demand_heat_energetic | Heat | EU | Energy demand | 0 | FEC
LU | TYNDP2026 | NT | 2040 | TWh | 116 | Sub_sector | Industry | Chemicals | Industry (chemicals, energetic) | Energetic | industry_chemical_demand_biomass_energetic | Biomass | EU | Energy demand | 0 | FEC
LU | TYNDP2026 | NT | 2040 | TWh | 117 | Sub_sector | Industry | Chemicals | Industry (chemicals, energetic) | Energetic | industry_chemical_demand_coal_energetic | Solids | EU | Energy demand | 0 | FEC
LU | TYNDP2026 | NT | 2040 | TWh | 118 | Sub_sector | Industry | Chemicals | Industry (chemicals, energetic) | Energetic | industry_chemical_demand_oil_energetic | Liquids | EU | Energy demand | 0 | FEC
LU | TYNDP2026 | NT | 2040 | TWh | 119 | Sub_sector | Industry | Chemicals | Industry (chemicals, energetic) | Energetic | industry_chemical_demand_others_energetic | Others | EU | Energy demand | 0 | FEC
LU | TYNDP2026 | NT | 2040 | TWh | 120 | Sub_sector | Industry | Chemicals | Industry (chemicals, energetic) | Energetic | industry_chemical_demand_ammonia_energetic | Ammonia | EU | Energy demand | 0 | FEC
LU | TYNDP2026 | NT | 2040 | TWh | 122 | Sub_sector | Industry | Chemicals | Industry (chemicals, non-energetic) | Non-energetic | industry_chemical_demand_electricity_non_energetic | Electricity | EU | Energy demand | 0 | not_included_in_FEC
LU | TYNDP2026 | NT | 2040 | TWh | 123 | Sub_sector | Industry | Chemicals | Industry (chemicals, non-energetic) | Non-energetic | industry_chemical_demand_hydrogen_non_energetic | Hydrogen | EU | Energy demand | 0 | not_included_in_FEC
LU | TYNDP2026 | NT | 2040 | TWh | 124 | Sub_sector | Industry | Chemicals | Industry (chemicals, non-energetic) | Non-energetic | industry_chemical_demand_methane_non_energetic | Methane | EU | Energy demand | 0 | not_included_in_FEC
LU | TYNDP2026 | NT | 2040 | TWh | 125 | Sub_sector | Industry | Chemicals | Industry (chemicals, non-energetic) | Non-energetic | industry_chemical_demand_heat_non_energetic | Heat | EU | Energy demand | 0 | not_included_in_FEC
LU | TYNDP2026 | NT | 2040 | TWh | 126 | Sub_sector | Industry | Chemicals | Industry (chemicals, non-energetic) | Non-energetic | industry_chemical_demand_biomass_non_energetic | Biomass | EU | Energy demand | 0 | not_included_in_FEC
LU | TYNDP2026 | NT | 2040 | TWh | 127 | Sub_sector | Industry | Chemicals | Industry (chemicals, non-energetic) | Non-energetic | industry_chemical_demand_coal_non_energetic | Solids | EU | Energy demand | 0 | not_included_in_FEC
LU | TYNDP2026 | NT | 2040 | TWh | 128 | Sub_sector | Industry | Chemicals | Industry (chemicals, non-energetic) | Non-energetic | industry_chemical_demand_oil_non_energetic | Liquids | EU | Energy demand | 0 | not_included_in_FEC
LU | TYNDP2026 | NT | 2040 | TWh | 129 | Sub_sector | Industry | Chemicals | Industry (chemicals, non-energetic) | Non-energetic | industry_chemical_demand_others_non_energetic | Others | EU | Energy demand | 0 | not_included_in_FEC
LU | TYNDP2026 | NT | 2040 | TWh | 130 | Sub_sector | Industry | Chemicals | Industry (chemicals, non-energetic) | Non-energetic | industry_chemical_demand_ammonia_non_energetic | Ammonia | EU | Energy demand | 0 | not_included_in_FEC
LU | TYNDP2026 | NT | 2040 | TWh | 132 | Sub_sector | Industry | Fertilizers | Industry (fertilizers, energetic) | Energetic | industry_fertilizers_demand_electricity_energetic | Electricity | EU | Energy demand | 0 | FEC
LU | TYNDP2026 | NT | 2040 | TWh | 133 | Sub_sector | Industry | Fertilizers | Industry (fertilizers, energetic) | Energetic | industry_fertilizers_demand_hydrogen_energetic | Hydrogen | EU | Energy demand | 0 | FEC
LU | TYNDP2026 | NT | 2040 | TWh | 134 | Sub_sector | Industry | Fertilizers | Industry (fertilizers, energetic) | Energetic | industry_fertilizers_demand_methane_energetic | Methane | EU | Energy demand | 0 | FEC
LU | TYNDP2026 | NT | 2040 | TWh | 135 | Sub_sector | Industry | Fertilizers | Industry (fertilizers, energetic) | Energetic | industry_fertilizers_demand_heat_energetic | Heat | EU | Energy demand | 0 | FEC
LU | TYNDP2026 | NT | 2040 | TWh | 136 | Sub_sector | Industry | Fertilizers | Industry (fertilizers, energetic) | Energetic | industry_fertilizers_demand_biomass_energetic | Biomass | EU | Energy demand | 0 | FEC
LU | TYNDP2026 | NT | 2040 | TWh | 137 | Sub_sector | Industry | Fertilizers | Industry (fertilizers, energetic) | Energetic | industry_fertilizers_demand_coal_energetic | Solids | EU | Energy demand | 0 | FEC
LU | TYNDP2026 | NT | 2040 | TWh | 138 | Sub_sector | Industry | Fertilizers | Industry (fertilizers, energetic) | Energetic | industry_fertilizers_demand_oil_energetic | Liquids | EU | Energy demand | 0 | FEC
LU | TYNDP2026 | NT | 2040 | TWh | 139 | Sub_sector | Industry | Fertilizers | Industry (fertilizers, energetic) | Energetic | industry_fertilizers_demand_others_energetic | Others | EU | Energy demand | 0 | FEC
LU | TYNDP2026 | NT | 2040 | TWh | 140 | Sub_sector | Industry | Fertilizers | Industry (fertilizers, energetic) | Energetic | industry_fertilizers_demand_ammonia_energetic | Ammonia | EU | Energy demand | 0 | FEC
LU | TYNDP2026 | NT | 2040 | TWh | 142 | Sub_sector | Industry | Fertilizers | Industry (fertilizers, non-energetic) | Non-energetic | industry_fertilizers_demand_electricity_non_energetic | Electricity | EU | Energy demand | 0 | not_included_in_FEC
LU | TYNDP2026 | NT | 2040 | TWh | 143 | Sub_sector | Industry | Fertilizers | Industry (fertilizers, non-energetic) | Non-energetic | industry_fertilizers_demand_hydrogen_non_energetic | Hydrogen | EU | Energy demand | 0 | not_included_in_FEC
LU | TYNDP2026 | NT | 2040 | TWh | 144 | Sub_sector | Industry | Fertilizers | Industry (fertilizers, non-energetic) | Non-energetic | industry_fertilizers_demand_methane_non_energetic | Methane | EU | Energy demand | 0 | not_included_in_FEC
LU | TYNDP2026 | NT | 2040 | TWh | 145 | Sub_sector | Industry | Fertilizers | Industry (fertilizers, non-energetic) | Non-energetic | industry_fertilizers_demand_heat_non_energetic | Heat | EU | Energy demand | 0 | not_included_in_FEC
LU | TYNDP2026 | NT | 2040 | TWh | 146 | Sub_sector | Industry | Fertilizers | Industry (fertilizers, non-energetic) | Non-energetic | industry_fertilizers_demand_biomass_non_energetic | Biomass | EU | Energy demand | 0 | not_included_in_FEC
LU | TYNDP2026 | NT | 2040 | TWh | 147 | Sub_sector | Industry | Fertilizers | Industry (fertilizers, non-energetic) | Non-energetic | industry_fertilizers_demand_coal_non_energetic | Solids | EU | Energy demand | 0 | not_included_in_FEC
LU | TYNDP2026 | NT | 2040 | TWh | 148 | Sub_sector | Industry | Fertilizers | Industry (fertilizers, non-energetic) | Non-energetic | industry_fertilizers_demand_oil_non_energetic | Liquids | EU | Energy demand | 0 | not_included_in_FEC
LU | TYNDP2026 | NT | 2040 | TWh | 149 | Sub_sector | Industry | Fertilizers | Industry (fertilizers, non-energetic) | Non-energetic | industry_fertilizers_demand_others_non_energetic | Others | EU | Energy demand | 0 | not_included_in_FEC
LU | TYNDP2026 | NT | 2040 | TWh | 150 | Sub_sector | Industry | Fertilizers | Industry (fertilizers, non-energetic) | Non-energetic | industry_fertilizers_demand_ammonia_non_energetic | Ammonia | EU | Energy demand | 0 | not_included_in_FEC
LU | TYNDP2026 | NT | 2040 | TWh | 152 | Sub_sector | Industry | Food | Industry (food) | Energetic | industry_food_demand_electricity_energetic | Electricity | EU | Energy demand | 0 | FEC
LU | TYNDP2026 | NT | 2040 | TWh | 153 | Sub_sector | Industry | Food | Industry (food) | Energetic | industry_food_demand_hydrogen_energetic | Hydrogen | EU | Energy demand | 0 | FEC
LU | TYNDP2026 | NT | 2040 | TWh | 154 | Sub_sector | Industry | Food | Industry (food) | Energetic | industry_food_demand_methane_energetic | Methane | EU | Energy demand | 0 | FEC
LU | TYNDP2026 | NT | 2040 | TWh | 155 | Sub_sector | Industry | Food | Industry (food) | Energetic | industry_food_demand_heat_energetic | Heat | EU | Energy demand | 0 | FEC
LU | TYNDP2026 | NT | 2040 | TWh | 156 | Sub_sector | Industry | Food | Industry (food) | Energetic | industry_food_demand_biomass_energetic | Biomass | EU | Energy demand | 0 | FEC
LU | TYNDP2026 | NT | 2040 | TWh | 157 | Sub_sector | Industry | Food | Industry (food) | Energetic | industry_food_demand_coal_energetic | Solids | EU | Energy demand | 0 | FEC
LU | TYNDP2026 | NT | 2040 | TWh | 158 | Sub_sector | Industry | Food | Industry (food) | Energetic | industry_food_demand_oil_energetic | Liquids | EU | Energy demand | 0 | FEC
LU | TYNDP2026 | NT | 2040 | TWh | 159 | Sub_sector | Industry | Food | Industry (food) | Energetic | industry_food_demand_others_energetic | Others | EU | Energy demand | 0 | FEC
LU | TYNDP2026 | NT | 2040 | TWh | 160 | Sub_sector | Industry | Food | Industry (food) | Energetic | industry_food_demand_ammonia_energetic | Ammonia | EU | Energy demand | 0 | FEC
LU | TYNDP2026 | NT | 2040 | TWh | 162 | Sub_sector | Industry | Metals | Industry (metal) | Energetic | industry_metal_demand_electricity_energetic | Electricity | EU | Energy demand | 0 | FEC
LU | TYNDP2026 | NT | 2040 | TWh | 163 | Sub_sector | Industry | Metals | Industry (metal) | Energetic | industry_metal_demand_hydrogen_energetic | Hydrogen | EU | Energy demand | 0 | FEC
LU | TYNDP2026 | NT | 2040 | TWh | 164 | Sub_sector | Industry | Metals | Industry (metal) | Energetic | industry_metal_demand_methane_energetic | Methane | EU | Energy demand | 0 | FEC
LU | TYNDP2026 | NT | 2040 | TWh | 165 | Sub_sector | Industry | Metals | Industry (metal) | Energetic | industry_metal_demand_heat_energetic | Heat | EU | Energy demand | 0 | FEC
LU | TYNDP2026 | NT | 2040 | TWh | 166 | Sub_sector | Industry | Metals | Industry (metal) | Energetic | industry_metal_demand_biomass_energetic | Biomass | EU | Energy demand | 0 | FEC
LU | TYNDP2026 | NT | 2040 | TWh | 167 | Sub_sector | Industry | Metals | Industry (metal) | Energetic | industry_metal_demand_coal_energetic | Solids | EU | Energy demand | 0 | FEC
LU | TYNDP2026 | NT | 2040 | TWh | 168 | Sub_sector | Industry | Metals | Industry (metal) | Energetic | industry_metal_demand_oil_energetic | Liquids | EU | Energy demand | 0 | FEC
LU | TYNDP2026 | NT | 2040 | TWh | 169 | Sub_sector | Industry | Metals | Industry (metal) | Energetic | industry_metal_demand_others_energetic | Others | EU | Energy demand | 0 | FEC
LU | TYNDP2026 | NT | 2040 | TWh | 170 | Sub_sector | Industry | Metals | Industry (metal) | Energetic | industry_metal_demand_ammonia_energetic | Ammonia | EU | Energy demand | 0 | FEC
LU | TYNDP2026 | NT | 2040 | TWh | 172 | Sub_sector | Industry | Others | Industry (other, energetic) | Energetic | industry_other_demand_electricity_energetic | Electricity | EU | Energy demand | 0.59102 | FEC
LU | TYNDP2026 | NT | 2040 | TWh | 173 | Sub_sector | Industry | Others | Industry (other, energetic) | Energetic | industry_other_demand_hydrogen_energetic | Hydrogen | EU | Energy demand | 1.2863 | FEC
LU | TYNDP2026 | NT | 2040 | TWh | 174 | Sub_sector | Industry | Others | Industry (other, energetic) | Energetic | industry_other_demand_methane_energetic | Methane | EU | Energy demand | 1.5992 | FEC
LU | TYNDP2026 | NT | 2040 | TWh | 175 | Sub_sector | Industry | Others | Industry (other, energetic) | Energetic | industry_other_demand_heat_energetic | Heat | EU | Energy demand | 0 | FEC
LU | TYNDP2026 | NT | 2040 | TWh | 176 | Sub_sector | Industry | Others | Industry (other, energetic) | Energetic | industry_other_demand_biomass_energetic | Biomass | EU | Energy demand | 0 | FEC
LU | TYNDP2026 | NT | 2040 | TWh | 177 | Sub_sector | Industry | Others | Industry (other, energetic) | Energetic | industry_other_demand_coal_energetic | Solids | EU | Energy demand | 0 | FEC
LU | TYNDP2026 | NT | 2040 | TWh | 178 | Sub_sector | Industry | Others | Industry (other, energetic) | Energetic | industry_other_demand_oil_energetic | Liquids | EU | Energy demand | 0 | FEC
LU | TYNDP2026 | NT | 2040 | TWh | 179 | Sub_sector | Industry | Others | Industry (other, energetic) | Energetic | industry_other_demand_others_energetic | Others | EU | Energy demand | 0 | FEC
LU | TYNDP2026 | NT | 2040 | TWh | 180 | Sub_sector | Industry | Others | Industry (other, energetic) | Energetic | industry_other_demand_ammonia_energetic | Ammonia | EU | Energy demand | 0 | FEC
LU | TYNDP2026 | NT | 2040 | TWh | 182 | Sub_sector | Industry | Others | Industry (other, non-energetic) | Non-energetic | industry_other_demand_electricity_non_energetic | Electricity | EU | Energy demand | 0 | not_included_in_FEC
LU | TYNDP2026 | NT | 2040 | TWh | 183 | Sub_sector | Industry | Others | Industry (other, non-energetic) | Non-energetic | industry_other_demand_hydrogen_non_energetic | Hydrogen | EU | Energy demand | 1.647 | not_included_in_FEC
LU | TYNDP2026 | NT | 2040 | TWh | 184 | Sub_sector | Industry | Others | Industry (other, non-energetic) | Non-energetic | industry_other_demand_methane_non_energetic | Methane | EU | Energy demand | 0 | not_included_in_FEC
LU | TYNDP2026 | NT | 2040 | TWh | 185 | Sub_sector | Industry | Others | Industry (other, non-energetic) | Non-energetic | industry_other_demand_heat_non_energetic | Heat | EU | Energy demand | 0 | not_included_in_FEC
LU | TYNDP2026 | NT | 2040 | TWh | 186 | Sub_sector | Industry | Others | Industry (other, non-energetic) | Non-energetic | industry_other_demand_biomass_non_energetic | Biomass | EU | Energy demand | 0 | not_included_in_FEC
LU | TYNDP2026 | NT | 2040 | TWh | 187 | Sub_sector | Industry | Others | Industry (other, non-energetic) | Non-energetic | industry_other_demand_coal_non_energetic | Solids | EU | Energy demand | 0 | not_included_in_FEC
LU | TYNDP2026 | NT | 2040 | TWh | 188 | Sub_sector | Industry | Others | Industry (other, non-energetic) | Non-energetic | industry_other_demand_oil_non_energetic | Liquids | EU | Energy demand | 4.9411 | not_included_in_FEC
LU | TYNDP2026 | NT | 2040 | TWh | 189 | Sub_sector | Industry | Others | Industry (other, non-energetic) | Non-energetic | industry_other_demand_others_non_energetic | Others | EU | Energy demand | 0 | not_included_in_FEC
LU | TYNDP2026 | NT | 2040 | TWh | 190 | Sub_sector | Industry | Others | Industry (other, non-energetic) | Non-energetic | industry_other_demand_ammonia_non_energetic | Ammonia | EU | Energy demand | 0 | not_included_in_FEC
LU | TYNDP2026 | NT | 2040 | TWh | 192 | Sub_sector | Industry | Paper | Industry (paper) | Energetic | industry_paper_demand_electricity_energetic | Electricity | EU | Energy demand | 0 | FEC
LU | TYNDP2026 | NT | 2040 | TWh | 193 | Sub_sector | Industry | Paper | Industry (paper) | Energetic | industry_paper_demand_hydrogen_energetic | Hydrogen | EU | Energy demand | 0 | FEC
LU | TYNDP2026 | NT | 2040 | TWh | 194 | Sub_sector | Industry | Paper | Industry (paper) | Energetic | industry_paper_demand_methane_energetic | Methane | EU | Energy demand | 0 | FEC
LU | TYNDP2026 | NT | 2040 | TWh | 195 | Sub_sector | Industry | Paper | Industry (paper) | Energetic | industry_paper_demand_heat_energetic | Heat | EU | Energy demand | 0 | FEC
LU | TYNDP2026 | NT | 2040 | TWh | 196 | Sub_sector | Industry | Paper | Industry (paper) | Energetic | industry_paper_demand_biomass_energetic | Biomass | EU | Energy demand | 0 | FEC
LU | TYNDP2026 | NT | 2040 | TWh | 197 | Sub_sector | Industry | Paper | Industry (paper) | Energetic | industry_paper_demand_coal_energetic | Solids | EU | Energy demand | 0 | FEC
LU | TYNDP2026 | NT | 2040 | TWh | 198 | Sub_sector | Industry | Paper | Industry (paper) | Energetic | industry_paper_demand_oil_energetic | Liquids | EU | Energy demand | 0 | FEC
LU | TYNDP2026 | NT | 2040 | TWh | 199 | Sub_sector | Industry | Paper | Industry (paper) | Energetic | industry_paper_demand_others_energetic | Others | EU | Energy demand | 0 | FEC
LU | TYNDP2026 | NT | 2040 | TWh | 200 | Sub_sector | Industry | Paper | Industry (paper) | Energetic | industry_paper_demand_ammonia_energetic | Ammonia | EU | Energy demand | 0 | FEC
LU | TYNDP2026 | NT | 2040 | TWh | 202 | Sub_sector | Industry | Refineries | Industry (refineries, energetic) | Energetic | industry_refinery_demand_electricity_energetic | Electricity | EU | Energy demand | 0 | not_included_in_FEC
LU | TYNDP2026 | NT | 2040 | TWh | 203 | Sub_sector | Industry | Refineries | Industry (refineries, energetic) | Energetic | industry_refinery_demand_hydrogen_energetic | Hydrogen | EU | Energy demand | 0 | not_included_in_FEC
LU | TYNDP2026 | NT | 2040 | TWh | 204 | Sub_sector | Industry | Refineries | Industry (refineries, energetic) | Energetic | industry_refinery_demand_methane_energetic | Methane | EU | Energy demand | 0 | not_included_in_FEC
LU | TYNDP2026 | NT | 2040 | TWh | 205 | Sub_sector | Industry | Refineries | Industry (refineries, energetic) | Energetic | industry_refinery_demand_heat_energetic | Heat | EU | Energy demand | 0 | not_included_in_FEC
LU | TYNDP2026 | NT | 2040 | TWh | 206 | Sub_sector | Industry | Refineries | Industry (refineries, energetic) | Energetic | industry_refinery_demand_biomass_energetic | Biomass | EU | Energy demand | 0 | not_included_in_FEC
LU | TYNDP2026 | NT | 2040 | TWh | 207 | Sub_sector | Industry | Refineries | Industry (refineries, energetic) | Energetic | industry_refinery_demand_coal_energetic | Solids | EU | Energy demand | 0 | not_included_in_FEC
LU | TYNDP2026 | NT | 2040 | TWh | 208 | Sub_sector | Industry | Refineries | Industry (refineries, energetic) | Energetic | industry_refinery_demand_oil_energetic | Liquids | EU | Energy demand | 0 | not_included_in_FEC
LU | TYNDP2026 | NT | 2040 | TWh | 209 | Sub_sector | Industry | Refineries | Industry (refineries, energetic) | Energetic | industry_refinery_demand_others_energetic | Others | EU | Energy demand | 0 | not_included_in_FEC
LU | TYNDP2026 | NT | 2040 | TWh | 210 | Sub_sector | Industry | Refineries | Industry (refineries, energetic) | Energetic | industry_refinery_demand_ammonia_energetic | Ammonia | EU | Energy demand | 0 | not_included_in_FEC
LU | TYNDP2026 | NT | 2040 | TWh | 212 | Sub_sector | Industry | Refineries | Industry (refineries, non-energetic) | Non-energetic | industry_refinery_demand_electricity_non_energetic | Electricity | EU | Energy demand | 0 | not_included_in_FEC
LU | TYNDP2026 | NT | 2040 | TWh | 213 | Sub_sector | Industry | Refineries | Industry (refineries, non-energetic) | Non-energetic | industry_refinery_demand_hydrogen_non_energetic | Hydrogen | EU | Energy demand | 0 | not_included_in_FEC
LU | TYNDP2026 | NT | 2040 | TWh | 214 | Sub_sector | Industry | Refineries | Industry (refineries, non-energetic) | Non-energetic | industry_refinery_demand_methane_non_energetic | Methane | EU | Energy demand | 0 | not_included_in_FEC
LU | TYNDP2026 | NT | 2040 | TWh | 215 | Sub_sector | Industry | Refineries | Industry (refineries, non-energetic) | Non-energetic | industry_refinery_demand_heat_non_energetic | Heat | EU | Energy demand | 0 | not_included_in_FEC
LU | TYNDP2026 | NT | 2040 | TWh | 216 | Sub_sector | Industry | Refineries | Industry (refineries, non-energetic) | Non-energetic | industry_refinery_demand_biomass_non_energetic | Biomass | EU | Energy demand | 0 | not_included_in_FEC
LU | TYNDP2026 | NT | 2040 | TWh | 217 | Sub_sector | Industry | Refineries | Industry (refineries, non-energetic) | Non-energetic | industry_refinery_demand_coal_non_energetic | Solids | EU | Energy demand | 0 | not_included_in_FEC
LU | TYNDP2026 | NT | 2040 | TWh | 218 | Sub_sector | Industry | Refineries | Industry (refineries, non-energetic) | Non-energetic | industry_refinery_demand_oil_non_energetic | Liquids | EU | Energy demand | 0 | not_included_in_FEC
LU | TYNDP2026 | NT | 2040 | TWh | 219 | Sub_sector | Industry | Refineries | Industry (refineries, non-energetic) | Non-energetic | industry_refinery_demand_others_non_energetic | Others | EU | Energy demand | 0 | not_included_in_FEC
LU | TYNDP2026 | NT | 2040 | TWh | 220 | Sub_sector | Industry | Refineries | Industry (refineries, non-energetic) | Non-energetic | industry_refinery_demand_ammonia_non_energetic | Ammonia | EU | Energy demand | 0 | not_included_in_FEC
LU | TYNDP2026 | NT | 2040 | TWh | 222 | Sub_sector | Industry | Steel | Industry (steel) | Energetic | industry_steel_demand_electricity_energetic | Electricity | EU | Energy demand | 0 | FEC
LU | TYNDP2026 | NT | 2040 | TWh | 223 | Sub_sector | Industry | Steel | Industry (steel) | Energetic | industry_steel_demand_hydrogen_energetic | Hydrogen | EU | Energy demand | 0 | FEC
LU | TYNDP2026 | NT | 2040 | TWh | 224 | Sub_sector | Industry | Steel | Industry (steel) | Energetic | industry_steel_demand_methane_energetic | Methane | EU | Energy demand | 0 | FEC
LU | TYNDP2026 | NT | 2040 | TWh | 225 | Sub_sector | Industry | Steel | Industry (steel) | Energetic | industry_steel_demand_heat_energetic | Heat | EU | Energy demand | 0 | FEC
LU | TYNDP2026 | NT | 2040 | TWh | 226 | Sub_sector | Industry | Steel | Industry (steel) | Energetic | industry_steel_demand_biomass_energetic | Biomass | EU | Energy demand | 0 | FEC
LU | TYNDP2026 | NT | 2040 | TWh | 227 | Sub_sector | Industry | Steel | Industry (steel) | Energetic | industry_steel_demand_coal_energetic | Solids | EU | Energy demand | 0 | FEC
LU | TYNDP2026 | NT | 2040 | TWh | 228 | Sub_sector | Industry | Steel | Industry (steel) | Energetic | industry_steel_demand_oil_energetic | Liquids | EU | Energy demand | 0 | FEC
LU | TYNDP2026 | NT | 2040 | TWh | 229 | Sub_sector | Industry | Steel | Industry (steel) | Energetic | industry_steel_demand_others_energetic | Others | EU | Energy demand | 0 | FEC
LU | TYNDP2026 | NT | 2040 | TWh | 230 | Sub_sector | Industry | Steel | Industry (steel) | Energetic | industry_steel_demand_ammonia_energetic | Ammonia | EU | Energy demand | 0 | FEC
LU | TYNDP2026 | NT | 2040 | TWh | 232 | Sub_sector | Transport | Cars | Transport (cars) | Energetic | transport_cars_final_demand_electricity | Electricity | EU | Energy demand | 1.2701 | FEC
LU | TYNDP2026 | NT | 2040 | TWh | 233 | Sub_sector | Transport | Cars | Transport (cars) | Energetic | transport_cars_final_demand_hydrogen | Hydrogen | EU | Energy demand | 2.9107 | FEC
LU | TYNDP2026 | NT | 2040 | TWh | 234 | Sub_sector | Transport | Cars | Transport (cars) | Energetic | transport_cars_final_demand_methane | Methane | EU | Energy demand | 0 | FEC
LU | TYNDP2026 | NT | 2040 | TWh | 235 | Sub_sector | Transport | Cars | Transport (cars) | Energetic | transport_cars_final_demand_heat | Heat | EU | Energy demand | 0 | FEC
LU | TYNDP2026 | NT | 2040 | TWh | 236 | Sub_sector | Transport | Cars | Transport (cars) | Energetic | transport_cars_final_demand_biomass | Biomass | EU | Energy demand | 0 | FEC
LU | TYNDP2026 | NT | 2040 | TWh | 237 | Sub_sector | Transport | Cars | Transport (cars) | Energetic | transport_cars_final_demand_coal | Solids | EU | Energy demand | 0 | FEC
LU | TYNDP2026 | NT | 2040 | TWh | 238 | Sub_sector | Transport | Cars | Transport (cars) | Energetic | transport_cars_final_demand_oil | Liquids | EU | Energy demand | 5.9473 | FEC
LU | TYNDP2026 | NT | 2040 | TWh | 239 | Sub_sector | Transport | Cars | Transport (cars) | Energetic | transport_cars_final_demand_other | Others | EU | Energy demand | 0 | FEC
LU | TYNDP2026 | NT | 2040 | TWh | 240 | Sub_sector | Transport | Cars | Transport (cars) | Energetic | transport_cars_final_demand_ammonia | Ammonia | EU | Energy demand | 0 | FEC
LU | TYNDP2026 | NT | 2040 | TWh | 242 | Sub_sector | Transport | Busses | Transport (busses) | Energetic | transport_busses_final_demand_electricity | Electricity | EU | Energy demand | 0 | FEC
LU | TYNDP2026 | NT | 2040 | TWh | 243 | Sub_sector | Transport | Busses | Transport (busses) | Energetic | transport_busses_final_demand_hydrogen | Hydrogen | EU | Energy demand | 0 | FEC
LU | TYNDP2026 | NT | 2040 | TWh | 244 | Sub_sector | Transport | Busses | Transport (busses) | Energetic | transport_busses_final_demand_methane | Methane | EU | Energy demand | 0 | FEC
LU | TYNDP2026 | NT | 2040 | TWh | 245 | Sub_sector | Transport | Busses | Transport (busses) | Energetic | transport_busses_final_demand_heat | Heat | EU | Energy demand | 0 | FEC
LU | TYNDP2026 | NT | 2040 | TWh | 246 | Sub_sector | Transport | Busses | Transport (busses) | Energetic | transport_busses_final_demand_biomass | Biomass | EU | Energy demand | 0 | FEC
LU | TYNDP2026 | NT | 2040 | TWh | 247 | Sub_sector | Transport | Busses | Transport (busses) | Energetic | transport_busses_final_demand_coal | Solids | EU | Energy demand | 0 | FEC
LU | TYNDP2026 | NT | 2040 | TWh | 248 | Sub_sector | Transport | Busses | Transport (busses) | Energetic | transport_busses_final_demand_oil | Liquids | EU | Energy demand | 0 | FEC
LU | TYNDP2026 | NT | 2040 | TWh | 249 | Sub_sector | Transport | Busses | Transport (busses) | Energetic | transport_busses_final_demand_other | Others | EU | Energy demand | 0 | FEC
LU | TYNDP2026 | NT | 2040 | TWh | 250 | Sub_sector | Transport | Busses | Transport (busses) | Energetic | transport_busses_final_demand_ammonia | Ammonia | EU | Energy demand | 0 | FEC
LU | TYNDP2026 | NT | 2040 | TWh | 252 | Sub_sector | Transport | Trucks | Transport (trucks) | Energetic | transport_trucks_final_demand_electricity | Electricity | EU | Energy demand | 0.57448 | FEC
LU | TYNDP2026 | NT | 2040 | TWh | 253 | Sub_sector | Transport | Trucks | Transport (trucks) | Energetic | transport_trucks_final_demand_hydrogen | Hydrogen | EU | Energy demand | 1.1225 | FEC
LU | TYNDP2026 | NT | 2040 | TWh | 254 | Sub_sector | Transport | Trucks | Transport (trucks) | Energetic | transport_trucks_final_demand_methane | Methane | EU | Energy demand | 0 | FEC
LU | TYNDP2026 | NT | 2040 | TWh | 255 | Sub_sector | Transport | Trucks | Transport (trucks) | Energetic | transport_trucks_final_demand_heat | Heat | EU | Energy demand | 0 | FEC
LU | TYNDP2026 | NT | 2040 | TWh | 256 | Sub_sector | Transport | Trucks | Transport (trucks) | Energetic | transport_trucks_final_demand_biomass | Biomass | EU | Energy demand | 0 | FEC
LU | TYNDP2026 | NT | 2040 | TWh | 257 | Sub_sector | Transport | Trucks | Transport (trucks) | Energetic | transport_trucks_final_demand_coal | Solids | EU | Energy demand | 0 | FEC
LU | TYNDP2026 | NT | 2040 | TWh | 258 | Sub_sector | Transport | Trucks | Transport (trucks) | Energetic | transport_trucks_final_demand_oil | Liquids | EU | Energy demand | 2.5327 | FEC
LU | TYNDP2026 | NT | 2040 | TWh | 259 | Sub_sector | Transport | Trucks | Transport (trucks) | Energetic | transport_trucks_final_demand_other | Others | EU | Energy demand | 0 | FEC
LU | TYNDP2026 | NT | 2040 | TWh | 260 | Sub_sector | Transport | Trucks | Transport (trucks) | Energetic | transport_trucks_final_demand_ammonia | Ammonia | EU | Energy demand | 0 | FEC
LU | TYNDP2026 | NT | 2040 | TWh | 262 | Sub_sector | Transport | Vans | Transport (vans) | Energetic | transport_vans_final_demand_electricity | Electricity | EU | Energy demand | 0 | FEC
LU | TYNDP2026 | NT | 2040 | TWh | 263 | Sub_sector | Transport | Vans | Transport (vans) | Energetic | transport_vans_final_demand_hydrogen | Hydrogen | EU | Energy demand | 0 | FEC
LU | TYNDP2026 | NT | 2040 | TWh | 264 | Sub_sector | Transport | Vans | Transport (vans) | Energetic | transport_vans_final_demand_methane | Methane | EU | Energy demand | 0 | FEC
LU | TYNDP2026 | NT | 2040 | TWh | 265 | Sub_sector | Transport | Vans | Transport (vans) | Energetic | transport_vans_final_demand_heat | Heat | EU | Energy demand | 0 | FEC
LU | TYNDP2026 | NT | 2040 | TWh | 266 | Sub_sector | Transport | Vans | Transport (vans) | Energetic | transport_vans_final_demand_biomass | Biomass | EU | Energy demand | 0 | FEC
LU | TYNDP2026 | NT | 2040 | TWh | 267 | Sub_sector | Transport | Vans | Transport (vans) | Energetic | transport_vans_final_demand_coal | Solids | EU | Energy demand | 0 | FEC
LU | TYNDP2026 | NT | 2040 | TWh | 268 | Sub_sector | Transport | Vans | Transport (vans) | Energetic | transport_vans_final_demand_oil | Liquids | EU | Energy demand | 0 | FEC
LU | TYNDP2026 | NT | 2040 | TWh | 269 | Sub_sector | Transport | Vans | Transport (vans) | Energetic | transport_vans_final_demand_other | Others | EU | Energy demand | 0 | FEC
LU | TYNDP2026 | NT | 2040 | TWh | 270 | Sub_sector | Transport | Vans | Transport (vans) | Energetic | transport_vans_final_demand_ammonia | Ammonia | EU | Energy demand | 0 | FEC
LU | TYNDP2026 | NT | 2040 | TWh | 272 | Sub_sector | Transport | Freight trains | Transport (trains) | Energetic | transport_trains_final_demand_electricity | Electricity | EU | Energy demand | 0 | FEC
LU | TYNDP2026 | NT | 2040 | TWh | 273 | Sub_sector | Transport | Freight trains | Transport (trains) | Energetic | transport_trains_final_demand_hydrogen | Hydrogen | EU | Energy demand | 0 | FEC
LU | TYNDP2026 | NT | 2040 | TWh | 274 | Sub_sector | Transport | Freight trains | Transport (trains) | Energetic | transport_trains_final_demand_methane | Methane | EU | Energy demand | 0 | FEC
LU | TYNDP2026 | NT | 2040 | TWh | 275 | Sub_sector | Transport | Freight trains | Transport (trains) | Energetic | transport_trains_final_demand_heat | Heat | EU | Energy demand | 0 | FEC
LU | TYNDP2026 | NT | 2040 | TWh | 276 | Sub_sector | Transport | Freight trains | Transport (trains) | Energetic | transport_trains_final_demand_biomass | Biomass | EU | Energy demand | 0 | FEC
LU | TYNDP2026 | NT | 2040 | TWh | 277 | Sub_sector | Transport | Freight trains | Transport (trains) | Energetic | transport_trains_final_demand_coal | Solids | EU | Energy demand | 0 | FEC
LU | TYNDP2026 | NT | 2040 | TWh | 278 | Sub_sector | Transport | Freight trains | Transport (trains) | Energetic | transport_trains_final_demand_oil | Liquids | EU | Energy demand | 0 | FEC
LU | TYNDP2026 | NT | 2040 | TWh | 279 | Sub_sector | Transport | Freight trains | Transport (trains) | Energetic | transport_trains_final_demand_other | Others | EU | Energy demand | 0 | FEC
LU | TYNDP2026 | NT | 2040 | TWh | 280 | Sub_sector | Transport | Freight trains | Transport (trains) | Energetic | transport_trains_final_demand_ammonia | Ammonia | EU | Energy demand | 0 | FEC
LU | TYNDP2026 | NT | 2040 | TWh | 282 | Sub_sector | Transport | Ships | Transport (ships) | Energetic | transport_ships_final_demand_electricity | Electricity | EU | Energy demand | 3.54e-12 | FEC
LU | TYNDP2026 | NT | 2040 | TWh | 283 | Sub_sector | Transport | Ships | Transport (ships) | Energetic | transport_ships_final_demand_hydrogen | Hydrogen | EU | Energy demand | 1.37e-10 | FEC
LU | TYNDP2026 | NT | 2040 | TWh | 284 | Sub_sector | Transport | Ships | Transport (ships) | Energetic | transport_ships_final_demand_methane | Methane | EU | Energy demand | 6.56e-10 | FEC
LU | TYNDP2026 | NT | 2040 | TWh | 285 | Sub_sector | Transport | Ships | Transport (ships) | Energetic | transport_ships_final_demand_heat | Heat | EU | Energy demand | 0 | FEC
LU | TYNDP2026 | NT | 2040 | TWh | 286 | Sub_sector | Transport | Ships | Transport (ships) | Energetic | transport_ships_final_demand_biomass | Biomass | EU | Energy demand | 0 | FEC
LU | TYNDP2026 | NT | 2040 | TWh | 287 | Sub_sector | Transport | Ships | Transport (ships) | Energetic | transport_ships_final_demand_coal | Solids | EU | Energy demand | 0 | FEC
LU | TYNDP2026 | NT | 2040 | TWh | 288 | Sub_sector | Transport | Ships | Transport (ships) | Energetic | transport_ships_final_demand_oil | Liquids | EU | Energy demand | 5.86e-10 | FEC
LU | TYNDP2026 | NT | 2040 | TWh | 289 | Sub_sector | Transport | Ships | Transport (ships) | Energetic | transport_ships_final_demand_other | Others | EU | Energy demand | 0 | FEC
LU | TYNDP2026 | NT | 2040 | TWh | 290 | Sub_sector | Transport | Ships | Transport (ships) | Energetic | transport_ships_final_demand_ammonia | Ammonia | EU | Energy demand | 0 | FEC
LU | TYNDP2026 | NT | 2040 | TWh | 292 | Sub_sector | Transport | Planes | Transport (planes) | Energetic | transport_planes_final_demand_electricity | Electricity | EU | Energy demand | 0 | FEC
LU | TYNDP2026 | NT | 2040 | TWh | 293 | Sub_sector | Transport | Planes | Transport (planes) | Energetic | transport_planes_final_demand_hydrogen | Hydrogen | EU | Energy demand | 0 | FEC
LU | TYNDP2026 | NT | 2040 | TWh | 294 | Sub_sector | Transport | Planes | Transport (planes) | Energetic | transport_planes_final_demand_methane | Methane | EU | Energy demand | 0 | FEC
LU | TYNDP2026 | NT | 2040 | TWh | 295 | Sub_sector | Transport | Planes | Transport (planes) | Energetic | transport_planes_final_demand_heat | Heat | EU | Energy demand | 0 | FEC
LU | TYNDP2026 | NT | 2040 | TWh | 296 | Sub_sector | Transport | Planes | Transport (planes) | Energetic | transport_planes_final_demand_biomass | Biomass | EU | Energy demand | 0 | FEC
LU | TYNDP2026 | NT | 2040 | TWh | 297 | Sub_sector | Transport | Planes | Transport (planes) | Energetic | transport_planes_final_demand_coal | Solids | EU | Energy demand | 0 | FEC
LU | TYNDP2026 | NT | 2040 | TWh | 298 | Sub_sector | Transport | Planes | Transport (planes) | Energetic | transport_planes_final_demand_oil | Liquids | EU | Energy demand | 0 | FEC
LU | TYNDP2026 | NT | 2040 | TWh | 299 | Sub_sector | Transport | Planes | Transport (planes) | Energetic | transport_planes_final_demand_other | Others | EU | Energy demand | 0 | FEC
LU | TYNDP2026 | NT | 2040 | TWh | 300 | Sub_sector | Transport | Planes | Transport (planes) | Energetic | transport_planes_final_demand_ammonia | Ammonia | EU | Energy demand | 0 | FEC
LU | TYNDP2026 | NT | 2040 | TWh | 302 | Sub_sector | Transport | Others | Transport (others) | Energetic | transport_other_final_demand_electricity | Electricity | EU | Energy demand | 0 | FEC
LU | TYNDP2026 | NT | 2040 | TWh | 303 | Sub_sector | Transport | Others | Transport (others) | Energetic | transport_other_final_demand_hydrogen | Hydrogen | EU | Energy demand | 0 | FEC
LU | TYNDP2026 | NT | 2040 | TWh | 304 | Sub_sector | Transport | Others | Transport (others) | Energetic | transport_other_final_demand_methane | Methane | EU | Energy demand | 0 | FEC
LU | TYNDP2026 | NT | 2040 | TWh | 305 | Sub_sector | Transport | Others | Transport (others) | Energetic | transport_other_final_demand_heat | Heat | EU | Energy demand | 0 | FEC
LU | TYNDP2026 | NT | 2040 | TWh | 306 | Sub_sector | Transport | Others | Transport (others) | Energetic | transport_other_final_demand_biomass | Biomass | EU | Energy demand | 0 | FEC
LU | TYNDP2026 | NT | 2040 | TWh | 307 | Sub_sector | Transport | Others | Transport (others) | Energetic | transport_other_final_demand_coal | Solids | EU | Energy demand | 0 | FEC
LU | TYNDP2026 | NT | 2040 | TWh | 308 | Sub_sector | Transport | Others | Transport (others) | Energetic | transport_other_final_demand_oil | Liquids | EU | Energy demand | 0 | FEC
LU | TYNDP2026 | NT | 2040 | TWh | 309 | Sub_sector | Transport | Others | Transport (others) | Energetic | transport_other_final_demand_other | Others | EU | Energy demand | 0 | FEC
LU | TYNDP2026 | NT | 2040 | TWh | 310 | Sub_sector | Transport | Others | Transport (others) | Energetic | transport_other_final_demand_ammonia | Ammonia | EU | Energy demand | 0 | FEC
LU | TYNDP2026 | NT | 2040 | TWh | 312 | Sub_sector | International transport | International aviation | Transport (int. aviation) | Energetic | transport_int_aviation_final_demand_electricity | Electricity | EU | Energy demand | 0 | FEC
LU | TYNDP2026 | NT | 2040 | TWh | 313 | Sub_sector | International transport | International aviation | Transport (int. aviation) | Energetic | transport_int_aviation_final_demand_hydrogen | Hydrogen | EU | Energy demand | 0 | FEC
LU | TYNDP2026 | NT | 2040 | TWh | 314 | Sub_sector | International transport | International aviation | Transport (int. aviation) | Energetic | transport_int_aviation_final_demand_methane | Methane | EU | Energy demand | 0 | FEC
LU | TYNDP2026 | NT | 2040 | TWh | 315 | Sub_sector | International transport | International aviation | Transport (int. aviation) | Energetic | transport_int_aviation_final_demand_heat | Heat | EU | Energy demand | 0 | FEC
LU | TYNDP2026 | NT | 2040 | TWh | 316 | Sub_sector | International transport | International aviation | Transport (int. aviation) | Energetic | transport_int_aviation_final_demand_biofuels | Biomass | EU | Energy demand | 0 | FEC
LU | TYNDP2026 | NT | 2040 | TWh | 317 | Sub_sector | International transport | International aviation | Transport (int. aviation) | Energetic | transport_int_aviation_final_demand_coal | Solids | EU | Energy demand | 0 | FEC
LU | TYNDP2026 | NT | 2040 | TWh | 318 | Sub_sector | International transport | International aviation | Transport (int. aviation) | Energetic | transport_int_aviation_final_demand_oil | Liquids | EU | Energy demand | 0 | FEC
LU | TYNDP2026 | NT | 2040 | TWh | 319 | Sub_sector | International transport | International aviation | Transport (int. aviation) | Energetic | transport_int_aviation_final_demand_other | Others | EU | Energy demand | 0 | FEC
LU | TYNDP2026 | NT | 2040 | TWh | 320 | Sub_sector | International transport | International aviation | Transport (int. aviation) | Energetic | transport_int_aviation_final_demand_ammonia | Ammonia | EU | Energy demand | 0 | FEC
LU | TYNDP2026 | NT | 2040 | TWh | 322 | Sub_sector | International transport | International shipping | Transport (int. shipping) | Energetic | transport_int_shipping_final_demand_electricity | Electricity | EU | Energy demand | 0 | not_included_in_FEC
LU | TYNDP2026 | NT | 2040 | TWh | 323 | Sub_sector | International transport | International shipping | Transport (int. shipping) | Energetic | transport_int_shipping_final_demand_hydrogen | Hydrogen | EU | Energy demand | 0 | not_included_in_FEC
LU | TYNDP2026 | NT | 2040 | TWh | 324 | Sub_sector | International transport | International shipping | Transport (int. shipping) | Energetic | transport_int_shipping_final_demand_methane | Methane | EU | Energy demand | 0 | not_included_in_FEC
LU | TYNDP2026 | NT | 2040 | TWh | 325 | Sub_sector | International transport | International shipping | Transport (int. shipping) | Energetic | transport_int_shipping_final_demand_heat | Heat | EU | Energy demand | 0 | not_included_in_FEC
LU | TYNDP2026 | NT | 2040 | TWh | 326 | Sub_sector | International transport | International shipping | Transport (int. shipping) | Energetic | transport_int_shipping_final_demand_biofuels | Biomass | EU | Energy demand | 0 | not_included_in_FEC
LU | TYNDP2026 | NT | 2040 | TWh | 327 | Sub_sector | International transport | International shipping | Transport (int. shipping) | Energetic | transport_int_shipping_final_demand_coal | Solids | EU | Energy demand | 0 | not_included_in_FEC
LU | TYNDP2026 | NT | 2040 | TWh | 328 | Sub_sector | International transport | International shipping | Transport (int. shipping) | Energetic | transport_int_shipping_final_demand_oil | Liquids | EU | Energy demand | 0 | not_included_in_FEC
LU | TYNDP2026 | NT | 2040 | TWh | 329 | Sub_sector | International transport | International shipping | Transport (int. shipping) | Energetic | transport_int_shipping_final_demand_other | Others | EU | Energy demand | 0 | not_included_in_FEC
LU | TYNDP2026 | NT | 2040 | TWh | 330 | Sub_sector | International transport | International shipping | Transport (int. shipping) | Energetic | transport_int_shipping_final_demand_ammonia | Ammonia | EU | Energy demand | 0 | not_included_in_FEC
LU | TYNDP2026 | NT | 2040 | TWh | 332 | Sub_sector | Households | Space heating | Households (heating) | Energetic | households_heating_final_demand_electricity | Electricity | EU | Energy demand | 0.19775 | FEC
LU | TYNDP2026 | NT | 2040 | TWh | 333 | Sub_sector | Households | Space heating | Households (heating) | Energetic | households_heating_final_demand_hydrogen | Hydrogen | EU | Energy demand | 0.23516 | FEC
LU | TYNDP2026 | NT | 2040 | TWh | 334 | Sub_sector | Households | Space heating | Households (heating) | Energetic | households_heating_final_demand_methane | Methane | EU | Energy demand | 1.2249 | FEC
LU | TYNDP2026 | NT | 2040 | TWh | 335 | Sub_sector | Households | Space heating | Households (heating) | Energetic | households_heating_final_demand_heat | Heat | EU | Energy demand | 0.29199 | FEC
LU | TYNDP2026 | NT | 2040 | TWh | 336 | Sub_sector | Households | Space heating | Households (heating) | Energetic | households_heating_final_demand_biomass | Biomass | EU | Energy demand | 0.18802 | FEC
LU | TYNDP2026 | NT | 2040 | TWh | 337 | Sub_sector | Households | Space heating | Households (heating) | Energetic | households_heating_final_demand_coal | Solids | EU | Energy demand | 0.0017101 | FEC
LU | TYNDP2026 | NT | 2040 | TWh | 338 | Sub_sector | Households | Space heating | Households (heating) | Energetic | households_heating_final_demand_oil | Liquids | EU | Energy demand | 0.35852 | FEC
LU | TYNDP2026 | NT | 2040 | TWh | 339 | Sub_sector | Households | Space heating | Households (heating) | Energetic | households_heating_final_demand_other | Others | EU | Energy demand | 0.092918 | FEC
LU | TYNDP2026 | NT | 2040 | TWh | 340 | Sub_sector | Households | Space heating | Households (heating) | Energetic | households_heating_final_demand_ammonia | Ammonia | EU | Energy demand | 0 | FEC
LU | TYNDP2026 | NT | 2040 | TWh | 343 | Sub_sector | Households | Cooling | Households (cooling) | Energetic | households_cooling_final_demand_electricity | Electricity | EU | Energy demand | 0.024112 | FEC
LU | TYNDP2026 | NT | 2040 | TWh | 344 | Sub_sector | Households | Cooling | Households (cooling) | Energetic | households_cooling_final_demand_hydrogen | Hydrogen | EU | Energy demand | 0 | FEC
LU | TYNDP2026 | NT | 2040 | TWh | 345 | Sub_sector | Households | Cooling | Households (cooling) | Energetic | households_cooling_final_demand_methane | Methane | EU | Energy demand | 0 | FEC
LU | TYNDP2026 | NT | 2040 | TWh | 346 | Sub_sector | Households | Cooling | Households (cooling) | Energetic | households_cooling_final_demand_heat | Heat | EU | Energy demand | 0 | FEC
LU | TYNDP2026 | NT | 2040 | TWh | 347 | Sub_sector | Households | Cooling | Households (cooling) | Energetic | households_cooling_final_demand_biomass | Biomass | EU | Energy demand | 0 | FEC
LU | TYNDP2026 | NT | 2040 | TWh | 348 | Sub_sector | Households | Cooling | Households (cooling) | Energetic | households_cooling_final_demand_coal | Solids | EU | Energy demand | 0 | FEC
LU | TYNDP2026 | NT | 2040 | TWh | 349 | Sub_sector | Households | Cooling | Households (cooling) | Energetic | households_cooling_final_demand_oil | Liquids | EU | Energy demand | 0 | FEC
LU | TYNDP2026 | NT | 2040 | TWh | 350 | Sub_sector | Households | Cooling | Households (cooling) | Energetic | households_cooling_final_demand_other | Others | EU | Energy demand | 0 | FEC
LU | TYNDP2026 | NT | 2040 | TWh | 351 | Sub_sector | Households | Cooling | Households (cooling) | Energetic | households_cooling_final_demand_ammonia | Ammonia | EU | Energy demand | 0 | FEC
LU | TYNDP2026 | NT | 2040 | TWh | 354 | Sub_sector | Households | Hot water | Households (hot water) | Energetic | households_hot_water_final_demand_electricity | Electricity | EU | Energy demand | 0.088087 | FEC
LU | TYNDP2026 | NT | 2040 | TWh | 355 | Sub_sector | Households | Hot water | Households (hot water) | Energetic | households_hot_water_final_demand_hydrogen | Hydrogen | EU | Energy demand | 0.031913 | FEC
LU | TYNDP2026 | NT | 2040 | TWh | 356 | Sub_sector | Households | Hot water | Households (hot water) | Energetic | households_hot_water_final_demand_methane | Methane | EU | Energy demand | 0.21274 | FEC
LU | TYNDP2026 | NT | 2040 | TWh | 357 | Sub_sector | Households | Hot water | Households (hot water) | Energetic | households_hot_water_final_demand_heat | Heat | EU | Energy demand | 0.037607 | FEC
LU | TYNDP2026 | NT | 2040 | TWh | 358 | Sub_sector | Households | Hot water | Households (hot water) | Energetic | households_hot_water_final_demand_biomass | Biomass | EU | Energy demand | 0.012372 | FEC
LU | TYNDP2026 | NT | 2040 | TWh | 359 | Sub_sector | Households | Hot water | Households (hot water) | Energetic | households_hot_water_final_demand_coal | Solids | EU | Energy demand | 0.00011253 | FEC
LU | TYNDP2026 | NT | 2040 | TWh | 360 | Sub_sector | Households | Hot water | Households (hot water) | Energetic | households_hot_water_final_demand_oil | Liquids | EU | Energy demand | 0.023591 | FEC
LU | TYNDP2026 | NT | 2040 | TWh | 361 | Sub_sector | Households | Hot water | Households (hot water) | Energetic | households_hot_water_final_demand_other | Others | EU | Energy demand | 0.075366 | FEC
LU | TYNDP2026 | NT | 2040 | TWh | 362 | Sub_sector | Households | Hot water | Households (hot water) | Energetic | households_hot_water_final_demand_ammonia | Ammonia | EU | Energy demand | 0 | FEC
LU | TYNDP2026 | NT | 2040 | TWh | 365 | Sub_sector | Households | Appliances | Households (appliances) | Energetic | households_appliances_final_demand_electricity | Electricity | EU | Energy demand | 1.3882 | FEC
LU | TYNDP2026 | NT | 2040 | TWh | 366 | Sub_sector | Households | Appliances | Households (appliances) | Energetic | households_appliances_final_demand_hydrogen | Hydrogen | EU | Energy demand | 0 | FEC
LU | TYNDP2026 | NT | 2040 | TWh | 367 | Sub_sector | Households | Appliances | Households (appliances) | Energetic | households_appliances_final_demand_methane | Methane | EU | Energy demand | 0.010287 | FEC
LU | TYNDP2026 | NT | 2040 | TWh | 368 | Sub_sector | Households | Appliances | Households (appliances) | Energetic | households_appliances_final_demand_heat | Heat | EU | Energy demand | 0 | FEC
LU | TYNDP2026 | NT | 2040 | TWh | 369 | Sub_sector | Households | Appliances | Households (appliances) | Energetic | households_appliances_final_demand_biomass | Biomass | EU | Energy demand | 0.00058506 | FEC
LU | TYNDP2026 | NT | 2040 | TWh | 370 | Sub_sector | Households | Appliances | Households (appliances) | Energetic | households_appliances_final_demand_coal | Solids | EU | Energy demand | 0 | FEC
LU | TYNDP2026 | NT | 2040 | TWh | 371 | Sub_sector | Households | Appliances | Households (appliances) | Energetic | households_appliances_final_demand_oil | Liquids | EU | Energy demand | 0 | FEC
LU | TYNDP2026 | NT | 2040 | TWh | 372 | Sub_sector | Households | Appliances | Households (appliances) | Energetic | households_appliances_final_demand_other | Others | EU | Energy demand | 0 | FEC
LU | TYNDP2026 | NT | 2040 | TWh | 373 | Sub_sector | Households | Appliances | Households (appliances) | Energetic | households_appliances_final_demand_ammonia | Ammonia | EU | Energy demand | 0 | FEC
LU | TYNDP2026 | NT | 2040 | TWh | 375 | Sub_sector | Buildings | Space heating | Buildings (heat) | Energetic | buildings_heat_final_demand_electricity | Electricity | EU | Energy demand | 1.1789 | FEC
LU | TYNDP2026 | NT | 2040 | TWh | 376 | Sub_sector | Buildings | Space heating | Buildings (heat) | Energetic | buildings_heat_final_demand_hydrogen | Hydrogen | EU | Energy demand | 0 | FEC
LU | TYNDP2026 | NT | 2040 | TWh | 377 | Sub_sector | Buildings | Space heating | Buildings (heat) | Energetic | buildings_heat_final_demand_methane | Methane | EU | Energy demand | 0 | FEC
LU | TYNDP2026 | NT | 2040 | TWh | 378 | Sub_sector | Buildings | Space heating | Buildings (heat) | Energetic | buildings_heat_final_demand_heat | Heat | EU | Energy demand | 0 | FEC
LU | TYNDP2026 | NT | 2040 | TWh | 379 | Sub_sector | Buildings | Space heating | Buildings (heat) | Energetic | buildings_heat_final_demand_biomass | Biomass | EU | Energy demand | 0 | FEC
LU | TYNDP2026 | NT | 2040 | TWh | 380 | Sub_sector | Buildings | Space heating | Buildings (heat) | Energetic | buildings_heat_final_demand_coal | Solids | EU | Energy demand | 0 | FEC
LU | TYNDP2026 | NT | 2040 | TWh | 381 | Sub_sector | Buildings | Space heating | Buildings (heat) | Energetic | buildings_heat_final_demand_oil | Liquids | EU | Energy demand | 0 | FEC
LU | TYNDP2026 | NT | 2040 | TWh | 382 | Sub_sector | Buildings | Space heating | Buildings (heat) | Energetic | buildings_heat_final_demand_other | Others | EU | Energy demand | 0.040836 | FEC
LU | TYNDP2026 | NT | 2040 | TWh | 383 | Sub_sector | Buildings | Space heating | Buildings (heat) | Energetic | buildings_heat_final_demand_ammonia | Ammonia | EU | Energy demand | 0 | FEC
LU | TYNDP2026 | NT | 2040 | TWh | 386 | Sub_sector | Buildings | Cooling | Buildings (cooling) | Energetic | buildings_cooling_final_demand_electricity | Electricity | EU | Energy demand | 0.024364 | FEC
LU | TYNDP2026 | NT | 2040 | TWh | 387 | Sub_sector | Buildings | Cooling | Buildings (cooling) | Energetic | buildings_cooling_final_demand_hydrogen | Hydrogen | EU | Energy demand | 0 | FEC
LU | TYNDP2026 | NT | 2040 | TWh | 388 | Sub_sector | Buildings | Cooling | Buildings (cooling) | Energetic | buildings_cooling_final_demand_methane | Methane | EU | Energy demand | 0.0019597 | FEC
LU | TYNDP2026 | NT | 2040 | TWh | 389 | Sub_sector | Buildings | Cooling | Buildings (cooling) | Energetic | buildings_cooling_final_demand_heat | Heat | EU | Energy demand | 0 | FEC
LU | TYNDP2026 | NT | 2040 | TWh | 390 | Sub_sector | Buildings | Cooling | Buildings (cooling) | Energetic | buildings_cooling_final_demand_biomass | Biomass | EU | Energy demand | 0 | FEC
LU | TYNDP2026 | NT | 2040 | TWh | 391 | Sub_sector | Buildings | Cooling | Buildings (cooling) | Energetic | buildings_cooling_final_demand_coal | Solids | EU | Energy demand | 0 | FEC
LU | TYNDP2026 | NT | 2040 | TWh | 392 | Sub_sector | Buildings | Cooling | Buildings (cooling) | Energetic | buildings_cooling_final_demand_oil | Liquids | EU | Energy demand | 0 | FEC
LU | TYNDP2026 | NT | 2040 | TWh | 393 | Sub_sector | Buildings | Cooling | Buildings (cooling) | Energetic | buildings_cooling_final_demand_other | Others | EU | Energy demand | 0 | FEC
LU | TYNDP2026 | NT | 2040 | TWh | 394 | Sub_sector | Buildings | Cooling | Buildings (cooling) | Energetic | buildings_cooling_final_demand_ammonia | Ammonia | EU | Energy demand | 0 | FEC
LU | TYNDP2026 | NT | 2040 | TWh | 397 | Sub_sector | Buildings | Appliances | Buildings (appliances) | Energetic | buildings_appliances_final_demand_electricity | Electricity | EU | Energy demand | 1.6894 | FEC
LU | TYNDP2026 | NT | 2040 | TWh | 398 | Sub_sector | Buildings | Appliances | Buildings (appliances) | Energetic | buildings_appliances_final_demand_hydrogen | Hydrogen | EU | Energy demand | 0 | FEC
LU | TYNDP2026 | NT | 2040 | TWh | 399 | Sub_sector | Buildings | Appliances | Buildings (appliances) | Energetic | buildings_appliances_final_demand_methane | Methane | EU | Energy demand | 0.39391 | FEC
LU | TYNDP2026 | NT | 2040 | TWh | 400 | Sub_sector | Buildings | Appliances | Buildings (appliances) | Energetic | buildings_appliances_final_demand_heat | Heat | EU | Energy demand | 0 | FEC
LU | TYNDP2026 | NT | 2040 | TWh | 401 | Sub_sector | Buildings | Appliances | Buildings (appliances) | Energetic | buildings_appliances_final_demand_biomass | Biomass | EU | Energy demand | 0 | FEC
LU | TYNDP2026 | NT | 2040 | TWh | 402 | Sub_sector | Buildings | Appliances | Buildings (appliances) | Energetic | buildings_appliances_final_demand_coal | Solids | EU | Energy demand | 0 | FEC
LU | TYNDP2026 | NT | 2040 | TWh | 403 | Sub_sector | Buildings | Appliances | Buildings (appliances) | Energetic | buildings_appliances_final_demand_oil | Liquids | EU | Energy demand | 0 | FEC
LU | TYNDP2026 | NT | 2040 | TWh | 404 | Sub_sector | Buildings | Appliances | Buildings (appliances) | Energetic | buildings_appliances_final_demand_other | Others | EU | Energy demand | 0 | FEC
LU | TYNDP2026 | NT | 2040 | TWh | 405 | Sub_sector | Buildings | Appliances | Buildings (appliances) | Energetic | buildings_appliances_final_demand_ammonia | Ammonia | EU | Energy demand | 0 | FEC
LU | TYNDP2026 | NT | 2040 | TWh | 407 | Sub_sector | Buildings | Datacenters | Datacenters & ICT | Energetic | datacentres_final_demand_electricity_energetic | Electricity | EU | Energy demand | 3.3831 | FEC
LU | TYNDP2026 | NT | 2040 | TWh | 408 | Sub_sector | Buildings | Datacenters | Datacenters & ICT | Energetic | datacentres_final_demand_hydrogen_energetic | Hydrogen | EU | Energy demand | 0 | FEC
LU | TYNDP2026 | NT | 2040 | TWh | 409 | Sub_sector | Buildings | Datacenters | Datacenters & ICT | Energetic | datacentres_final_demand_methane_energetic | Methane | EU | Energy demand | 0 | FEC
LU | TYNDP2026 | NT | 2040 | TWh | 410 | Sub_sector | Buildings | Datacenters | Datacenters & ICT | Energetic | datacentres_final_demand_heat_energetic | Heat | EU | Energy demand | 0 | FEC
LU | TYNDP2026 | NT | 2040 | TWh | 411 | Sub_sector | Buildings | Datacenters | Datacenters & ICT | Energetic | datacentres_final_demand_biomass_energetic | Biomass | EU | Energy demand | 0 | FEC
LU | TYNDP2026 | NT | 2040 | TWh | 412 | Sub_sector | Buildings | Datacenters | Datacenters & ICT | Energetic | datacentres_final_demand_coal_energetic | Solids | EU | Energy demand | 0 | FEC
LU | TYNDP2026 | NT | 2040 | TWh | 413 | Sub_sector | Buildings | Datacenters | Datacenters & ICT | Energetic | datacentres_final_demand_oil_energetic | Liquids | EU | Energy demand | 0 | FEC
LU | TYNDP2026 | NT | 2040 | TWh | 414 | Sub_sector | Buildings | Datacenters | Datacenters & ICT | Energetic | datacentres_final_demand_other_energetic | Others | EU | Energy demand | 0 | FEC
LU | TYNDP2026 | NT | 2040 | TWh | 415 | Sub_sector | Buildings | Datacenters | Datacenters & ICT | Energetic | datacentres_final_demand_ammonia_energetic | Ammonia | EU | Energy demand | 0 | FEC
LU | TYNDP2026 | NT | 2040 | TWh | 417 | Sub_sector | Transport | Others_Sector | Others_Sector | Energetic | other_final_demand_electricity_energetic | Electricity | EU | Energy demand | 0 | FEC
LU | TYNDP2026 | NT | 2040 | TWh | 418 | Sub_sector | Transport | Others_Sector | Others_Sector | Energetic | other_final_demand_hydrogen_energetic | Hydrogen | EU | Energy demand | 0 | FEC
LU | TYNDP2026 | NT | 2040 | TWh | 419 | Sub_sector | Transport | Pipeline Transport | Others_Sector | Energetic | other_final_demand_methane_energetic | Methane | EU | Energy demand | 0 | FEC
LU | TYNDP2026 | NT | 2040 | TWh | 420 | Sub_sector | Transport | Others_Sector | Others_Sector | Energetic | other_final_demand_heat_energetic | Heat | EU | Energy demand | 1.81e-05 | FEC
LU | TYNDP2026 | NT | 2040 | TWh | 421 | Sub_sector | Transport | Others_Sector | Others_Sector | Energetic | other_final_demand_biomass_energetic | Biomass | EU | Energy demand | 0 | FEC
LU | TYNDP2026 | NT | 2040 | TWh | 422 | Sub_sector | Transport | Others_Sector | Others_Sector | Energetic | other_final_demand_coal_energetic | Solids | EU | Energy demand | 0 | FEC
LU | TYNDP2026 | NT | 2040 | TWh | 423 | Sub_sector | Transport | Others_Sector | Others_Sector | Energetic | other_final_demand_oil_energetic | Liquids | EU | Energy demand | 0 | FEC
LU | TYNDP2026 | NT | 2040 | TWh | 424 | Sub_sector | Others_Sector | Others_Sector | Others_Sector | Non-energetic | other_final_demand_oil_non_energetic | Liquids | EU | Energy demand | 0.08882 | not_included_in_FEC
LU | TYNDP2026 | NT | 2040 | TWh | 425 | Sub_sector | Transport | Others_Sector | Others_Sector | Energetic | other_final_demand_other_energetic | Others | EU | Energy demand | 0 | FEC
LU | TYNDP2026 | NT | 2040 | TWh | 426 | Sub_sector | Transport | Others_Sector | Others_Sector | Energetic | other_final_demand_ammonia_energetic | Ammonia | EU | Energy demand | 0 | FEC
LU | TYNDP2026 | NT | 2040 | TWh | 427 | Sub_sector | Industry | Surplus_Heat_in_Industry | Surplus_Heat_in_Industry | Energetic | final_demand_of_industry_unused_local_production_steam_hot_water | Heat | EU | Energy demand | 0 | FEC
LU | TYNDP2026 | NT | 2040 | TWh | 429 | Sub_sector | Agriculture | Total | Agriculture | Energetic | agriculture_final_demand_electricity_energetic | Electricity | EU | Energy demand | 0.037166 | FEC
LU | TYNDP2026 | NT | 2040 | TWh | 430 | Sub_sector | Agriculture | Total | Agriculture | Energetic | agriculture_final_demand_hydrogen_energetic | Hydrogen | EU | Energy demand | 0.0009254 | FEC
LU | TYNDP2026 | NT | 2040 | TWh | 431 | Sub_sector | Agriculture | Total | Agriculture | Energetic | agriculture_final_demand_methane_energetic | Methane | EU | Energy demand | 0.0065837 | FEC
LU | TYNDP2026 | NT | 2040 | TWh | 432 | Sub_sector | Agriculture | Total | Agriculture | Energetic | agriculture_final_demand_heat_energetic | Heat | EU | Energy demand | 0.00041643 | FEC
LU | TYNDP2026 | NT | 2040 | TWh | 433 | Sub_sector | Agriculture | Total | Agriculture | Energetic | agriculture_final_demand_biomass_energetic | Biomass | EU | Energy demand | 0.0076633 | FEC
LU | TYNDP2026 | NT | 2040 | TWh | 434 | Sub_sector | Agriculture | Total | Agriculture | Energetic | agriculture_final_demand_coal_energetic | Solids | EU | Energy demand | 0 | FEC
LU | TYNDP2026 | NT | 2040 | TWh | 435 | Sub_sector | Agriculture | Total | Agriculture | Energetic | agriculture_final_demand_oil_energetic | Liquids | EU | Energy demand | 0.0099973 | FEC
LU | TYNDP2026 | NT | 2040 | TWh | 436 | Sub_sector | Agriculture | Total | Agriculture | Energetic | agriculture_final_demand_other_energetic | Others | EU | Energy demand | 0 | FEC
LU | TYNDP2026 | NT | 2040 | TWh | 437 | Sub_sector | Agriculture | Total | Agriculture | Energetic | agriculture_final_demand_ammonia_energetic | Ammonia | EU | Energy demand | 0 | FEC
LU | TYNDP2026 | NT | 2040 | TWh | 447 | Sub_sector | Buildings | Surplus Energy | Buildings | Energetic | GAP | Electricity | EU | Energy demand | 0 | FEC
LU | TYNDP2026 | NT | 2040 | TWh | 448 | Sub_sector | Buildings | Surplus Energy | Buildings | Energetic | GAP | Hydrogen | EU | Energy demand | 0 | FEC
LU | TYNDP2026 | NT | 2040 | TWh | 449 | Sub_sector | Buildings | Surplus Energy | Buildings | Energetic | GAP | Methane | EU | Energy demand | 0 | FEC
LU | TYNDP2026 | NT | 2040 | TWh | 450 | Sub_sector | Buildings | Surplus Energy | Buildings | Energetic | GAP | Heat | EU | Energy demand | 0 | FEC
LU | TYNDP2026 | NT | 2040 | TWh | 451 | Sub_sector | Buildings | Surplus Energy | Buildings | Energetic | GAP | Biomass | EU | Energy demand | 1.06e-05 | FEC
LU | TYNDP2026 | NT | 2040 | TWh | 452 | Sub_sector | Buildings | Surplus Energy | Buildings | Energetic | GAP | Solids | EU | Energy demand | 0 | FEC
LU | TYNDP2026 | NT | 2040 | TWh | 453 | Sub_sector | Buildings | Surplus Energy | Buildings | Energetic | GAP | Liquids | EU | Energy demand | 0.16931 | FEC
LU | TYNDP2026 | NT | 2040 | TWh | 454 | Sub_sector | Buildings | Surplus Energy | Buildings | Energetic | GAP | Others | EU | Energy demand | 0 | FEC
LU | TYNDP2026 | NT | 2040 | TWh | 455 | Sub_sector | Buildings | Surplus Energy | Buildings | Energetic | GAP | Ammonia | EU | Energy demand | 0 | FEC
LU | TYNDP2026 | NT | 2040 | TWh | 456 | Sub_sector | Households | Surplus Energy | Households | Energetic | GAP | Electricity | EU | Energy demand | 0 | FEC
LU | TYNDP2026 | NT | 2040 | TWh | 457 | Sub_sector | Households | Surplus Energy | Households | Energetic | GAP | Hydrogen | EU | Energy demand | 0 | FEC
LU | TYNDP2026 | NT | 2040 | TWh | 458 | Sub_sector | Households | Surplus Energy | Households | Energetic | GAP | Methane | EU | Energy demand | 0 | FEC
LU | TYNDP2026 | NT | 2040 | TWh | 459 | Sub_sector | Households | Surplus Energy | Households | Energetic | GAP | Heat | EU | Energy demand | 0 | FEC
LU | TYNDP2026 | NT | 2040 | TWh | 460 | Sub_sector | Households | Surplus Energy | Households | Energetic | GAP | Biomass | EU | Energy demand | 0 | FEC
LU | TYNDP2026 | NT | 2040 | TWh | 461 | Sub_sector | Households | Surplus Energy | Households | Energetic | GAP | Solids | EU | Energy demand | 0 | FEC
LU | TYNDP2026 | NT | 2040 | TWh | 462 | Sub_sector | Households | Surplus Energy | Households | Energetic | GAP | Liquids | EU | Energy demand | 0 | FEC
LU | TYNDP2026 | NT | 2040 | TWh | 463 | Sub_sector | Households | Surplus Energy | Households | Energetic | GAP | Others | EU | Energy demand | 0 | FEC
LU | TYNDP2026 | NT | 2040 | TWh | 464 | Sub_sector | Households | Surplus Energy | Households | Energetic | GAP | Ammonia | EU | Energy demand | 0 | FEC
LU | TYNDP2026 | NT | 2050 | TWh | 102 | Sub_sector | Industry | Aluminium | Industry (aluminium) | Energetic | industry_aluminium_demand_electricity_energetic | Electricity | EU | Energy demand | 0 | FEC
LU | TYNDP2026 | NT | 2050 | TWh | 103 | Sub_sector | Industry | Aluminium | Industry (aluminium) | Energetic | industry_aluminium_demand_hydrogen_energetic | Hydrogen | EU | Energy demand | 0 | FEC
LU | TYNDP2026 | NT | 2050 | TWh | 104 | Sub_sector | Industry | Aluminium | Industry (aluminium) | Energetic | industry_aluminium_demand_methane_energetic | Methane | EU | Energy demand | 0 | FEC
LU | TYNDP2026 | NT | 2050 | TWh | 105 | Sub_sector | Industry | Aluminium | Industry (aluminium) | Energetic | industry_aluminium_demand_heat_energetic | Heat | EU | Energy demand | 0 | FEC
LU | TYNDP2026 | NT | 2050 | TWh | 106 | Sub_sector | Industry | Aluminium | Industry (aluminium) | Energetic | industry_aluminium_demand_biomass_energetic | Biomass | EU | Energy demand | 0 | FEC
LU | TYNDP2026 | NT | 2050 | TWh | 107 | Sub_sector | Industry | Aluminium | Industry (aluminium) | Energetic | industry_aluminium_demand_coal_energetic | Solids | EU | Energy demand | 0 | FEC
LU | TYNDP2026 | NT | 2050 | TWh | 108 | Sub_sector | Industry | Aluminium | Industry (aluminium) | Energetic | industry_aluminium_demand_oil_energetic | Liquids | EU | Energy demand | 0 | FEC
LU | TYNDP2026 | NT | 2050 | TWh | 109 | Sub_sector | Industry | Aluminium | Industry (aluminium) | Energetic | industry_aluminium_demand_others_energetic | Others | EU | Energy demand | 0 | FEC
LU | TYNDP2026 | NT | 2050 | TWh | 110 | Sub_sector | Industry | Aluminium | Industry (aluminium) | Energetic | industry_ammonia_demand_others_energetic | Ammonia | EU | Energy demand | 0 | FEC
LU | TYNDP2026 | NT | 2050 | TWh | 112 | Sub_sector | Industry | Chemicals | Industry (chemicals, energetic) | Energetic | industry_chemical_demand_electricity_energetic | Electricity | EU | Energy demand | 0 | FEC
LU | TYNDP2026 | NT | 2050 | TWh | 113 | Sub_sector | Industry | Chemicals | Industry (chemicals, energetic) | Energetic | industry_chemical_demand_hydrogen_energetic | Hydrogen | EU | Energy demand | 0 | FEC
LU | TYNDP2026 | NT | 2050 | TWh | 114 | Sub_sector | Industry | Chemicals | Industry (chemicals, energetic) | Energetic | industry_chemical_demand_methane_energetic | Methane | EU | Energy demand | 0 | FEC
LU | TYNDP2026 | NT | 2050 | TWh | 115 | Sub_sector | Industry | Chemicals | Industry (chemicals, energetic) | Energetic | industry_chemical_demand_heat_energetic | Heat | EU | Energy demand | 0 | FEC
LU | TYNDP2026 | NT | 2050 | TWh | 116 | Sub_sector | Industry | Chemicals | Industry (chemicals, energetic) | Energetic | industry_chemical_demand_biomass_energetic | Biomass | EU | Energy demand | 0 | FEC
LU | TYNDP2026 | NT | 2050 | TWh | 117 | Sub_sector | Industry | Chemicals | Industry (chemicals, energetic) | Energetic | industry_chemical_demand_coal_energetic | Solids | EU | Energy demand | 0 | FEC
LU | TYNDP2026 | NT | 2050 | TWh | 118 | Sub_sector | Industry | Chemicals | Industry (chemicals, energetic) | Energetic | industry_chemical_demand_oil_energetic | Liquids | EU | Energy demand | 0 | FEC
LU | TYNDP2026 | NT | 2050 | TWh | 119 | Sub_sector | Industry | Chemicals | Industry (chemicals, energetic) | Energetic | industry_chemical_demand_others_energetic | Others | EU | Energy demand | 0 | FEC
LU | TYNDP2026 | NT | 2050 | TWh | 120 | Sub_sector | Industry | Chemicals | Industry (chemicals, energetic) | Energetic | industry_chemical_demand_ammonia_energetic | Ammonia | EU | Energy demand | 0 | FEC
LU | TYNDP2026 | NT | 2050 | TWh | 122 | Sub_sector | Industry | Chemicals | Industry (chemicals, non-energetic) | Non-energetic | industry_chemical_demand_electricity_non_energetic | Electricity | EU | Energy demand | 0 | not_included_in_FEC
LU | TYNDP2026 | NT | 2050 | TWh | 123 | Sub_sector | Industry | Chemicals | Industry (chemicals, non-energetic) | Non-energetic | industry_chemical_demand_hydrogen_non_energetic | Hydrogen | EU | Energy demand | 0 | not_included_in_FEC
LU | TYNDP2026 | NT | 2050 | TWh | 124 | Sub_sector | Industry | Chemicals | Industry (chemicals, non-energetic) | Non-energetic | industry_chemical_demand_methane_non_energetic | Methane | EU | Energy demand | 0 | not_included_in_FEC
LU | TYNDP2026 | NT | 2050 | TWh | 125 | Sub_sector | Industry | Chemicals | Industry (chemicals, non-energetic) | Non-energetic | industry_chemical_demand_heat_non_energetic | Heat | EU | Energy demand | 0 | not_included_in_FEC
LU | TYNDP2026 | NT | 2050 | TWh | 126 | Sub_sector | Industry | Chemicals | Industry (chemicals, non-energetic) | Non-energetic | industry_chemical_demand_biomass_non_energetic | Biomass | EU | Energy demand | 0 | not_included_in_FEC
LU | TYNDP2026 | NT | 2050 | TWh | 127 | Sub_sector | Industry | Chemicals | Industry (chemicals, non-energetic) | Non-energetic | industry_chemical_demand_coal_non_energetic | Solids | EU | Energy demand | 0 | not_included_in_FEC
LU | TYNDP2026 | NT | 2050 | TWh | 128 | Sub_sector | Industry | Chemicals | Industry (chemicals, non-energetic) | Non-energetic | industry_chemical_demand_oil_non_energetic | Liquids | EU | Energy demand | 0 | not_included_in_FEC
LU | TYNDP2026 | NT | 2050 | TWh | 129 | Sub_sector | Industry | Chemicals | Industry (chemicals, non-energetic) | Non-energetic | industry_chemical_demand_others_non_energetic | Others | EU | Energy demand | 0 | not_included_in_FEC
LU | TYNDP2026 | NT | 2050 | TWh | 130 | Sub_sector | Industry | Chemicals | Industry (chemicals, non-energetic) | Non-energetic | industry_chemical_demand_ammonia_non_energetic | Ammonia | EU | Energy demand | 0 | not_included_in_FEC
LU | TYNDP2026 | NT | 2050 | TWh | 132 | Sub_sector | Industry | Fertilizers | Industry (fertilizers, energetic) | Energetic | industry_fertilizers_demand_electricity_energetic | Electricity | EU | Energy demand | 0 | FEC
LU | TYNDP2026 | NT | 2050 | TWh | 133 | Sub_sector | Industry | Fertilizers | Industry (fertilizers, energetic) | Energetic | industry_fertilizers_demand_hydrogen_energetic | Hydrogen | EU | Energy demand | 0 | FEC
LU | TYNDP2026 | NT | 2050 | TWh | 134 | Sub_sector | Industry | Fertilizers | Industry (fertilizers, energetic) | Energetic | industry_fertilizers_demand_methane_energetic | Methane | EU | Energy demand | 0 | FEC
LU | TYNDP2026 | NT | 2050 | TWh | 135 | Sub_sector | Industry | Fertilizers | Industry (fertilizers, energetic) | Energetic | industry_fertilizers_demand_heat_energetic | Heat | EU | Energy demand | 0 | FEC
LU | TYNDP2026 | NT | 2050 | TWh | 136 | Sub_sector | Industry | Fertilizers | Industry (fertilizers, energetic) | Energetic | industry_fertilizers_demand_biomass_energetic | Biomass | EU | Energy demand | 0 | FEC
LU | TYNDP2026 | NT | 2050 | TWh | 137 | Sub_sector | Industry | Fertilizers | Industry (fertilizers, energetic) | Energetic | industry_fertilizers_demand_coal_energetic | Solids | EU | Energy demand | 0 | FEC
LU | TYNDP2026 | NT | 2050 | TWh | 138 | Sub_sector | Industry | Fertilizers | Industry (fertilizers, energetic) | Energetic | industry_fertilizers_demand_oil_energetic | Liquids | EU | Energy demand | 0 | FEC
LU | TYNDP2026 | NT | 2050 | TWh | 139 | Sub_sector | Industry | Fertilizers | Industry (fertilizers, energetic) | Energetic | industry_fertilizers_demand_others_energetic | Others | EU | Energy demand | 0 | FEC
LU | TYNDP2026 | NT | 2050 | TWh | 140 | Sub_sector | Industry | Fertilizers | Industry (fertilizers, energetic) | Energetic | industry_fertilizers_demand_ammonia_energetic | Ammonia | EU | Energy demand | 0 | FEC
LU | TYNDP2026 | NT | 2050 | TWh | 142 | Sub_sector | Industry | Fertilizers | Industry (fertilizers, non-energetic) | Non-energetic | industry_fertilizers_demand_electricity_non_energetic | Electricity | EU | Energy demand | 0 | not_included_in_FEC
LU | TYNDP2026 | NT | 2050 | TWh | 143 | Sub_sector | Industry | Fertilizers | Industry (fertilizers, non-energetic) | Non-energetic | industry_fertilizers_demand_hydrogen_non_energetic | Hydrogen | EU | Energy demand | 0 | not_included_in_FEC
LU | TYNDP2026 | NT | 2050 | TWh | 144 | Sub_sector | Industry | Fertilizers | Industry (fertilizers, non-energetic) | Non-energetic | industry_fertilizers_demand_methane_non_energetic | Methane | EU | Energy demand | 0 | not_included_in_FEC
LU | TYNDP2026 | NT | 2050 | TWh | 145 | Sub_sector | Industry | Fertilizers | Industry (fertilizers, non-energetic) | Non-energetic | industry_fertilizers_demand_heat_non_energetic | Heat | EU | Energy demand | 0 | not_included_in_FEC
LU | TYNDP2026 | NT | 2050 | TWh | 146 | Sub_sector | Industry | Fertilizers | Industry (fertilizers, non-energetic) | Non-energetic | industry_fertilizers_demand_biomass_non_energetic | Biomass | EU | Energy demand | 0 | not_included_in_FEC
LU | TYNDP2026 | NT | 2050 | TWh | 147 | Sub_sector | Industry | Fertilizers | Industry (fertilizers, non-energetic) | Non-energetic | industry_fertilizers_demand_coal_non_energetic | Solids | EU | Energy demand | 0 | not_included_in_FEC
LU | TYNDP2026 | NT | 2050 | TWh | 148 | Sub_sector | Industry | Fertilizers | Industry (fertilizers, non-energetic) | Non-energetic | industry_fertilizers_demand_oil_non_energetic | Liquids | EU | Energy demand | 0 | not_included_in_FEC
LU | TYNDP2026 | NT | 2050 | TWh | 149 | Sub_sector | Industry | Fertilizers | Industry (fertilizers, non-energetic) | Non-energetic | industry_fertilizers_demand_others_non_energetic | Others | EU | Energy demand | 0 | not_included_in_FEC
LU | TYNDP2026 | NT | 2050 | TWh | 150 | Sub_sector | Industry | Fertilizers | Industry (fertilizers, non-energetic) | Non-energetic | industry_fertilizers_demand_ammonia_non_energetic | Ammonia | EU | Energy demand | 0 | not_included_in_FEC
LU | TYNDP2026 | NT | 2050 | TWh | 152 | Sub_sector | Industry | Food | Industry (food) | Energetic | industry_food_demand_electricity_energetic | Electricity | EU | Energy demand | 0 | FEC
LU | TYNDP2026 | NT | 2050 | TWh | 153 | Sub_sector | Industry | Food | Industry (food) | Energetic | industry_food_demand_hydrogen_energetic | Hydrogen | EU | Energy demand | 0 | FEC
LU | TYNDP2026 | NT | 2050 | TWh | 154 | Sub_sector | Industry | Food | Industry (food) | Energetic | industry_food_demand_methane_energetic | Methane | EU | Energy demand | 0 | FEC
LU | TYNDP2026 | NT | 2050 | TWh | 155 | Sub_sector | Industry | Food | Industry (food) | Energetic | industry_food_demand_heat_energetic | Heat | EU | Energy demand | 0 | FEC
LU | TYNDP2026 | NT | 2050 | TWh | 156 | Sub_sector | Industry | Food | Industry (food) | Energetic | industry_food_demand_biomass_energetic | Biomass | EU | Energy demand | 0 | FEC
LU | TYNDP2026 | NT | 2050 | TWh | 157 | Sub_sector | Industry | Food | Industry (food) | Energetic | industry_food_demand_coal_energetic | Solids | EU | Energy demand | 0 | FEC
LU | TYNDP2026 | NT | 2050 | TWh | 158 | Sub_sector | Industry | Food | Industry (food) | Energetic | industry_food_demand_oil_energetic | Liquids | EU | Energy demand | 0 | FEC
LU | TYNDP2026 | NT | 2050 | TWh | 159 | Sub_sector | Industry | Food | Industry (food) | Energetic | industry_food_demand_others_energetic | Others | EU | Energy demand | 0 | FEC
LU | TYNDP2026 | NT | 2050 | TWh | 160 | Sub_sector | Industry | Food | Industry (food) | Energetic | industry_food_demand_ammonia_energetic | Ammonia | EU | Energy demand | 0 | FEC
LU | TYNDP2026 | NT | 2050 | TWh | 162 | Sub_sector | Industry | Metals | Industry (metal) | Energetic | industry_metal_demand_electricity_energetic | Electricity | EU | Energy demand | 0 | FEC
LU | TYNDP2026 | NT | 2050 | TWh | 163 | Sub_sector | Industry | Metals | Industry (metal) | Energetic | industry_metal_demand_hydrogen_energetic | Hydrogen | EU | Energy demand | 0 | FEC
LU | TYNDP2026 | NT | 2050 | TWh | 164 | Sub_sector | Industry | Metals | Industry (metal) | Energetic | industry_metal_demand_methane_energetic | Methane | EU | Energy demand | 0 | FEC
LU | TYNDP2026 | NT | 2050 | TWh | 165 | Sub_sector | Industry | Metals | Industry (metal) | Energetic | industry_metal_demand_heat_energetic | Heat | EU | Energy demand | 0 | FEC
LU | TYNDP2026 | NT | 2050 | TWh | 166 | Sub_sector | Industry | Metals | Industry (metal) | Energetic | industry_metal_demand_biomass_energetic | Biomass | EU | Energy demand | 0 | FEC
LU | TYNDP2026 | NT | 2050 | TWh | 167 | Sub_sector | Industry | Metals | Industry (metal) | Energetic | industry_metal_demand_coal_energetic | Solids | EU | Energy demand | 0 | FEC
LU | TYNDP2026 | NT | 2050 | TWh | 168 | Sub_sector | Industry | Metals | Industry (metal) | Energetic | industry_metal_demand_oil_energetic | Liquids | EU | Energy demand | 0 | FEC
LU | TYNDP2026 | NT | 2050 | TWh | 169 | Sub_sector | Industry | Metals | Industry (metal) | Energetic | industry_metal_demand_others_energetic | Others | EU | Energy demand | 0 | FEC
LU | TYNDP2026 | NT | 2050 | TWh | 170 | Sub_sector | Industry | Metals | Industry (metal) | Energetic | industry_metal_demand_ammonia_energetic | Ammonia | EU | Energy demand | 0 | FEC
LU | TYNDP2026 | NT | 2050 | TWh | 172 | Sub_sector | Industry | Others | Industry (other, energetic) | Energetic | industry_other_demand_electricity_energetic | Electricity | EU | Energy demand | 0.15297 | FEC
LU | TYNDP2026 | NT | 2050 | TWh | 173 | Sub_sector | Industry | Others | Industry (other, energetic) | Energetic | industry_other_demand_hydrogen_energetic | Hydrogen | EU | Energy demand | 1.6827 | FEC
LU | TYNDP2026 | NT | 2050 | TWh | 174 | Sub_sector | Industry | Others | Industry (other, energetic) | Energetic | industry_other_demand_methane_energetic | Methane | EU | Energy demand | 1.2238 | FEC
LU | TYNDP2026 | NT | 2050 | TWh | 175 | Sub_sector | Industry | Others | Industry (other, energetic) | Energetic | industry_other_demand_heat_energetic | Heat | EU | Energy demand | 0 | FEC
LU | TYNDP2026 | NT | 2050 | TWh | 176 | Sub_sector | Industry | Others | Industry (other, energetic) | Energetic | industry_other_demand_biomass_energetic | Biomass | EU | Energy demand | 0 | FEC
LU | TYNDP2026 | NT | 2050 | TWh | 177 | Sub_sector | Industry | Others | Industry (other, energetic) | Energetic | industry_other_demand_coal_energetic | Solids | EU | Energy demand | 0 | FEC
LU | TYNDP2026 | NT | 2050 | TWh | 178 | Sub_sector | Industry | Others | Industry (other, energetic) | Energetic | industry_other_demand_oil_energetic | Liquids | EU | Energy demand | 0 | FEC
LU | TYNDP2026 | NT | 2050 | TWh | 179 | Sub_sector | Industry | Others | Industry (other, energetic) | Energetic | industry_other_demand_others_energetic | Others | EU | Energy demand | 0 | FEC
LU | TYNDP2026 | NT | 2050 | TWh | 180 | Sub_sector | Industry | Others | Industry (other, energetic) | Energetic | industry_other_demand_ammonia_energetic | Ammonia | EU | Energy demand | 0 | FEC
LU | TYNDP2026 | NT | 2050 | TWh | 182 | Sub_sector | Industry | Others | Industry (other, non-energetic) | Non-energetic | industry_other_demand_electricity_non_energetic | Electricity | EU | Energy demand | 0 | not_included_in_FEC
LU | TYNDP2026 | NT | 2050 | TWh | 183 | Sub_sector | Industry | Others | Industry (other, non-energetic) | Non-energetic | industry_other_demand_hydrogen_non_energetic | Hydrogen | EU | Energy demand | 1.4779 | not_included_in_FEC
LU | TYNDP2026 | NT | 2050 | TWh | 184 | Sub_sector | Industry | Others | Industry (other, non-energetic) | Non-energetic | industry_other_demand_methane_non_energetic | Methane | EU | Energy demand | 0 | not_included_in_FEC
LU | TYNDP2026 | NT | 2050 | TWh | 185 | Sub_sector | Industry | Others | Industry (other, non-energetic) | Non-energetic | industry_other_demand_heat_non_energetic | Heat | EU | Energy demand | 0 | not_included_in_FEC
LU | TYNDP2026 | NT | 2050 | TWh | 186 | Sub_sector | Industry | Others | Industry (other, non-energetic) | Non-energetic | industry_other_demand_biomass_non_energetic | Biomass | EU | Energy demand | 0 | not_included_in_FEC
LU | TYNDP2026 | NT | 2050 | TWh | 187 | Sub_sector | Industry | Others | Industry (other, non-energetic) | Non-energetic | industry_other_demand_coal_non_energetic | Solids | EU | Energy demand | 0 | not_included_in_FEC
LU | TYNDP2026 | NT | 2050 | TWh | 188 | Sub_sector | Industry | Others | Industry (other, non-energetic) | Non-energetic | industry_other_demand_oil_non_energetic | Liquids | EU | Energy demand | 1.4779 | not_included_in_FEC
LU | TYNDP2026 | NT | 2050 | TWh | 189 | Sub_sector | Industry | Others | Industry (other, non-energetic) | Non-energetic | industry_other_demand_others_non_energetic | Others | EU | Energy demand | 0 | not_included_in_FEC
LU | TYNDP2026 | NT | 2050 | TWh | 190 | Sub_sector | Industry | Others | Industry (other, non-energetic) | Non-energetic | industry_other_demand_ammonia_non_energetic | Ammonia | EU | Energy demand | 0 | not_included_in_FEC
LU | TYNDP2026 | NT | 2050 | TWh | 192 | Sub_sector | Industry | Paper | Industry (paper) | Energetic | industry_paper_demand_electricity_energetic | Electricity | EU | Energy demand | 0 | FEC
LU | TYNDP2026 | NT | 2050 | TWh | 193 | Sub_sector | Industry | Paper | Industry (paper) | Energetic | industry_paper_demand_hydrogen_energetic | Hydrogen | EU | Energy demand | 0 | FEC
LU | TYNDP2026 | NT | 2050 | TWh | 194 | Sub_sector | Industry | Paper | Industry (paper) | Energetic | industry_paper_demand_methane_energetic | Methane | EU | Energy demand | 0 | FEC
LU | TYNDP2026 | NT | 2050 | TWh | 195 | Sub_sector | Industry | Paper | Industry (paper) | Energetic | industry_paper_demand_heat_energetic | Heat | EU | Energy demand | 0 | FEC
LU | TYNDP2026 | NT | 2050 | TWh | 196 | Sub_sector | Industry | Paper | Industry (paper) | Energetic | industry_paper_demand_biomass_energetic | Biomass | EU | Energy demand | 0 | FEC
LU | TYNDP2026 | NT | 2050 | TWh | 197 | Sub_sector | Industry | Paper | Industry (paper) | Energetic | industry_paper_demand_coal_energetic | Solids | EU | Energy demand | 0 | FEC
LU | TYNDP2026 | NT | 2050 | TWh | 198 | Sub_sector | Industry | Paper | Industry (paper) | Energetic | industry_paper_demand_oil_energetic | Liquids | EU | Energy demand | 0 | FEC
LU | TYNDP2026 | NT | 2050 | TWh | 199 | Sub_sector | Industry | Paper | Industry (paper) | Energetic | industry_paper_demand_others_energetic | Others | EU | Energy demand | 0 | FEC
LU | TYNDP2026 | NT | 2050 | TWh | 200 | Sub_sector | Industry | Paper | Industry (paper) | Energetic | industry_paper_demand_ammonia_energetic | Ammonia | EU | Energy demand | 0 | FEC
LU | TYNDP2026 | NT | 2050 | TWh | 202 | Sub_sector | Industry | Refineries | Industry (refineries, energetic) | Energetic | industry_refinery_demand_electricity_energetic | Electricity | EU | Energy demand | 0 | not_included_in_FEC
LU | TYNDP2026 | NT | 2050 | TWh | 203 | Sub_sector | Industry | Refineries | Industry (refineries, energetic) | Energetic | industry_refinery_demand_hydrogen_energetic | Hydrogen | EU | Energy demand | 0 | not_included_in_FEC
LU | TYNDP2026 | NT | 2050 | TWh | 204 | Sub_sector | Industry | Refineries | Industry (refineries, energetic) | Energetic | industry_refinery_demand_methane_energetic | Methane | EU | Energy demand | 0 | not_included_in_FEC
LU | TYNDP2026 | NT | 2050 | TWh | 205 | Sub_sector | Industry | Refineries | Industry (refineries, energetic) | Energetic | industry_refinery_demand_heat_energetic | Heat | EU | Energy demand | 0 | not_included_in_FEC
LU | TYNDP2026 | NT | 2050 | TWh | 206 | Sub_sector | Industry | Refineries | Industry (refineries, energetic) | Energetic | industry_refinery_demand_biomass_energetic | Biomass | EU | Energy demand | 0 | not_included_in_FEC
LU | TYNDP2026 | NT | 2050 | TWh | 207 | Sub_sector | Industry | Refineries | Industry (refineries, energetic) | Energetic | industry_refinery_demand_coal_energetic | Solids | EU | Energy demand | 0 | not_included_in_FEC
LU | TYNDP2026 | NT | 2050 | TWh | 208 | Sub_sector | Industry | Refineries | Industry (refineries, energetic) | Energetic | industry_refinery_demand_oil_energetic | Liquids | EU | Energy demand | 0 | not_included_in_FEC
LU | TYNDP2026 | NT | 2050 | TWh | 209 | Sub_sector | Industry | Refineries | Industry (refineries, energetic) | Energetic | industry_refinery_demand_others_energetic | Others | EU | Energy demand | 0 | not_included_in_FEC
LU | TYNDP2026 | NT | 2050 | TWh | 210 | Sub_sector | Industry | Refineries | Industry (refineries, energetic) | Energetic | industry_refinery_demand_ammonia_energetic | Ammonia | EU | Energy demand | 0 | not_included_in_FEC
LU | TYNDP2026 | NT | 2050 | TWh | 212 | Sub_sector | Industry | Refineries | Industry (refineries, non-energetic) | Non-energetic | industry_refinery_demand_electricity_non_energetic | Electricity | EU | Energy demand | 0 | not_included_in_FEC
LU | TYNDP2026 | NT | 2050 | TWh | 213 | Sub_sector | Industry | Refineries | Industry (refineries, non-energetic) | Non-energetic | industry_refinery_demand_hydrogen_non_energetic | Hydrogen | EU | Energy demand | 0 | not_included_in_FEC
LU | TYNDP2026 | NT | 2050 | TWh | 214 | Sub_sector | Industry | Refineries | Industry (refineries, non-energetic) | Non-energetic | industry_refinery_demand_methane_non_energetic | Methane | EU | Energy demand | 0 | not_included_in_FEC
LU | TYNDP2026 | NT | 2050 | TWh | 215 | Sub_sector | Industry | Refineries | Industry (refineries, non-energetic) | Non-energetic | industry_refinery_demand_heat_non_energetic | Heat | EU | Energy demand | 0 | not_included_in_FEC
LU | TYNDP2026 | NT | 2050 | TWh | 216 | Sub_sector | Industry | Refineries | Industry (refineries, non-energetic) | Non-energetic | industry_refinery_demand_biomass_non_energetic | Biomass | EU | Energy demand | 0 | not_included_in_FEC
LU | TYNDP2026 | NT | 2050 | TWh | 217 | Sub_sector | Industry | Refineries | Industry (refineries, non-energetic) | Non-energetic | industry_refinery_demand_coal_non_energetic | Solids | EU | Energy demand | 0 | not_included_in_FEC
LU | TYNDP2026 | NT | 2050 | TWh | 218 | Sub_sector | Industry | Refineries | Industry (refineries, non-energetic) | Non-energetic | industry_refinery_demand_oil_non_energetic | Liquids | EU | Energy demand | 0 | not_included_in_FEC
LU | TYNDP2026 | NT | 2050 | TWh | 219 | Sub_sector | Industry | Refineries | Industry (refineries, non-energetic) | Non-energetic | industry_refinery_demand_others_non_energetic | Others | EU | Energy demand | 0 | not_included_in_FEC
LU | TYNDP2026 | NT | 2050 | TWh | 220 | Sub_sector | Industry | Refineries | Industry (refineries, non-energetic) | Non-energetic | industry_refinery_demand_ammonia_non_energetic | Ammonia | EU | Energy demand | 0 | not_included_in_FEC
LU | TYNDP2026 | NT | 2050 | TWh | 222 | Sub_sector | Industry | Steel | Industry (steel) | Energetic | industry_steel_demand_electricity_energetic | Electricity | EU | Energy demand | 0 | FEC
LU | TYNDP2026 | NT | 2050 | TWh | 223 | Sub_sector | Industry | Steel | Industry (steel) | Energetic | industry_steel_demand_hydrogen_energetic | Hydrogen | EU | Energy demand | 0 | FEC
LU | TYNDP2026 | NT | 2050 | TWh | 224 | Sub_sector | Industry | Steel | Industry (steel) | Energetic | industry_steel_demand_methane_energetic | Methane | EU | Energy demand | 0 | FEC
LU | TYNDP2026 | NT | 2050 | TWh | 225 | Sub_sector | Industry | Steel | Industry (steel) | Energetic | industry_steel_demand_heat_energetic | Heat | EU | Energy demand | 0 | FEC
LU | TYNDP2026 | NT | 2050 | TWh | 226 | Sub_sector | Industry | Steel | Industry (steel) | Energetic | industry_steel_demand_biomass_energetic | Biomass | EU | Energy demand | 0 | FEC
LU | TYNDP2026 | NT | 2050 | TWh | 227 | Sub_sector | Industry | Steel | Industry (steel) | Energetic | industry_steel_demand_coal_energetic | Solids | EU | Energy demand | 0 | FEC
LU | TYNDP2026 | NT | 2050 | TWh | 228 | Sub_sector | Industry | Steel | Industry (steel) | Energetic | industry_steel_demand_oil_energetic | Liquids | EU | Energy demand | 0 | FEC
LU | TYNDP2026 | NT | 2050 | TWh | 229 | Sub_sector | Industry | Steel | Industry (steel) | Energetic | industry_steel_demand_others_energetic | Others | EU | Energy demand | 0 | FEC
LU | TYNDP2026 | NT | 2050 | TWh | 230 | Sub_sector | Industry | Steel | Industry (steel) | Energetic | industry_steel_demand_ammonia_energetic | Ammonia | EU | Energy demand | 0 | FEC
LU | TYNDP2026 | NT | 2050 | TWh | 232 | Sub_sector | Transport | Cars | Transport (cars) | Energetic | transport_cars_final_demand_electricity | Electricity | EU | Energy demand | 0.89152 | FEC
LU | TYNDP2026 | NT | 2050 | TWh | 233 | Sub_sector | Transport | Cars | Transport (cars) | Energetic | transport_cars_final_demand_hydrogen | Hydrogen | EU | Energy demand | 5.1973 | FEC
LU | TYNDP2026 | NT | 2050 | TWh | 234 | Sub_sector | Transport | Cars | Transport (cars) | Energetic | transport_cars_final_demand_methane | Methane | EU | Energy demand | 0 | FEC
LU | TYNDP2026 | NT | 2050 | TWh | 235 | Sub_sector | Transport | Cars | Transport (cars) | Energetic | transport_cars_final_demand_heat | Heat | EU | Energy demand | 0 | FEC
LU | TYNDP2026 | NT | 2050 | TWh | 236 | Sub_sector | Transport | Cars | Transport (cars) | Energetic | transport_cars_final_demand_biomass | Biomass | EU | Energy demand | 0 | FEC
LU | TYNDP2026 | NT | 2050 | TWh | 237 | Sub_sector | Transport | Cars | Transport (cars) | Energetic | transport_cars_final_demand_coal | Solids | EU | Energy demand | 0 | FEC
LU | TYNDP2026 | NT | 2050 | TWh | 238 | Sub_sector | Transport | Cars | Transport (cars) | Energetic | transport_cars_final_demand_oil | Liquids | EU | Energy demand | 5.0268 | FEC
LU | TYNDP2026 | NT | 2050 | TWh | 239 | Sub_sector | Transport | Cars | Transport (cars) | Energetic | transport_cars_final_demand_other | Others | EU | Energy demand | 0 | FEC
LU | TYNDP2026 | NT | 2050 | TWh | 240 | Sub_sector | Transport | Cars | Transport (cars) | Energetic | transport_cars_final_demand_ammonia | Ammonia | EU | Energy demand | 0 | FEC
LU | TYNDP2026 | NT | 2050 | TWh | 242 | Sub_sector | Transport | Busses | Transport (busses) | Energetic | transport_busses_final_demand_electricity | Electricity | EU | Energy demand | 0 | FEC
LU | TYNDP2026 | NT | 2050 | TWh | 243 | Sub_sector | Transport | Busses | Transport (busses) | Energetic | transport_busses_final_demand_hydrogen | Hydrogen | EU | Energy demand | 0 | FEC
LU | TYNDP2026 | NT | 2050 | TWh | 244 | Sub_sector | Transport | Busses | Transport (busses) | Energetic | transport_busses_final_demand_methane | Methane | EU | Energy demand | 0 | FEC
LU | TYNDP2026 | NT | 2050 | TWh | 245 | Sub_sector | Transport | Busses | Transport (busses) | Energetic | transport_busses_final_demand_heat | Heat | EU | Energy demand | 0 | FEC
LU | TYNDP2026 | NT | 2050 | TWh | 246 | Sub_sector | Transport | Busses | Transport (busses) | Energetic | transport_busses_final_demand_biomass | Biomass | EU | Energy demand | 0 | FEC
LU | TYNDP2026 | NT | 2050 | TWh | 247 | Sub_sector | Transport | Busses | Transport (busses) | Energetic | transport_busses_final_demand_coal | Solids | EU | Energy demand | 0 | FEC
LU | TYNDP2026 | NT | 2050 | TWh | 248 | Sub_sector | Transport | Busses | Transport (busses) | Energetic | transport_busses_final_demand_oil | Liquids | EU | Energy demand | 0 | FEC
LU | TYNDP2026 | NT | 2050 | TWh | 249 | Sub_sector | Transport | Busses | Transport (busses) | Energetic | transport_busses_final_demand_other | Others | EU | Energy demand | 0 | FEC
LU | TYNDP2026 | NT | 2050 | TWh | 250 | Sub_sector | Transport | Busses | Transport (busses) | Energetic | transport_busses_final_demand_ammonia | Ammonia | EU | Energy demand | 0 | FEC
LU | TYNDP2026 | NT | 2050 | TWh | 252 | Sub_sector | Transport | Trucks | Transport (trucks) | Energetic | transport_trucks_final_demand_electricity | Electricity | EU | Energy demand | 1.2481 | FEC
LU | TYNDP2026 | NT | 2050 | TWh | 253 | Sub_sector | Transport | Trucks | Transport (trucks) | Energetic | transport_trucks_final_demand_hydrogen | Hydrogen | EU | Energy demand | 2.4388 | FEC
LU | TYNDP2026 | NT | 2050 | TWh | 254 | Sub_sector | Transport | Trucks | Transport (trucks) | Energetic | transport_trucks_final_demand_methane | Methane | EU | Energy demand | 0 | FEC
LU | TYNDP2026 | NT | 2050 | TWh | 255 | Sub_sector | Transport | Trucks | Transport (trucks) | Energetic | transport_trucks_final_demand_heat | Heat | EU | Energy demand | 0 | FEC
LU | TYNDP2026 | NT | 2050 | TWh | 256 | Sub_sector | Transport | Trucks | Transport (trucks) | Energetic | transport_trucks_final_demand_biomass | Biomass | EU | Energy demand | 0 | FEC
LU | TYNDP2026 | NT | 2050 | TWh | 257 | Sub_sector | Transport | Trucks | Transport (trucks) | Energetic | transport_trucks_final_demand_coal | Solids | EU | Energy demand | 0 | FEC
LU | TYNDP2026 | NT | 2050 | TWh | 258 | Sub_sector | Transport | Trucks | Transport (trucks) | Energetic | transport_trucks_final_demand_oil | Liquids | EU | Energy demand | 0 | FEC
LU | TYNDP2026 | NT | 2050 | TWh | 259 | Sub_sector | Transport | Trucks | Transport (trucks) | Energetic | transport_trucks_final_demand_other | Others | EU | Energy demand | 0 | FEC
LU | TYNDP2026 | NT | 2050 | TWh | 260 | Sub_sector | Transport | Trucks | Transport (trucks) | Energetic | transport_trucks_final_demand_ammonia | Ammonia | EU | Energy demand | 0 | FEC
LU | TYNDP2026 | NT | 2050 | TWh | 262 | Sub_sector | Transport | Vans | Transport (vans) | Energetic | transport_vans_final_demand_electricity | Electricity | EU | Energy demand | 0 | FEC
LU | TYNDP2026 | NT | 2050 | TWh | 263 | Sub_sector | Transport | Vans | Transport (vans) | Energetic | transport_vans_final_demand_hydrogen | Hydrogen | EU | Energy demand | 0 | FEC
LU | TYNDP2026 | NT | 2050 | TWh | 264 | Sub_sector | Transport | Vans | Transport (vans) | Energetic | transport_vans_final_demand_methane | Methane | EU | Energy demand | 0 | FEC
LU | TYNDP2026 | NT | 2050 | TWh | 265 | Sub_sector | Transport | Vans | Transport (vans) | Energetic | transport_vans_final_demand_heat | Heat | EU | Energy demand | 0 | FEC
LU | TYNDP2026 | NT | 2050 | TWh | 266 | Sub_sector | Transport | Vans | Transport (vans) | Energetic | transport_vans_final_demand_biomass | Biomass | EU | Energy demand | 0 | FEC
LU | TYNDP2026 | NT | 2050 | TWh | 267 | Sub_sector | Transport | Vans | Transport (vans) | Energetic | transport_vans_final_demand_coal | Solids | EU | Energy demand | 0 | FEC
LU | TYNDP2026 | NT | 2050 | TWh | 268 | Sub_sector | Transport | Vans | Transport (vans) | Energetic | transport_vans_final_demand_oil | Liquids | EU | Energy demand | 0 | FEC
LU | TYNDP2026 | NT | 2050 | TWh | 269 | Sub_sector | Transport | Vans | Transport (vans) | Energetic | transport_vans_final_demand_other | Others | EU | Energy demand | 0 | FEC
LU | TYNDP2026 | NT | 2050 | TWh | 270 | Sub_sector | Transport | Vans | Transport (vans) | Energetic | transport_vans_final_demand_ammonia | Ammonia | EU | Energy demand | 0 | FEC
LU | TYNDP2026 | NT | 2050 | TWh | 272 | Sub_sector | Transport | Freight trains | Transport (trains) | Energetic | transport_trains_final_demand_electricity | Electricity | EU | Energy demand | 0 | FEC
LU | TYNDP2026 | NT | 2050 | TWh | 273 | Sub_sector | Transport | Freight trains | Transport (trains) | Energetic | transport_trains_final_demand_hydrogen | Hydrogen | EU | Energy demand | 0 | FEC
LU | TYNDP2026 | NT | 2050 | TWh | 274 | Sub_sector | Transport | Freight trains | Transport (trains) | Energetic | transport_trains_final_demand_methane | Methane | EU | Energy demand | 0 | FEC
LU | TYNDP2026 | NT | 2050 | TWh | 275 | Sub_sector | Transport | Freight trains | Transport (trains) | Energetic | transport_trains_final_demand_heat | Heat | EU | Energy demand | 0 | FEC
LU | TYNDP2026 | NT | 2050 | TWh | 276 | Sub_sector | Transport | Freight trains | Transport (trains) | Energetic | transport_trains_final_demand_biomass | Biomass | EU | Energy demand | 0 | FEC
LU | TYNDP2026 | NT | 2050 | TWh | 277 | Sub_sector | Transport | Freight trains | Transport (trains) | Energetic | transport_trains_final_demand_coal | Solids | EU | Energy demand | 0 | FEC
LU | TYNDP2026 | NT | 2050 | TWh | 278 | Sub_sector | Transport | Freight trains | Transport (trains) | Energetic | transport_trains_final_demand_oil | Liquids | EU | Energy demand | 0 | FEC
LU | TYNDP2026 | NT | 2050 | TWh | 279 | Sub_sector | Transport | Freight trains | Transport (trains) | Energetic | transport_trains_final_demand_other | Others | EU | Energy demand | 0 | FEC
LU | TYNDP2026 | NT | 2050 | TWh | 280 | Sub_sector | Transport | Freight trains | Transport (trains) | Energetic | transport_trains_final_demand_ammonia | Ammonia | EU | Energy demand | 0 | FEC
LU | TYNDP2026 | NT | 2050 | TWh | 282 | Sub_sector | Transport | Ships | Transport (ships) | Energetic | transport_ships_final_demand_electricity | Electricity | EU | Energy demand | 0 | FEC
LU | TYNDP2026 | NT | 2050 | TWh | 283 | Sub_sector | Transport | Ships | Transport (ships) | Energetic | transport_ships_final_demand_hydrogen | Hydrogen | EU | Energy demand | 0 | FEC
LU | TYNDP2026 | NT | 2050 | TWh | 284 | Sub_sector | Transport | Ships | Transport (ships) | Energetic | transport_ships_final_demand_methane | Methane | EU | Energy demand | 0 | FEC
LU | TYNDP2026 | NT | 2050 | TWh | 285 | Sub_sector | Transport | Ships | Transport (ships) | Energetic | transport_ships_final_demand_heat | Heat | EU | Energy demand | 0 | FEC
LU | TYNDP2026 | NT | 2050 | TWh | 286 | Sub_sector | Transport | Ships | Transport (ships) | Energetic | transport_ships_final_demand_biomass | Biomass | EU | Energy demand | 0 | FEC
LU | TYNDP2026 | NT | 2050 | TWh | 287 | Sub_sector | Transport | Ships | Transport (ships) | Energetic | transport_ships_final_demand_coal | Solids | EU | Energy demand | 0 | FEC
LU | TYNDP2026 | NT | 2050 | TWh | 288 | Sub_sector | Transport | Ships | Transport (ships) | Energetic | transport_ships_final_demand_oil | Liquids | EU | Energy demand | 0 | FEC
LU | TYNDP2026 | NT | 2050 | TWh | 289 | Sub_sector | Transport | Ships | Transport (ships) | Energetic | transport_ships_final_demand_other | Others | EU | Energy demand | 0 | FEC
LU | TYNDP2026 | NT | 2050 | TWh | 290 | Sub_sector | Transport | Ships | Transport (ships) | Energetic | transport_ships_final_demand_ammonia | Ammonia | EU | Energy demand | 0 | FEC
LU | TYNDP2026 | NT | 2050 | TWh | 292 | Sub_sector | Transport | Planes | Transport (planes) | Energetic | transport_planes_final_demand_electricity | Electricity | EU | Energy demand | 0 | FEC
LU | TYNDP2026 | NT | 2050 | TWh | 293 | Sub_sector | Transport | Planes | Transport (planes) | Energetic | transport_planes_final_demand_hydrogen | Hydrogen | EU | Energy demand | 0 | FEC
LU | TYNDP2026 | NT | 2050 | TWh | 294 | Sub_sector | Transport | Planes | Transport (planes) | Energetic | transport_planes_final_demand_methane | Methane | EU | Energy demand | 0 | FEC
LU | TYNDP2026 | NT | 2050 | TWh | 295 | Sub_sector | Transport | Planes | Transport (planes) | Energetic | transport_planes_final_demand_heat | Heat | EU | Energy demand | 0 | FEC
LU | TYNDP2026 | NT | 2050 | TWh | 296 | Sub_sector | Transport | Planes | Transport (planes) | Energetic | transport_planes_final_demand_biomass | Biomass | EU | Energy demand | 0 | FEC
LU | TYNDP2026 | NT | 2050 | TWh | 297 | Sub_sector | Transport | Planes | Transport (planes) | Energetic | transport_planes_final_demand_coal | Solids | EU | Energy demand | 0 | FEC
LU | TYNDP2026 | NT | 2050 | TWh | 298 | Sub_sector | Transport | Planes | Transport (planes) | Energetic | transport_planes_final_demand_oil | Liquids | EU | Energy demand | 0 | FEC
LU | TYNDP2026 | NT | 2050 | TWh | 299 | Sub_sector | Transport | Planes | Transport (planes) | Energetic | transport_planes_final_demand_other | Others | EU | Energy demand | 0 | FEC
LU | TYNDP2026 | NT | 2050 | TWh | 300 | Sub_sector | Transport | Planes | Transport (planes) | Energetic | transport_planes_final_demand_ammonia | Ammonia | EU | Energy demand | 0 | FEC
LU | TYNDP2026 | NT | 2050 | TWh | 302 | Sub_sector | Transport | Others | Transport (others) | Energetic | transport_other_final_demand_electricity | Electricity | EU | Energy demand | 0 | FEC
LU | TYNDP2026 | NT | 2050 | TWh | 303 | Sub_sector | Transport | Others | Transport (others) | Energetic | transport_other_final_demand_hydrogen | Hydrogen | EU | Energy demand | 0 | FEC
LU | TYNDP2026 | NT | 2050 | TWh | 304 | Sub_sector | Transport | Others | Transport (others) | Energetic | transport_other_final_demand_methane | Methane | EU | Energy demand | 0 | FEC
LU | TYNDP2026 | NT | 2050 | TWh | 305 | Sub_sector | Transport | Others | Transport (others) | Energetic | transport_other_final_demand_heat | Heat | EU | Energy demand | 0 | FEC
LU | TYNDP2026 | NT | 2050 | TWh | 306 | Sub_sector | Transport | Others | Transport (others) | Energetic | transport_other_final_demand_biomass | Biomass | EU | Energy demand | 0 | FEC
LU | TYNDP2026 | NT | 2050 | TWh | 307 | Sub_sector | Transport | Others | Transport (others) | Energetic | transport_other_final_demand_coal | Solids | EU | Energy demand | 0 | FEC
LU | TYNDP2026 | NT | 2050 | TWh | 308 | Sub_sector | Transport | Others | Transport (others) | Energetic | transport_other_final_demand_oil | Liquids | EU | Energy demand | 0 | FEC
LU | TYNDP2026 | NT | 2050 | TWh | 309 | Sub_sector | Transport | Others | Transport (others) | Energetic | transport_other_final_demand_other | Others | EU | Energy demand | 0 | FEC
LU | TYNDP2026 | NT | 2050 | TWh | 310 | Sub_sector | Transport | Others | Transport (others) | Energetic | transport_other_final_demand_ammonia | Ammonia | EU | Energy demand | 0 | FEC
LU | TYNDP2026 | NT | 2050 | TWh | 312 | Sub_sector | International transport | International aviation | Transport (int. aviation) | Energetic | transport_int_aviation_final_demand_electricity | Electricity | EU | Energy demand | 0 | FEC
LU | TYNDP2026 | NT | 2050 | TWh | 313 | Sub_sector | International transport | International aviation | Transport (int. aviation) | Energetic | transport_int_aviation_final_demand_hydrogen | Hydrogen | EU | Energy demand | 0 | FEC
LU | TYNDP2026 | NT | 2050 | TWh | 314 | Sub_sector | International transport | International aviation | Transport (int. aviation) | Energetic | transport_int_aviation_final_demand_methane | Methane | EU | Energy demand | 0 | FEC
LU | TYNDP2026 | NT | 2050 | TWh | 315 | Sub_sector | International transport | International aviation | Transport (int. aviation) | Energetic | transport_int_aviation_final_demand_heat | Heat | EU | Energy demand | 0 | FEC
LU | TYNDP2026 | NT | 2050 | TWh | 316 | Sub_sector | International transport | International aviation | Transport (int. aviation) | Energetic | transport_int_aviation_final_demand_biofuels | Biomass | EU | Energy demand | 0 | FEC
LU | TYNDP2026 | NT | 2050 | TWh | 317 | Sub_sector | International transport | International aviation | Transport (int. aviation) | Energetic | transport_int_aviation_final_demand_coal | Solids | EU | Energy demand | 0 | FEC
LU | TYNDP2026 | NT | 2050 | TWh | 318 | Sub_sector | International transport | International aviation | Transport (int. aviation) | Energetic | transport_int_aviation_final_demand_oil | Liquids | EU | Energy demand | 0 | FEC
LU | TYNDP2026 | NT | 2050 | TWh | 319 | Sub_sector | International transport | International aviation | Transport (int. aviation) | Energetic | transport_int_aviation_final_demand_other | Others | EU | Energy demand | 0 | FEC
LU | TYNDP2026 | NT | 2050 | TWh | 320 | Sub_sector | International transport | International aviation | Transport (int. aviation) | Energetic | transport_int_aviation_final_demand_ammonia | Ammonia | EU | Energy demand | 0 | FEC
LU | TYNDP2026 | NT | 2050 | TWh | 322 | Sub_sector | International transport | International shipping | Transport (int. shipping) | Energetic | transport_int_shipping_final_demand_electricity | Electricity | EU | Energy demand | 0 | not_included_in_FEC
LU | TYNDP2026 | NT | 2050 | TWh | 323 | Sub_sector | International transport | International shipping | Transport (int. shipping) | Energetic | transport_int_shipping_final_demand_hydrogen | Hydrogen | EU | Energy demand | 0 | not_included_in_FEC
LU | TYNDP2026 | NT | 2050 | TWh | 324 | Sub_sector | International transport | International shipping | Transport (int. shipping) | Energetic | transport_int_shipping_final_demand_methane | Methane | EU | Energy demand | 0 | not_included_in_FEC
LU | TYNDP2026 | NT | 2050 | TWh | 325 | Sub_sector | International transport | International shipping | Transport (int. shipping) | Energetic | transport_int_shipping_final_demand_heat | Heat | EU | Energy demand | 0 | not_included_in_FEC
LU | TYNDP2026 | NT | 2050 | TWh | 326 | Sub_sector | International transport | International shipping | Transport (int. shipping) | Energetic | transport_int_shipping_final_demand_biofuels | Biomass | EU | Energy demand | 0 | not_included_in_FEC
LU | TYNDP2026 | NT | 2050 | TWh | 327 | Sub_sector | International transport | International shipping | Transport (int. shipping) | Energetic | transport_int_shipping_final_demand_coal | Solids | EU | Energy demand | 0 | not_included_in_FEC
LU | TYNDP2026 | NT | 2050 | TWh | 328 | Sub_sector | International transport | International shipping | Transport (int. shipping) | Energetic | transport_int_shipping_final_demand_oil | Liquids | EU | Energy demand | 0 | not_included_in_FEC
LU | TYNDP2026 | NT | 2050 | TWh | 329 | Sub_sector | International transport | International shipping | Transport (int. shipping) | Energetic | transport_int_shipping_final_demand_other | Others | EU | Energy demand | 0 | not_included_in_FEC
LU | TYNDP2026 | NT | 2050 | TWh | 330 | Sub_sector | International transport | International shipping | Transport (int. shipping) | Energetic | transport_int_shipping_final_demand_ammonia | Ammonia | EU | Energy demand | 0 | not_included_in_FEC
LU | TYNDP2026 | NT | 2050 | TWh | 332 | Sub_sector | Households | Space heating | Households (heating) | Energetic | households_heating_final_demand_electricity | Electricity | EU | Energy demand | 0.8134 | FEC
LU | TYNDP2026 | NT | 2050 | TWh | 333 | Sub_sector | Households | Space heating | Households (heating) | Energetic | households_heating_final_demand_hydrogen | Hydrogen | EU | Energy demand | 0.1121 | FEC
LU | TYNDP2026 | NT | 2050 | TWh | 334 | Sub_sector | Households | Space heating | Households (heating) | Energetic | households_heating_final_demand_methane | Methane | EU | Energy demand | 0.25738 | FEC
LU | TYNDP2026 | NT | 2050 | TWh | 335 | Sub_sector | Households | Space heating | Households (heating) | Energetic | households_heating_final_demand_heat | Heat | EU | Energy demand | 0 | FEC
LU | TYNDP2026 | NT | 2050 | TWh | 336 | Sub_sector | Households | Space heating | Households (heating) | Energetic | households_heating_final_demand_biomass | Biomass | EU | Energy demand | 0.17982 | FEC
LU | TYNDP2026 | NT | 2050 | TWh | 337 | Sub_sector | Households | Space heating | Households (heating) | Energetic | households_heating_final_demand_coal | Solids | EU | Energy demand | 0 | FEC
LU | TYNDP2026 | NT | 2050 | TWh | 338 | Sub_sector | Households | Space heating | Households (heating) | Energetic | households_heating_final_demand_oil | Liquids | EU | Energy demand | 0 | FEC
LU | TYNDP2026 | NT | 2050 | TWh | 339 | Sub_sector | Households | Space heating | Households (heating) | Energetic | households_heating_final_demand_other | Others | EU | Energy demand | 0.24796 | FEC
LU | TYNDP2026 | NT | 2050 | TWh | 340 | Sub_sector | Households | Space heating | Households (heating) | Energetic | households_heating_final_demand_ammonia | Ammonia | EU | Energy demand | 0 | FEC
LU | TYNDP2026 | NT | 2050 | TWh | 343 | Sub_sector | Households | Cooling | Households (cooling) | Energetic | households_cooling_final_demand_electricity | Electricity | EU | Energy demand | 0.019029 | FEC
LU | TYNDP2026 | NT | 2050 | TWh | 344 | Sub_sector | Households | Cooling | Households (cooling) | Energetic | households_cooling_final_demand_hydrogen | Hydrogen | EU | Energy demand | 0 | FEC
LU | TYNDP2026 | NT | 2050 | TWh | 345 | Sub_sector | Households | Cooling | Households (cooling) | Energetic | households_cooling_final_demand_methane | Methane | EU | Energy demand | 0 | FEC
LU | TYNDP2026 | NT | 2050 | TWh | 346 | Sub_sector | Households | Cooling | Households (cooling) | Energetic | households_cooling_final_demand_heat | Heat | EU | Energy demand | 0 | FEC
LU | TYNDP2026 | NT | 2050 | TWh | 347 | Sub_sector | Households | Cooling | Households (cooling) | Energetic | households_cooling_final_demand_biomass | Biomass | EU | Energy demand | 0 | FEC
LU | TYNDP2026 | NT | 2050 | TWh | 348 | Sub_sector | Households | Cooling | Households (cooling) | Energetic | households_cooling_final_demand_coal | Solids | EU | Energy demand | 0 | FEC
LU | TYNDP2026 | NT | 2050 | TWh | 349 | Sub_sector | Households | Cooling | Households (cooling) | Energetic | households_cooling_final_demand_oil | Liquids | EU | Energy demand | 0 | FEC
LU | TYNDP2026 | NT | 2050 | TWh | 350 | Sub_sector | Households | Cooling | Households (cooling) | Energetic | households_cooling_final_demand_other | Others | EU | Energy demand | 0 | FEC
LU | TYNDP2026 | NT | 2050 | TWh | 351 | Sub_sector | Households | Cooling | Households (cooling) | Energetic | households_cooling_final_demand_ammonia | Ammonia | EU | Energy demand | 0 | FEC
LU | TYNDP2026 | NT | 2050 | TWh | 354 | Sub_sector | Households | Hot water | Households (hot water) | Energetic | households_hot_water_final_demand_electricity | Electricity | EU | Energy demand | 0.20562 | FEC
LU | TYNDP2026 | NT | 2050 | TWh | 355 | Sub_sector | Households | Hot water | Households (hot water) | Energetic | households_hot_water_final_demand_hydrogen | Hydrogen | EU | Energy demand | 0.019829 | FEC
LU | TYNDP2026 | NT | 2050 | TWh | 356 | Sub_sector | Households | Hot water | Households (hot water) | Energetic | households_hot_water_final_demand_methane | Methane | EU | Energy demand | 0.084622 | FEC
LU | TYNDP2026 | NT | 2050 | TWh | 357 | Sub_sector | Households | Hot water | Households (hot water) | Energetic | households_hot_water_final_demand_heat | Heat | EU | Energy demand | 0 | FEC
LU | TYNDP2026 | NT | 2050 | TWh | 358 | Sub_sector | Households | Hot water | Households (hot water) | Energetic | households_hot_water_final_demand_biomass | Biomass | EU | Energy demand | 0.013731 | FEC
LU | TYNDP2026 | NT | 2050 | TWh | 359 | Sub_sector | Households | Hot water | Households (hot water) | Energetic | households_hot_water_final_demand_coal | Solids | EU | Energy demand | 0 | FEC
LU | TYNDP2026 | NT | 2050 | TWh | 360 | Sub_sector | Households | Hot water | Households (hot water) | Energetic | households_hot_water_final_demand_oil | Liquids | EU | Energy demand | 0 | FEC
LU | TYNDP2026 | NT | 2050 | TWh | 361 | Sub_sector | Households | Hot water | Households (hot water) | Energetic | households_hot_water_final_demand_other | Others | EU | Energy demand | 0.086953 | FEC
LU | TYNDP2026 | NT | 2050 | TWh | 362 | Sub_sector | Households | Hot water | Households (hot water) | Energetic | households_hot_water_final_demand_ammonia | Ammonia | EU | Energy demand | 0 | FEC
LU | TYNDP2026 | NT | 2050 | TWh | 365 | Sub_sector | Households | Appliances | Households (appliances) | Energetic | households_appliances_final_demand_electricity | Electricity | EU | Energy demand | 1.847 | FEC
LU | TYNDP2026 | NT | 2050 | TWh | 366 | Sub_sector | Households | Appliances | Households (appliances) | Energetic | households_appliances_final_demand_hydrogen | Hydrogen | EU | Energy demand | 0 | FEC
LU | TYNDP2026 | NT | 2050 | TWh | 367 | Sub_sector | Households | Appliances | Households (appliances) | Energetic | households_appliances_final_demand_methane | Methane | EU | Energy demand | 0 | FEC
LU | TYNDP2026 | NT | 2050 | TWh | 368 | Sub_sector | Households | Appliances | Households (appliances) | Energetic | households_appliances_final_demand_heat | Heat | EU | Energy demand | 0 | FEC
LU | TYNDP2026 | NT | 2050 | TWh | 369 | Sub_sector | Households | Appliances | Households (appliances) | Energetic | households_appliances_final_demand_biomass | Biomass | EU | Energy demand | 0 | FEC
LU | TYNDP2026 | NT | 2050 | TWh | 370 | Sub_sector | Households | Appliances | Households (appliances) | Energetic | households_appliances_final_demand_coal | Solids | EU | Energy demand | 0 | FEC
LU | TYNDP2026 | NT | 2050 | TWh | 371 | Sub_sector | Households | Appliances | Households (appliances) | Energetic | households_appliances_final_demand_oil | Liquids | EU | Energy demand | 0 | FEC
LU | TYNDP2026 | NT | 2050 | TWh | 372 | Sub_sector | Households | Appliances | Households (appliances) | Energetic | households_appliances_final_demand_other | Others | EU | Energy demand | 0 | FEC
LU | TYNDP2026 | NT | 2050 | TWh | 373 | Sub_sector | Households | Appliances | Households (appliances) | Energetic | households_appliances_final_demand_ammonia | Ammonia | EU | Energy demand | 0 | FEC
LU | TYNDP2026 | NT | 2050 | TWh | 375 | Sub_sector | Buildings | Space heating | Buildings (heat) | Energetic | buildings_heat_final_demand_electricity | Electricity | EU | Energy demand | 1.0924 | FEC
LU | TYNDP2026 | NT | 2050 | TWh | 376 | Sub_sector | Buildings | Space heating | Buildings (heat) | Energetic | buildings_heat_final_demand_hydrogen | Hydrogen | EU | Energy demand | 0 | FEC
LU | TYNDP2026 | NT | 2050 | TWh | 377 | Sub_sector | Buildings | Space heating | Buildings (heat) | Energetic | buildings_heat_final_demand_methane | Methane | EU | Energy demand | 0 | FEC
LU | TYNDP2026 | NT | 2050 | TWh | 378 | Sub_sector | Buildings | Space heating | Buildings (heat) | Energetic | buildings_heat_final_demand_heat | Heat | EU | Energy demand | 0 | FEC
LU | TYNDP2026 | NT | 2050 | TWh | 379 | Sub_sector | Buildings | Space heating | Buildings (heat) | Energetic | buildings_heat_final_demand_biomass | Biomass | EU | Energy demand | 0 | FEC
LU | TYNDP2026 | NT | 2050 | TWh | 380 | Sub_sector | Buildings | Space heating | Buildings (heat) | Energetic | buildings_heat_final_demand_coal | Solids | EU | Energy demand | 0 | FEC
LU | TYNDP2026 | NT | 2050 | TWh | 381 | Sub_sector | Buildings | Space heating | Buildings (heat) | Energetic | buildings_heat_final_demand_oil | Liquids | EU | Energy demand | 0 | FEC
LU | TYNDP2026 | NT | 2050 | TWh | 382 | Sub_sector | Buildings | Space heating | Buildings (heat) | Energetic | buildings_heat_final_demand_other | Others | EU | Energy demand | 0.055081 | FEC
LU | TYNDP2026 | NT | 2050 | TWh | 383 | Sub_sector | Buildings | Space heating | Buildings (heat) | Energetic | buildings_heat_final_demand_ammonia | Ammonia | EU | Energy demand | 0 | FEC
LU | TYNDP2026 | NT | 2050 | TWh | 386 | Sub_sector | Buildings | Cooling | Buildings (cooling) | Energetic | buildings_cooling_final_demand_electricity | Electricity | EU | Energy demand | 0.15308 | FEC
LU | TYNDP2026 | NT | 2050 | TWh | 387 | Sub_sector | Buildings | Cooling | Buildings (cooling) | Energetic | buildings_cooling_final_demand_hydrogen | Hydrogen | EU | Energy demand | 0 | FEC
LU | TYNDP2026 | NT | 2050 | TWh | 388 | Sub_sector | Buildings | Cooling | Buildings (cooling) | Energetic | buildings_cooling_final_demand_methane | Methane | EU | Energy demand | 0 | FEC
LU | TYNDP2026 | NT | 2050 | TWh | 389 | Sub_sector | Buildings | Cooling | Buildings (cooling) | Energetic | buildings_cooling_final_demand_heat | Heat | EU | Energy demand | 0 | FEC
LU | TYNDP2026 | NT | 2050 | TWh | 390 | Sub_sector | Buildings | Cooling | Buildings (cooling) | Energetic | buildings_cooling_final_demand_biomass | Biomass | EU | Energy demand | 0 | FEC
LU | TYNDP2026 | NT | 2050 | TWh | 391 | Sub_sector | Buildings | Cooling | Buildings (cooling) | Energetic | buildings_cooling_final_demand_coal | Solids | EU | Energy demand | 0 | FEC
LU | TYNDP2026 | NT | 2050 | TWh | 392 | Sub_sector | Buildings | Cooling | Buildings (cooling) | Energetic | buildings_cooling_final_demand_oil | Liquids | EU | Energy demand | 0 | FEC
LU | TYNDP2026 | NT | 2050 | TWh | 393 | Sub_sector | Buildings | Cooling | Buildings (cooling) | Energetic | buildings_cooling_final_demand_other | Others | EU | Energy demand | 0 | FEC
LU | TYNDP2026 | NT | 2050 | TWh | 394 | Sub_sector | Buildings | Cooling | Buildings (cooling) | Energetic | buildings_cooling_final_demand_ammonia | Ammonia | EU | Energy demand | 0 | FEC
LU | TYNDP2026 | NT | 2050 | TWh | 397 | Sub_sector | Buildings | Appliances | Buildings (appliances) | Energetic | buildings_appliances_final_demand_electricity | Electricity | EU | Energy demand | 1.4579 | FEC
LU | TYNDP2026 | NT | 2050 | TWh | 398 | Sub_sector | Buildings | Appliances | Buildings (appliances) | Energetic | buildings_appliances_final_demand_hydrogen | Hydrogen | EU | Energy demand | 0 | FEC
LU | TYNDP2026 | NT | 2050 | TWh | 399 | Sub_sector | Buildings | Appliances | Buildings (appliances) | Energetic | buildings_appliances_final_demand_methane | Methane | EU | Energy demand | 0.35901 | FEC
LU | TYNDP2026 | NT | 2050 | TWh | 400 | Sub_sector | Buildings | Appliances | Buildings (appliances) | Energetic | buildings_appliances_final_demand_heat | Heat | EU | Energy demand | 0 | FEC
LU | TYNDP2026 | NT | 2050 | TWh | 401 | Sub_sector | Buildings | Appliances | Buildings (appliances) | Energetic | buildings_appliances_final_demand_biomass | Biomass | EU | Energy demand | 0 | FEC
LU | TYNDP2026 | NT | 2050 | TWh | 402 | Sub_sector | Buildings | Appliances | Buildings (appliances) | Energetic | buildings_appliances_final_demand_coal | Solids | EU | Energy demand | 0 | FEC
LU | TYNDP2026 | NT | 2050 | TWh | 403 | Sub_sector | Buildings | Appliances | Buildings (appliances) | Energetic | buildings_appliances_final_demand_oil | Liquids | EU | Energy demand | 0 | FEC
LU | TYNDP2026 | NT | 2050 | TWh | 404 | Sub_sector | Buildings | Appliances | Buildings (appliances) | Energetic | buildings_appliances_final_demand_other | Others | EU | Energy demand | 0 | FEC
LU | TYNDP2026 | NT | 2050 | TWh | 405 | Sub_sector | Buildings | Appliances | Buildings (appliances) | Energetic | buildings_appliances_final_demand_ammonia | Ammonia | EU | Energy demand | 0 | FEC
LU | TYNDP2026 | NT | 2050 | TWh | 407 | Sub_sector | Buildings | Datacenters | Datacenters & ICT | Energetic | datacentres_final_demand_electricity_energetic | Electricity | EU | Energy demand | 3.5057 | FEC
LU | TYNDP2026 | NT | 2050 | TWh | 408 | Sub_sector | Buildings | Datacenters | Datacenters & ICT | Energetic | datacentres_final_demand_hydrogen_energetic | Hydrogen | EU | Energy demand | 0 | FEC
LU | TYNDP2026 | NT | 2050 | TWh | 409 | Sub_sector | Buildings | Datacenters | Datacenters & ICT | Energetic | datacentres_final_demand_methane_energetic | Methane | EU | Energy demand | 0 | FEC
LU | TYNDP2026 | NT | 2050 | TWh | 410 | Sub_sector | Buildings | Datacenters | Datacenters & ICT | Energetic | datacentres_final_demand_heat_energetic | Heat | EU | Energy demand | 0 | FEC
LU | TYNDP2026 | NT | 2050 | TWh | 411 | Sub_sector | Buildings | Datacenters | Datacenters & ICT | Energetic | datacentres_final_demand_biomass_energetic | Biomass | EU | Energy demand | 0 | FEC
LU | TYNDP2026 | NT | 2050 | TWh | 412 | Sub_sector | Buildings | Datacenters | Datacenters & ICT | Energetic | datacentres_final_demand_coal_energetic | Solids | EU | Energy demand | 0 | FEC
LU | TYNDP2026 | NT | 2050 | TWh | 413 | Sub_sector | Buildings | Datacenters | Datacenters & ICT | Energetic | datacentres_final_demand_oil_energetic | Liquids | EU | Energy demand | 0 | FEC
LU | TYNDP2026 | NT | 2050 | TWh | 414 | Sub_sector | Buildings | Datacenters | Datacenters & ICT | Energetic | datacentres_final_demand_other_energetic | Others | EU | Energy demand | 0 | FEC
LU | TYNDP2026 | NT | 2050 | TWh | 415 | Sub_sector | Buildings | Datacenters | Datacenters & ICT | Energetic | datacentres_final_demand_ammonia_energetic | Ammonia | EU | Energy demand | 0 | FEC
LU | TYNDP2026 | NT | 2050 | TWh | 417 | Sub_sector | Transport | Others_Sector | Others_Sector | Energetic | other_final_demand_electricity_energetic | Electricity | EU | Energy demand | 0 | FEC
LU | TYNDP2026 | NT | 2050 | TWh | 418 | Sub_sector | Transport | Others_Sector | Others_Sector | Energetic | other_final_demand_hydrogen_energetic | Hydrogen | EU | Energy demand | 0 | FEC
LU | TYNDP2026 | NT | 2050 | TWh | 419 | Sub_sector | Transport | Pipeline Transport | Others_Sector | Energetic | other_final_demand_methane_energetic | Methane | EU | Energy demand | 0 | FEC
LU | TYNDP2026 | NT | 2050 | TWh | 420 | Sub_sector | Transport | Others_Sector | Others_Sector | Energetic | other_final_demand_heat_energetic | Heat | EU | Energy demand | 1.81e-05 | FEC
LU | TYNDP2026 | NT | 2050 | TWh | 421 | Sub_sector | Transport | Others_Sector | Others_Sector | Energetic | other_final_demand_biomass_energetic | Biomass | EU | Energy demand | 0 | FEC
LU | TYNDP2026 | NT | 2050 | TWh | 422 | Sub_sector | Transport | Others_Sector | Others_Sector | Energetic | other_final_demand_coal_energetic | Solids | EU | Energy demand | 0 | FEC
LU | TYNDP2026 | NT | 2050 | TWh | 423 | Sub_sector | Transport | Others_Sector | Others_Sector | Energetic | other_final_demand_oil_energetic | Liquids | EU | Energy demand | 0 | FEC
LU | TYNDP2026 | NT | 2050 | TWh | 424 | Sub_sector | Others_Sector | Others_Sector | Others_Sector | Non-energetic | other_final_demand_oil_non_energetic | Liquids | EU | Energy demand | 0.08882 | not_included_in_FEC
LU | TYNDP2026 | NT | 2050 | TWh | 425 | Sub_sector | Transport | Others_Sector | Others_Sector | Energetic | other_final_demand_other_energetic | Others | EU | Energy demand | 0 | FEC
LU | TYNDP2026 | NT | 2050 | TWh | 426 | Sub_sector | Transport | Others_Sector | Others_Sector | Energetic | other_final_demand_ammonia_energetic | Ammonia | EU | Energy demand | 0 | FEC
LU | TYNDP2026 | NT | 2050 | TWh | 427 | Sub_sector | Industry | Surplus_Heat_in_Industry | Surplus_Heat_in_Industry | Energetic | final_demand_of_industry_unused_local_production_steam_hot_water | Heat | EU | Energy demand | 0 | FEC
LU | TYNDP2026 | NT | 2050 | TWh | 429 | Sub_sector | Agriculture | Total | Agriculture | Energetic | agriculture_final_demand_electricity_energetic | Electricity | EU | Energy demand | 0.035837 | FEC
LU | TYNDP2026 | NT | 2050 | TWh | 430 | Sub_sector | Agriculture | Total | Agriculture | Energetic | agriculture_final_demand_hydrogen_energetic | Hydrogen | EU | Energy demand | 0.0065665 | FEC
LU | TYNDP2026 | NT | 2050 | TWh | 431 | Sub_sector | Agriculture | Total | Agriculture | Energetic | agriculture_final_demand_methane_energetic | Methane | EU | Energy demand | 0.0067378 | FEC
LU | TYNDP2026 | NT | 2050 | TWh | 432 | Sub_sector | Agriculture | Total | Agriculture | Energetic | agriculture_final_demand_heat_energetic | Heat | EU | Energy demand | 0.00073873 | FEC
LU | TYNDP2026 | NT | 2050 | TWh | 433 | Sub_sector | Agriculture | Total | Agriculture | Energetic | agriculture_final_demand_biomass_energetic | Biomass | EU | Energy demand | 0.0067155 | FEC
LU | TYNDP2026 | NT | 2050 | TWh | 434 | Sub_sector | Agriculture | Total | Agriculture | Energetic | agriculture_final_demand_coal_energetic | Solids | EU | Energy demand | 0 | FEC
LU | TYNDP2026 | NT | 2050 | TWh | 435 | Sub_sector | Agriculture | Total | Agriculture | Energetic | agriculture_final_demand_oil_energetic | Liquids | EU | Energy demand | 0.004084 | FEC
LU | TYNDP2026 | NT | 2050 | TWh | 436 | Sub_sector | Agriculture | Total | Agriculture | Energetic | agriculture_final_demand_other_energetic | Others | EU | Energy demand | 0 | FEC
LU | TYNDP2026 | NT | 2050 | TWh | 437 | Sub_sector | Agriculture | Total | Agriculture | Energetic | agriculture_final_demand_ammonia_energetic | Ammonia | EU | Energy demand | 0 | FEC
LU | TYNDP2026 | NT | 2050 | TWh | 447 | Sub_sector | Buildings | Surplus Energy | Buildings | Energetic | GAP | Electricity | EU | Energy demand | 0 | FEC
LU | TYNDP2026 | NT | 2050 | TWh | 448 | Sub_sector | Buildings | Surplus Energy | Buildings | Energetic | GAP | Hydrogen | EU | Energy demand | 0 | FEC
LU | TYNDP2026 | NT | 2050 | TWh | 449 | Sub_sector | Buildings | Surplus Energy | Buildings | Energetic | GAP | Methane | EU | Energy demand | 0 | FEC
LU | TYNDP2026 | NT | 2050 | TWh | 450 | Sub_sector | Buildings | Surplus Energy | Buildings | Energetic | GAP | Heat | EU | Energy demand | 0 | FEC
LU | TYNDP2026 | NT | 2050 | TWh | 451 | Sub_sector | Buildings | Surplus Energy | Buildings | Energetic | GAP | Biomass | EU | Energy demand | 9.7e-06 | FEC
LU | TYNDP2026 | NT | 2050 | TWh | 452 | Sub_sector | Buildings | Surplus Energy | Buildings | Energetic | GAP | Solids | EU | Energy demand | 0 | FEC
LU | TYNDP2026 | NT | 2050 | TWh | 453 | Sub_sector | Buildings | Surplus Energy | Buildings | Energetic | GAP | Liquids | EU | Energy demand | 0.1543 | FEC
LU | TYNDP2026 | NT | 2050 | TWh | 454 | Sub_sector | Buildings | Surplus Energy | Buildings | Energetic | GAP | Others | EU | Energy demand | 0 | FEC
LU | TYNDP2026 | NT | 2050 | TWh | 455 | Sub_sector | Buildings | Surplus Energy | Buildings | Energetic | GAP | Ammonia | EU | Energy demand | 0 | FEC
LU | TYNDP2026 | NT | 2050 | TWh | 456 | Sub_sector | Households | Surplus Energy | Households | Energetic | GAP | Electricity | EU | Energy demand | 0 | FEC
LU | TYNDP2026 | NT | 2050 | TWh | 457 | Sub_sector | Households | Surplus Energy | Households | Energetic | GAP | Hydrogen | EU | Energy demand | 0 | FEC
LU | TYNDP2026 | NT | 2050 | TWh | 458 | Sub_sector | Households | Surplus Energy | Households | Energetic | GAP | Methane | EU | Energy demand | 0 | FEC
LU | TYNDP2026 | NT | 2050 | TWh | 459 | Sub_sector | Households | Surplus Energy | Households | Energetic | GAP | Heat | EU | Energy demand | 0 | FEC
LU | TYNDP2026 | NT | 2050 | TWh | 460 | Sub_sector | Households | Surplus Energy | Households | Energetic | GAP | Biomass | EU | Energy demand | 0 | FEC
LU | TYNDP2026 | NT | 2050 | TWh | 461 | Sub_sector | Households | Surplus Energy | Households | Energetic | GAP | Solids | EU | Energy demand | 0 | FEC
LU | TYNDP2026 | NT | 2050 | TWh | 462 | Sub_sector | Households | Surplus Energy | Households | Energetic | GAP | Liquids | EU | Energy demand | 0 | FEC
LU | TYNDP2026 | NT | 2050 | TWh | 463 | Sub_sector | Households | Surplus Energy | Households | Energetic | GAP | Others | EU | Energy demand | 0 | FEC
LU | TYNDP2026 | NT | 2050 | TWh | 464 | Sub_sector | Households | Surplus Energy | Households | Energetic | GAP | Ammonia | EU | Energy demand | 0 | FEC
LU | TYNDP2026 | HEV | 2035 | TWh | 102 | Sub_sector | Industry | Aluminium | Industry (aluminium) | Energetic | industry_aluminium_demand_electricity_energetic | Electricity | EU | Energy demand | 0 | FEC
LU | TYNDP2026 | HEV | 2035 | TWh | 103 | Sub_sector | Industry | Aluminium | Industry (aluminium) | Energetic | industry_aluminium_demand_hydrogen_energetic | Hydrogen | EU | Energy demand | 0 | FEC
LU | TYNDP2026 | HEV | 2035 | TWh | 104 | Sub_sector | Industry | Aluminium | Industry (aluminium) | Energetic | industry_aluminium_demand_methane_energetic | Methane | EU | Energy demand | 0 | FEC
LU | TYNDP2026 | HEV | 2035 | TWh | 105 | Sub_sector | Industry | Aluminium | Industry (aluminium) | Energetic | industry_aluminium_demand_heat_energetic | Heat | EU | Energy demand | 0 | FEC
LU | TYNDP2026 | HEV | 2035 | TWh | 106 | Sub_sector | Industry | Aluminium | Industry (aluminium) | Energetic | industry_aluminium_demand_biomass_energetic | Biomass | EU | Energy demand | 0 | FEC
LU | TYNDP2026 | HEV | 2035 | TWh | 107 | Sub_sector | Industry | Aluminium | Industry (aluminium) | Energetic | industry_aluminium_demand_coal_energetic | Solids | EU | Energy demand | 0 | FEC
LU | TYNDP2026 | HEV | 2035 | TWh | 108 | Sub_sector | Industry | Aluminium | Industry (aluminium) | Energetic | industry_aluminium_demand_oil_energetic | Liquids | EU | Energy demand | 0 | FEC
LU | TYNDP2026 | HEV | 2035 | TWh | 109 | Sub_sector | Industry | Aluminium | Industry (aluminium) | Energetic | industry_aluminium_demand_others_energetic | Others | EU | Energy demand | 0 | FEC
LU | TYNDP2026 | HEV | 2035 | TWh | 110 | Sub_sector | Industry | Aluminium | Industry (aluminium) | Energetic | industry_ammonia_demand_others_energetic | Ammonia | EU | Energy demand | 0 | FEC
LU | TYNDP2026 | HEV | 2035 | TWh | 112 | Sub_sector | Industry | Chemicals | Industry (chemicals, energetic) | Energetic | industry_chemical_demand_electricity_energetic | Electricity | EU | Energy demand | 0 | FEC
LU | TYNDP2026 | HEV | 2035 | TWh | 113 | Sub_sector | Industry | Chemicals | Industry (chemicals, energetic) | Energetic | industry_chemical_demand_hydrogen_energetic | Hydrogen | EU | Energy demand | 0 | FEC
LU | TYNDP2026 | HEV | 2035 | TWh | 114 | Sub_sector | Industry | Chemicals | Industry (chemicals, energetic) | Energetic | industry_chemical_demand_methane_energetic | Methane | EU | Energy demand | 0 | FEC
LU | TYNDP2026 | HEV | 2035 | TWh | 115 | Sub_sector | Industry | Chemicals | Industry (chemicals, energetic) | Energetic | industry_chemical_demand_heat_energetic | Heat | EU | Energy demand | 0 | FEC
LU | TYNDP2026 | HEV | 2035 | TWh | 116 | Sub_sector | Industry | Chemicals | Industry (chemicals, energetic) | Energetic | industry_chemical_demand_biomass_energetic | Biomass | EU | Energy demand | 0 | FEC
LU | TYNDP2026 | HEV | 2035 | TWh | 117 | Sub_sector | Industry | Chemicals | Industry (chemicals, energetic) | Energetic | industry_chemical_demand_coal_energetic | Solids | EU | Energy demand | 0 | FEC
LU | TYNDP2026 | HEV | 2035 | TWh | 118 | Sub_sector | Industry | Chemicals | Industry (chemicals, energetic) | Energetic | industry_chemical_demand_oil_energetic | Liquids | EU | Energy demand | 0 | FEC
LU | TYNDP2026 | HEV | 2035 | TWh | 119 | Sub_sector | Industry | Chemicals | Industry (chemicals, energetic) | Energetic | industry_chemical_demand_others_energetic | Others | EU | Energy demand | 0 | FEC
LU | TYNDP2026 | HEV | 2035 | TWh | 120 | Sub_sector | Industry | Chemicals | Industry (chemicals, energetic) | Energetic | industry_chemical_demand_ammonia_energetic | Ammonia | EU | Energy demand | 0 | FEC
LU | TYNDP2026 | HEV | 2035 | TWh | 122 | Sub_sector | Industry | Chemicals | Industry (chemicals, non-energetic) | Non-energetic | industry_chemical_demand_electricity_non_energetic | Electricity | EU | Energy demand | 0 | not_included_in_FEC
LU | TYNDP2026 | HEV | 2035 | TWh | 123 | Sub_sector | Industry | Chemicals | Industry (chemicals, non-energetic) | Non-energetic | industry_chemical_demand_hydrogen_non_energetic | Hydrogen | EU | Energy demand | 0 | not_included_in_FEC
LU | TYNDP2026 | HEV | 2035 | TWh | 124 | Sub_sector | Industry | Chemicals | Industry (chemicals, non-energetic) | Non-energetic | industry_chemical_demand_methane_non_energetic | Methane | EU | Energy demand | 0 | not_included_in_FEC
LU | TYNDP2026 | HEV | 2035 | TWh | 125 | Sub_sector | Industry | Chemicals | Industry (chemicals, non-energetic) | Non-energetic | industry_chemical_demand_heat_non_energetic | Heat | EU | Energy demand | 0 | not_included_in_FEC
LU | TYNDP2026 | HEV | 2035 | TWh | 126 | Sub_sector | Industry | Chemicals | Industry (chemicals, non-energetic) | Non-energetic | industry_chemical_demand_biomass_non_energetic | Biomass | EU | Energy demand | 0 | not_included_in_FEC
LU | TYNDP2026 | HEV | 2035 | TWh | 127 | Sub_sector | Industry | Chemicals | Industry (chemicals, non-energetic) | Non-energetic | industry_chemical_demand_coal_non_energetic | Solids | EU | Energy demand | 0 | not_included_in_FEC
LU | TYNDP2026 | HEV | 2035 | TWh | 128 | Sub_sector | Industry | Chemicals | Industry (chemicals, non-energetic) | Non-energetic | industry_chemical_demand_oil_non_energetic | Liquids | EU | Energy demand | 0 | not_included_in_FEC
LU | TYNDP2026 | HEV | 2035 | TWh | 129 | Sub_sector | Industry | Chemicals | Industry (chemicals, non-energetic) | Non-energetic | industry_chemical_demand_others_non_energetic | Others | EU | Energy demand | 0 | not_included_in_FEC
LU | TYNDP2026 | HEV | 2035 | TWh | 130 | Sub_sector | Industry | Chemicals | Industry (chemicals, non-energetic) | Non-energetic | industry_chemical_demand_ammonia_non_energetic | Ammonia | EU | Energy demand | 0 | not_included_in_FEC
LU | TYNDP2026 | HEV | 2035 | TWh | 132 | Sub_sector | Industry | Fertilizers | Industry (fertilizers, energetic) | Energetic | industry_fertilizers_demand_electricity_energetic | Electricity | EU | Energy demand | 0 | FEC
LU | TYNDP2026 | HEV | 2035 | TWh | 133 | Sub_sector | Industry | Fertilizers | Industry (fertilizers, energetic) | Energetic | industry_fertilizers_demand_hydrogen_energetic | Hydrogen | EU | Energy demand | 0 | FEC
LU | TYNDP2026 | HEV | 2035 | TWh | 134 | Sub_sector | Industry | Fertilizers | Industry (fertilizers, energetic) | Energetic | industry_fertilizers_demand_methane_energetic | Methane | EU | Energy demand | 0 | FEC
LU | TYNDP2026 | HEV | 2035 | TWh | 135 | Sub_sector | Industry | Fertilizers | Industry (fertilizers, energetic) | Energetic | industry_fertilizers_demand_heat_energetic | Heat | EU | Energy demand | 0 | FEC
LU | TYNDP2026 | HEV | 2035 | TWh | 136 | Sub_sector | Industry | Fertilizers | Industry (fertilizers, energetic) | Energetic | industry_fertilizers_demand_biomass_energetic | Biomass | EU | Energy demand | 0 | FEC
LU | TYNDP2026 | HEV | 2035 | TWh | 137 | Sub_sector | Industry | Fertilizers | Industry (fertilizers, energetic) | Energetic | industry_fertilizers_demand_coal_energetic | Solids | EU | Energy demand | 0 | FEC
LU | TYNDP2026 | HEV | 2035 | TWh | 138 | Sub_sector | Industry | Fertilizers | Industry (fertilizers, energetic) | Energetic | industry_fertilizers_demand_oil_energetic | Liquids | EU | Energy demand | 0 | FEC
LU | TYNDP2026 | HEV | 2035 | TWh | 139 | Sub_sector | Industry | Fertilizers | Industry (fertilizers, energetic) | Energetic | industry_fertilizers_demand_others_energetic | Others | EU | Energy demand | 0 | FEC
LU | TYNDP2026 | HEV | 2035 | TWh | 140 | Sub_sector | Industry | Fertilizers | Industry (fertilizers, energetic) | Energetic | industry_fertilizers_demand_ammonia_energetic | Ammonia | EU | Energy demand | 0 | FEC
LU | TYNDP2026 | HEV | 2035 | TWh | 142 | Sub_sector | Industry | Fertilizers | Industry (fertilizers, non-energetic) | Non-energetic | industry_fertilizers_demand_electricity_non_energetic | Electricity | EU | Energy demand | 0 | not_included_in_FEC
LU | TYNDP2026 | HEV | 2035 | TWh | 143 | Sub_sector | Industry | Fertilizers | Industry (fertilizers, non-energetic) | Non-energetic | industry_fertilizers_demand_hydrogen_non_energetic | Hydrogen | EU | Energy demand | 0 | not_included_in_FEC
LU | TYNDP2026 | HEV | 2035 | TWh | 144 | Sub_sector | Industry | Fertilizers | Industry (fertilizers, non-energetic) | Non-energetic | industry_fertilizers_demand_methane_non_energetic | Methane | EU | Energy demand | 0 | not_included_in_FEC
LU | TYNDP2026 | HEV | 2035 | TWh | 145 | Sub_sector | Industry | Fertilizers | Industry (fertilizers, non-energetic) | Non-energetic | industry_fertilizers_demand_heat_non_energetic | Heat | EU | Energy demand | 0 | not_included_in_FEC
LU | TYNDP2026 | HEV | 2035 | TWh | 146 | Sub_sector | Industry | Fertilizers | Industry (fertilizers, non-energetic) | Non-energetic | industry_fertilizers_demand_biomass_non_energetic | Biomass | EU | Energy demand | 0 | not_included_in_FEC
LU | TYNDP2026 | HEV | 2035 | TWh | 147 | Sub_sector | Industry | Fertilizers | Industry (fertilizers, non-energetic) | Non-energetic | industry_fertilizers_demand_coal_non_energetic | Solids | EU | Energy demand | 0 | not_included_in_FEC
LU | TYNDP2026 | HEV | 2035 | TWh | 148 | Sub_sector | Industry | Fertilizers | Industry (fertilizers, non-energetic) | Non-energetic | industry_fertilizers_demand_oil_non_energetic | Liquids | EU | Energy demand | 0 | not_included_in_FEC
LU | TYNDP2026 | HEV | 2035 | TWh | 149 | Sub_sector | Industry | Fertilizers | Industry (fertilizers, non-energetic) | Non-energetic | industry_fertilizers_demand_others_non_energetic | Others | EU | Energy demand | 0 | not_included_in_FEC
LU | TYNDP2026 | HEV | 2035 | TWh | 150 | Sub_sector | Industry | Fertilizers | Industry (fertilizers, non-energetic) | Non-energetic | industry_fertilizers_demand_ammonia_non_energetic | Ammonia | EU | Energy demand | 0 | not_included_in_FEC
LU | TYNDP2026 | HEV | 2035 | TWh | 152 | Sub_sector | Industry | Food | Industry (food) | Energetic | industry_food_demand_electricity_energetic | Electricity | EU | Energy demand | 0 | FEC
LU | TYNDP2026 | HEV | 2035 | TWh | 153 | Sub_sector | Industry | Food | Industry (food) | Energetic | industry_food_demand_hydrogen_energetic | Hydrogen | EU | Energy demand | 0 | FEC
LU | TYNDP2026 | HEV | 2035 | TWh | 154 | Sub_sector | Industry | Food | Industry (food) | Energetic | industry_food_demand_methane_energetic | Methane | EU | Energy demand | 0 | FEC
LU | TYNDP2026 | HEV | 2035 | TWh | 155 | Sub_sector | Industry | Food | Industry (food) | Energetic | industry_food_demand_heat_energetic | Heat | EU | Energy demand | 0 | FEC
LU | TYNDP2026 | HEV | 2035 | TWh | 156 | Sub_sector | Industry | Food | Industry (food) | Energetic | industry_food_demand_biomass_energetic | Biomass | EU | Energy demand | 0 | FEC
LU | TYNDP2026 | HEV | 2035 | TWh | 157 | Sub_sector | Industry | Food | Industry (food) | Energetic | industry_food_demand_coal_energetic | Solids | EU | Energy demand | 0 | FEC
LU | TYNDP2026 | HEV | 2035 | TWh | 158 | Sub_sector | Industry | Food | Industry (food) | Energetic | industry_food_demand_oil_energetic | Liquids | EU | Energy demand | 0 | FEC
LU | TYNDP2026 | HEV | 2035 | TWh | 159 | Sub_sector | Industry | Food | Industry (food) | Energetic | industry_food_demand_others_energetic | Others | EU | Energy demand | 0 | FEC
LU | TYNDP2026 | HEV | 2035 | TWh | 160 | Sub_sector | Industry | Food | Industry (food) | Energetic | industry_food_demand_ammonia_energetic | Ammonia | EU | Energy demand | 0 | FEC
LU | TYNDP2026 | HEV | 2035 | TWh | 162 | Sub_sector | Industry | Metals | Industry (metal) | Energetic | industry_metal_demand_electricity_energetic | Electricity | EU | Energy demand | 0 | FEC
LU | TYNDP2026 | HEV | 2035 | TWh | 163 | Sub_sector | Industry | Metals | Industry (metal) | Energetic | industry_metal_demand_hydrogen_energetic | Hydrogen | EU | Energy demand | 0 | FEC
LU | TYNDP2026 | HEV | 2035 | TWh | 164 | Sub_sector | Industry | Metals | Industry (metal) | Energetic | industry_metal_demand_methane_energetic | Methane | EU | Energy demand | 0 | FEC
LU | TYNDP2026 | HEV | 2035 | TWh | 165 | Sub_sector | Industry | Metals | Industry (metal) | Energetic | industry_metal_demand_heat_energetic | Heat | EU | Energy demand | 0 | FEC
LU | TYNDP2026 | HEV | 2035 | TWh | 166 | Sub_sector | Industry | Metals | Industry (metal) | Energetic | industry_metal_demand_biomass_energetic | Biomass | EU | Energy demand | 0 | FEC
LU | TYNDP2026 | HEV | 2035 | TWh | 167 | Sub_sector | Industry | Metals | Industry (metal) | Energetic | industry_metal_demand_coal_energetic | Solids | EU | Energy demand | 0 | FEC
LU | TYNDP2026 | HEV | 2035 | TWh | 168 | Sub_sector | Industry | Metals | Industry (metal) | Energetic | industry_metal_demand_oil_energetic | Liquids | EU | Energy demand | 0 | FEC
LU | TYNDP2026 | HEV | 2035 | TWh | 169 | Sub_sector | Industry | Metals | Industry (metal) | Energetic | industry_metal_demand_others_energetic | Others | EU | Energy demand | 0 | FEC
LU | TYNDP2026 | HEV | 2035 | TWh | 170 | Sub_sector | Industry | Metals | Industry (metal) | Energetic | industry_metal_demand_ammonia_energetic | Ammonia | EU | Energy demand | 0 | FEC
LU | TYNDP2026 | HEV | 2035 | TWh | 172 | Sub_sector | Industry | Others | Industry (other, energetic) | Energetic | industry_other_demand_electricity_energetic | Electricity | EU | Energy demand | 1.7579 | FEC
LU | TYNDP2026 | HEV | 2035 | TWh | 173 | Sub_sector | Industry | Others | Industry (other, energetic) | Energetic | industry_other_demand_hydrogen_energetic | Hydrogen | EU | Energy demand | 0.95139 | FEC
LU | TYNDP2026 | HEV | 2035 | TWh | 174 | Sub_sector | Industry | Others | Industry (other, energetic) | Energetic | industry_other_demand_methane_energetic | Methane | EU | Energy demand | 0 | FEC
LU | TYNDP2026 | HEV | 2035 | TWh | 175 | Sub_sector | Industry | Others | Industry (other, energetic) | Energetic | industry_other_demand_heat_energetic | Heat | EU | Energy demand | 0 | FEC
LU | TYNDP2026 | HEV | 2035 | TWh | 176 | Sub_sector | Industry | Others | Industry (other, energetic) | Energetic | industry_other_demand_biomass_energetic | Biomass | EU | Energy demand | 0 | FEC
LU | TYNDP2026 | HEV | 2035 | TWh | 177 | Sub_sector | Industry | Others | Industry (other, energetic) | Energetic | industry_other_demand_coal_energetic | Solids | EU | Energy demand | 2.0746 | FEC
LU | TYNDP2026 | HEV | 2035 | TWh | 178 | Sub_sector | Industry | Others | Industry (other, energetic) | Energetic | industry_other_demand_oil_energetic | Liquids | EU | Energy demand | 0 | FEC
LU | TYNDP2026 | HEV | 2035 | TWh | 179 | Sub_sector | Industry | Others | Industry (other, energetic) | Energetic | industry_other_demand_others_energetic | Others | EU | Energy demand | 0 | FEC
LU | TYNDP2026 | HEV | 2035 | TWh | 180 | Sub_sector | Industry | Others | Industry (other, energetic) | Energetic | industry_other_demand_ammonia_energetic | Ammonia | EU | Energy demand | 0 | FEC
LU | TYNDP2026 | HEV | 2035 | TWh | 182 | Sub_sector | Industry | Others | Industry (other, non-energetic) | Non-energetic | industry_other_demand_electricity_non_energetic | Electricity | EU | Energy demand | 0 | not_included_in_FEC
LU | TYNDP2026 | HEV | 2035 | TWh | 183 | Sub_sector | Industry | Others | Industry (other, non-energetic) | Non-energetic | industry_other_demand_hydrogen_non_energetic | Hydrogen | EU | Energy demand | 0.83068 | not_included_in_FEC
LU | TYNDP2026 | HEV | 2035 | TWh | 184 | Sub_sector | Industry | Others | Industry (other, non-energetic) | Non-energetic | industry_other_demand_methane_non_energetic | Methane | EU | Energy demand | 0 | not_included_in_FEC
LU | TYNDP2026 | HEV | 2035 | TWh | 185 | Sub_sector | Industry | Others | Industry (other, non-energetic) | Non-energetic | industry_other_demand_heat_non_energetic | Heat | EU | Energy demand | 0 | not_included_in_FEC
LU | TYNDP2026 | HEV | 2035 | TWh | 186 | Sub_sector | Industry | Others | Industry (other, non-energetic) | Non-energetic | industry_other_demand_biomass_non_energetic | Biomass | EU | Energy demand | 0 | not_included_in_FEC
LU | TYNDP2026 | HEV | 2035 | TWh | 187 | Sub_sector | Industry | Others | Industry (other, non-energetic) | Non-energetic | industry_other_demand_coal_non_energetic | Solids | EU | Energy demand | 0 | not_included_in_FEC
LU | TYNDP2026 | HEV | 2035 | TWh | 188 | Sub_sector | Industry | Others | Industry (other, non-energetic) | Non-energetic | industry_other_demand_oil_non_energetic | Liquids | EU | Energy demand | 1.6621 | not_included_in_FEC
LU | TYNDP2026 | HEV | 2035 | TWh | 189 | Sub_sector | Industry | Others | Industry (other, non-energetic) | Non-energetic | industry_other_demand_others_non_energetic | Others | EU | Energy demand | 0 | not_included_in_FEC
LU | TYNDP2026 | HEV | 2035 | TWh | 190 | Sub_sector | Industry | Others | Industry (other, non-energetic) | Non-energetic | industry_other_demand_ammonia_non_energetic | Ammonia | EU | Energy demand | 0 | not_included_in_FEC
LU | TYNDP2026 | HEV | 2035 | TWh | 192 | Sub_sector | Industry | Paper | Industry (paper) | Energetic | industry_paper_demand_electricity_energetic | Electricity | EU | Energy demand | 0 | FEC
LU | TYNDP2026 | HEV | 2035 | TWh | 193 | Sub_sector | Industry | Paper | Industry (paper) | Energetic | industry_paper_demand_hydrogen_energetic | Hydrogen | EU | Energy demand | 0 | FEC
LU | TYNDP2026 | HEV | 2035 | TWh | 194 | Sub_sector | Industry | Paper | Industry (paper) | Energetic | industry_paper_demand_methane_energetic | Methane | EU | Energy demand | 0 | FEC
LU | TYNDP2026 | HEV | 2035 | TWh | 195 | Sub_sector | Industry | Paper | Industry (paper) | Energetic | industry_paper_demand_heat_energetic | Heat | EU | Energy demand | 0 | FEC
LU | TYNDP2026 | HEV | 2035 | TWh | 196 | Sub_sector | Industry | Paper | Industry (paper) | Energetic | industry_paper_demand_biomass_energetic | Biomass | EU | Energy demand | 0 | FEC
LU | TYNDP2026 | HEV | 2035 | TWh | 197 | Sub_sector | Industry | Paper | Industry (paper) | Energetic | industry_paper_demand_coal_energetic | Solids | EU | Energy demand | 0 | FEC
LU | TYNDP2026 | HEV | 2035 | TWh | 198 | Sub_sector | Industry | Paper | Industry (paper) | Energetic | industry_paper_demand_oil_energetic | Liquids | EU | Energy demand | 0 | FEC
LU | TYNDP2026 | HEV | 2035 | TWh | 199 | Sub_sector | Industry | Paper | Industry (paper) | Energetic | industry_paper_demand_others_energetic | Others | EU | Energy demand | 0 | FEC
LU | TYNDP2026 | HEV | 2035 | TWh | 200 | Sub_sector | Industry | Paper | Industry (paper) | Energetic | industry_paper_demand_ammonia_energetic | Ammonia | EU | Energy demand | 0 | FEC
LU | TYNDP2026 | HEV | 2035 | TWh | 202 | Sub_sector | Industry | Refineries | Industry (refineries, energetic) | Energetic | industry_refinery_demand_electricity_energetic | Electricity | EU | Energy demand | 0 | not_included_in_FEC
LU | TYNDP2026 | HEV | 2035 | TWh | 203 | Sub_sector | Industry | Refineries | Industry (refineries, energetic) | Energetic | industry_refinery_demand_hydrogen_energetic | Hydrogen | EU | Energy demand | 0 | not_included_in_FEC
LU | TYNDP2026 | HEV | 2035 | TWh | 204 | Sub_sector | Industry | Refineries | Industry (refineries, energetic) | Energetic | industry_refinery_demand_methane_energetic | Methane | EU | Energy demand | 0 | not_included_in_FEC
LU | TYNDP2026 | HEV | 2035 | TWh | 205 | Sub_sector | Industry | Refineries | Industry (refineries, energetic) | Energetic | industry_refinery_demand_heat_energetic | Heat | EU | Energy demand | 0 | not_included_in_FEC
LU | TYNDP2026 | HEV | 2035 | TWh | 206 | Sub_sector | Industry | Refineries | Industry (refineries, energetic) | Energetic | industry_refinery_demand_biomass_energetic | Biomass | EU | Energy demand | 0 | not_included_in_FEC
LU | TYNDP2026 | HEV | 2035 | TWh | 207 | Sub_sector | Industry | Refineries | Industry (refineries, energetic) | Energetic | industry_refinery_demand_coal_energetic | Solids | EU | Energy demand | 0 | not_included_in_FEC
LU | TYNDP2026 | HEV | 2035 | TWh | 208 | Sub_sector | Industry | Refineries | Industry (refineries, energetic) | Energetic | industry_refinery_demand_oil_energetic | Liquids | EU | Energy demand | 0 | not_included_in_FEC
LU | TYNDP2026 | HEV | 2035 | TWh | 209 | Sub_sector | Industry | Refineries | Industry (refineries, energetic) | Energetic | industry_refinery_demand_others_energetic | Others | EU | Energy demand | 0 | not_included_in_FEC
LU | TYNDP2026 | HEV | 2035 | TWh | 210 | Sub_sector | Industry | Refineries | Industry (refineries, energetic) | Energetic | industry_refinery_demand_ammonia_energetic | Ammonia | EU | Energy demand | 0 | not_included_in_FEC
LU | TYNDP2026 | HEV | 2035 | TWh | 212 | Sub_sector | Industry | Refineries | Industry (refineries, non-energetic) | Non-energetic | industry_refinery_demand_electricity_non_energetic | Electricity | EU | Energy demand | 0 | not_included_in_FEC
LU | TYNDP2026 | HEV | 2035 | TWh | 213 | Sub_sector | Industry | Refineries | Industry (refineries, non-energetic) | Non-energetic | industry_refinery_demand_hydrogen_non_energetic | Hydrogen | EU | Energy demand | 0 | not_included_in_FEC
LU | TYNDP2026 | HEV | 2035 | TWh | 214 | Sub_sector | Industry | Refineries | Industry (refineries, non-energetic) | Non-energetic | industry_refinery_demand_methane_non_energetic | Methane | EU | Energy demand | 0 | not_included_in_FEC
LU | TYNDP2026 | HEV | 2035 | TWh | 215 | Sub_sector | Industry | Refineries | Industry (refineries, non-energetic) | Non-energetic | industry_refinery_demand_heat_non_energetic | Heat | EU | Energy demand | 0 | not_included_in_FEC
LU | TYNDP2026 | HEV | 2035 | TWh | 216 | Sub_sector | Industry | Refineries | Industry (refineries, non-energetic) | Non-energetic | industry_refinery_demand_biomass_non_energetic | Biomass | EU | Energy demand | 0 | not_included_in_FEC
LU | TYNDP2026 | HEV | 2035 | TWh | 217 | Sub_sector | Industry | Refineries | Industry (refineries, non-energetic) | Non-energetic | industry_refinery_demand_coal_non_energetic | Solids | EU | Energy demand | 0 | not_included_in_FEC
LU | TYNDP2026 | HEV | 2035 | TWh | 218 | Sub_sector | Industry | Refineries | Industry (refineries, non-energetic) | Non-energetic | industry_refinery_demand_oil_non_energetic | Liquids | EU | Energy demand | 0 | not_included_in_FEC
LU | TYNDP2026 | HEV | 2035 | TWh | 219 | Sub_sector | Industry | Refineries | Industry (refineries, non-energetic) | Non-energetic | industry_refinery_demand_others_non_energetic | Others | EU | Energy demand | 0 | not_included_in_FEC
LU | TYNDP2026 | HEV | 2035 | TWh | 220 | Sub_sector | Industry | Refineries | Industry (refineries, non-energetic) | Non-energetic | industry_refinery_demand_ammonia_non_energetic | Ammonia | EU | Energy demand | 0 | not_included_in_FEC
LU | TYNDP2026 | HEV | 2035 | TWh | 222 | Sub_sector | Industry | Steel | Industry (steel) | Energetic | industry_steel_demand_electricity_energetic | Electricity | EU | Energy demand | 0 | FEC
LU | TYNDP2026 | HEV | 2035 | TWh | 223 | Sub_sector | Industry | Steel | Industry (steel) | Energetic | industry_steel_demand_hydrogen_energetic | Hydrogen | EU | Energy demand | 0 | FEC
LU | TYNDP2026 | HEV | 2035 | TWh | 224 | Sub_sector | Industry | Steel | Industry (steel) | Energetic | industry_steel_demand_methane_energetic | Methane | EU | Energy demand | 0 | FEC
LU | TYNDP2026 | HEV | 2035 | TWh | 225 | Sub_sector | Industry | Steel | Industry (steel) | Energetic | industry_steel_demand_heat_energetic | Heat | EU | Energy demand | 0 | FEC
LU | TYNDP2026 | HEV | 2035 | TWh | 226 | Sub_sector | Industry | Steel | Industry (steel) | Energetic | industry_steel_demand_biomass_energetic | Biomass | EU | Energy demand | 0 | FEC
LU | TYNDP2026 | HEV | 2035 | TWh | 227 | Sub_sector | Industry | Steel | Industry (steel) | Energetic | industry_steel_demand_coal_energetic | Solids | EU | Energy demand | 0 | FEC
LU | TYNDP2026 | HEV | 2035 | TWh | 228 | Sub_sector | Industry | Steel | Industry (steel) | Energetic | industry_steel_demand_oil_energetic | Liquids | EU | Energy demand | 0 | FEC
LU | TYNDP2026 | HEV | 2035 | TWh | 229 | Sub_sector | Industry | Steel | Industry (steel) | Energetic | industry_steel_demand_others_energetic | Others | EU | Energy demand | 0 | FEC
LU | TYNDP2026 | HEV | 2035 | TWh | 230 | Sub_sector | Industry | Steel | Industry (steel) | Energetic | industry_steel_demand_ammonia_energetic | Ammonia | EU | Energy demand | 0 | FEC
LU | TYNDP2026 | HEV | 2035 | TWh | 232 | Sub_sector | Transport | Cars | Transport (cars) | Energetic | transport_cars_final_demand_electricity | Electricity | EU | Energy demand | 0.16119 | FEC
LU | TYNDP2026 | HEV | 2035 | TWh | 233 | Sub_sector | Transport | Cars | Transport (cars) | Energetic | transport_cars_final_demand_hydrogen | Hydrogen | EU | Energy demand | 0.17428 | FEC
LU | TYNDP2026 | HEV | 2035 | TWh | 234 | Sub_sector | Transport | Cars | Transport (cars) | Energetic | transport_cars_final_demand_methane | Methane | EU | Energy demand | 0 | FEC
LU | TYNDP2026 | HEV | 2035 | TWh | 235 | Sub_sector | Transport | Cars | Transport (cars) | Energetic | transport_cars_final_demand_heat | Heat | EU | Energy demand | 0 | FEC
LU | TYNDP2026 | HEV | 2035 | TWh | 236 | Sub_sector | Transport | Cars | Transport (cars) | Energetic | transport_cars_final_demand_biomass | Biomass | EU | Energy demand | 0 | FEC
LU | TYNDP2026 | HEV | 2035 | TWh | 237 | Sub_sector | Transport | Cars | Transport (cars) | Energetic | transport_cars_final_demand_coal | Solids | EU | Energy demand | 0 | FEC
LU | TYNDP2026 | HEV | 2035 | TWh | 238 | Sub_sector | Transport | Cars | Transport (cars) | Energetic | transport_cars_final_demand_oil | Liquids | EU | Energy demand | 8.8587 | FEC
LU | TYNDP2026 | HEV | 2035 | TWh | 239 | Sub_sector | Transport | Cars | Transport (cars) | Energetic | transport_cars_final_demand_other | Others | EU | Energy demand | 0 | FEC
LU | TYNDP2026 | HEV | 2035 | TWh | 240 | Sub_sector | Transport | Cars | Transport (cars) | Energetic | transport_cars_final_demand_ammonia | Ammonia | EU | Energy demand | 0 | FEC
LU | TYNDP2026 | HEV | 2035 | TWh | 242 | Sub_sector | Transport | Busses | Transport (busses) | Energetic | transport_busses_final_demand_electricity | Electricity | EU | Energy demand | 0 | FEC
LU | TYNDP2026 | HEV | 2035 | TWh | 243 | Sub_sector | Transport | Busses | Transport (busses) | Energetic | transport_busses_final_demand_hydrogen | Hydrogen | EU | Energy demand | 0 | FEC
LU | TYNDP2026 | HEV | 2035 | TWh | 244 | Sub_sector | Transport | Busses | Transport (busses) | Energetic | transport_busses_final_demand_methane | Methane | EU | Energy demand | 0 | FEC
LU | TYNDP2026 | HEV | 2035 | TWh | 245 | Sub_sector | Transport | Busses | Transport (busses) | Energetic | transport_busses_final_demand_heat | Heat | EU | Energy demand | 0 | FEC
LU | TYNDP2026 | HEV | 2035 | TWh | 246 | Sub_sector | Transport | Busses | Transport (busses) | Energetic | transport_busses_final_demand_biomass | Biomass | EU | Energy demand | 0 | FEC
LU | TYNDP2026 | HEV | 2035 | TWh | 247 | Sub_sector | Transport | Busses | Transport (busses) | Energetic | transport_busses_final_demand_coal | Solids | EU | Energy demand | 0 | FEC
LU | TYNDP2026 | HEV | 2035 | TWh | 248 | Sub_sector | Transport | Busses | Transport (busses) | Energetic | transport_busses_final_demand_oil | Liquids | EU | Energy demand | 0 | FEC
LU | TYNDP2026 | HEV | 2035 | TWh | 249 | Sub_sector | Transport | Busses | Transport (busses) | Energetic | transport_busses_final_demand_other | Others | EU | Energy demand | 0 | FEC
LU | TYNDP2026 | HEV | 2035 | TWh | 250 | Sub_sector | Transport | Busses | Transport (busses) | Energetic | transport_busses_final_demand_ammonia | Ammonia | EU | Energy demand | 0 | FEC
LU | TYNDP2026 | HEV | 2035 | TWh | 252 | Sub_sector | Transport | Trucks | Transport (trucks) | Energetic | transport_trucks_final_demand_electricity | Electricity | EU | Energy demand | 1.1057 | FEC
LU | TYNDP2026 | HEV | 2035 | TWh | 253 | Sub_sector | Transport | Trucks | Transport (trucks) | Energetic | transport_trucks_final_demand_hydrogen | Hydrogen | EU | Energy demand | 0.60278 | FEC
LU | TYNDP2026 | HEV | 2035 | TWh | 254 | Sub_sector | Transport | Trucks | Transport (trucks) | Energetic | transport_trucks_final_demand_methane | Methane | EU | Energy demand | 0.27397 | FEC
LU | TYNDP2026 | HEV | 2035 | TWh | 255 | Sub_sector | Transport | Trucks | Transport (trucks) | Energetic | transport_trucks_final_demand_heat | Heat | EU | Energy demand | 0 | FEC
LU | TYNDP2026 | HEV | 2035 | TWh | 256 | Sub_sector | Transport | Trucks | Transport (trucks) | Energetic | transport_trucks_final_demand_biomass | Biomass | EU | Energy demand | 0 | FEC
LU | TYNDP2026 | HEV | 2035 | TWh | 257 | Sub_sector | Transport | Trucks | Transport (trucks) | Energetic | transport_trucks_final_demand_coal | Solids | EU | Energy demand | 0 | FEC
LU | TYNDP2026 | HEV | 2035 | TWh | 258 | Sub_sector | Transport | Trucks | Transport (trucks) | Energetic | transport_trucks_final_demand_oil | Liquids | EU | Energy demand | 4.8447 | FEC
LU | TYNDP2026 | HEV | 2035 | TWh | 259 | Sub_sector | Transport | Trucks | Transport (trucks) | Energetic | transport_trucks_final_demand_other | Others | EU | Energy demand | 0 | FEC
LU | TYNDP2026 | HEV | 2035 | TWh | 260 | Sub_sector | Transport | Trucks | Transport (trucks) | Energetic | transport_trucks_final_demand_ammonia | Ammonia | EU | Energy demand | 0 | FEC
LU | TYNDP2026 | HEV | 2035 | TWh | 262 | Sub_sector | Transport | Vans | Transport (vans) | Energetic | transport_vans_final_demand_electricity | Electricity | EU | Energy demand | 0 | FEC
LU | TYNDP2026 | HEV | 2035 | TWh | 263 | Sub_sector | Transport | Vans | Transport (vans) | Energetic | transport_vans_final_demand_hydrogen | Hydrogen | EU | Energy demand | 0 | FEC
LU | TYNDP2026 | HEV | 2035 | TWh | 264 | Sub_sector | Transport | Vans | Transport (vans) | Energetic | transport_vans_final_demand_methane | Methane | EU | Energy demand | 0 | FEC
LU | TYNDP2026 | HEV | 2035 | TWh | 265 | Sub_sector | Transport | Vans | Transport (vans) | Energetic | transport_vans_final_demand_heat | Heat | EU | Energy demand | 0 | FEC
LU | TYNDP2026 | HEV | 2035 | TWh | 266 | Sub_sector | Transport | Vans | Transport (vans) | Energetic | transport_vans_final_demand_biomass | Biomass | EU | Energy demand | 0 | FEC
LU | TYNDP2026 | HEV | 2035 | TWh | 267 | Sub_sector | Transport | Vans | Transport (vans) | Energetic | transport_vans_final_demand_coal | Solids | EU | Energy demand | 0 | FEC
LU | TYNDP2026 | HEV | 2035 | TWh | 268 | Sub_sector | Transport | Vans | Transport (vans) | Energetic | transport_vans_final_demand_oil | Liquids | EU | Energy demand | 0 | FEC
LU | TYNDP2026 | HEV | 2035 | TWh | 269 | Sub_sector | Transport | Vans | Transport (vans) | Energetic | transport_vans_final_demand_other | Others | EU | Energy demand | 0 | FEC
LU | TYNDP2026 | HEV | 2035 | TWh | 270 | Sub_sector | Transport | Vans | Transport (vans) | Energetic | transport_vans_final_demand_ammonia | Ammonia | EU | Energy demand | 0 | FEC
LU | TYNDP2026 | HEV | 2035 | TWh | 272 | Sub_sector | Transport | Freight trains | Transport (trains) | Energetic | transport_trains_final_demand_electricity | Electricity | EU | Energy demand | 0 | FEC
LU | TYNDP2026 | HEV | 2035 | TWh | 273 | Sub_sector | Transport | Freight trains | Transport (trains) | Energetic | transport_trains_final_demand_hydrogen | Hydrogen | EU | Energy demand | 0 | FEC
LU | TYNDP2026 | HEV | 2035 | TWh | 274 | Sub_sector | Transport | Freight trains | Transport (trains) | Energetic | transport_trains_final_demand_methane | Methane | EU | Energy demand | 0 | FEC
LU | TYNDP2026 | HEV | 2035 | TWh | 275 | Sub_sector | Transport | Freight trains | Transport (trains) | Energetic | transport_trains_final_demand_heat | Heat | EU | Energy demand | 0 | FEC
LU | TYNDP2026 | HEV | 2035 | TWh | 276 | Sub_sector | Transport | Freight trains | Transport (trains) | Energetic | transport_trains_final_demand_biomass | Biomass | EU | Energy demand | 0 | FEC
LU | TYNDP2026 | HEV | 2035 | TWh | 277 | Sub_sector | Transport | Freight trains | Transport (trains) | Energetic | transport_trains_final_demand_coal | Solids | EU | Energy demand | 0 | FEC
LU | TYNDP2026 | HEV | 2035 | TWh | 278 | Sub_sector | Transport | Freight trains | Transport (trains) | Energetic | transport_trains_final_demand_oil | Liquids | EU | Energy demand | 0 | FEC
LU | TYNDP2026 | HEV | 2035 | TWh | 279 | Sub_sector | Transport | Freight trains | Transport (trains) | Energetic | transport_trains_final_demand_other | Others | EU | Energy demand | 0 | FEC
LU | TYNDP2026 | HEV | 2035 | TWh | 280 | Sub_sector | Transport | Freight trains | Transport (trains) | Energetic | transport_trains_final_demand_ammonia | Ammonia | EU | Energy demand | 0 | FEC
LU | TYNDP2026 | HEV | 2035 | TWh | 282 | Sub_sector | Transport | Ships | Transport (ships) | Energetic | transport_ships_final_demand_electricity | Electricity | EU | Energy demand | 0 | FEC
LU | TYNDP2026 | HEV | 2035 | TWh | 283 | Sub_sector | Transport | Ships | Transport (ships) | Energetic | transport_ships_final_demand_hydrogen | Hydrogen | EU | Energy demand | 0 | FEC
LU | TYNDP2026 | HEV | 2035 | TWh | 284 | Sub_sector | Transport | Ships | Transport (ships) | Energetic | transport_ships_final_demand_methane | Methane | EU | Energy demand | 0 | FEC
LU | TYNDP2026 | HEV | 2035 | TWh | 285 | Sub_sector | Transport | Ships | Transport (ships) | Energetic | transport_ships_final_demand_heat | Heat | EU | Energy demand | 0 | FEC
LU | TYNDP2026 | HEV | 2035 | TWh | 286 | Sub_sector | Transport | Ships | Transport (ships) | Energetic | transport_ships_final_demand_biomass | Biomass | EU | Energy demand | 0 | FEC
LU | TYNDP2026 | HEV | 2035 | TWh | 287 | Sub_sector | Transport | Ships | Transport (ships) | Energetic | transport_ships_final_demand_coal | Solids | EU | Energy demand | 0 | FEC
LU | TYNDP2026 | HEV | 2035 | TWh | 288 | Sub_sector | Transport | Ships | Transport (ships) | Energetic | transport_ships_final_demand_oil | Liquids | EU | Energy demand | 0 | FEC
LU | TYNDP2026 | HEV | 2035 | TWh | 289 | Sub_sector | Transport | Ships | Transport (ships) | Energetic | transport_ships_final_demand_other | Others | EU | Energy demand | 0 | FEC
LU | TYNDP2026 | HEV | 2035 | TWh | 290 | Sub_sector | Transport | Ships | Transport (ships) | Energetic | transport_ships_final_demand_ammonia | Ammonia | EU | Energy demand | 0 | FEC
LU | TYNDP2026 | HEV | 2035 | TWh | 292 | Sub_sector | Transport | Planes | Transport (planes) | Energetic | transport_planes_final_demand_electricity | Electricity | EU | Energy demand | 0 | FEC
LU | TYNDP2026 | HEV | 2035 | TWh | 293 | Sub_sector | Transport | Planes | Transport (planes) | Energetic | transport_planes_final_demand_hydrogen | Hydrogen | EU | Energy demand | 0 | FEC
LU | TYNDP2026 | HEV | 2035 | TWh | 294 | Sub_sector | Transport | Planes | Transport (planes) | Energetic | transport_planes_final_demand_methane | Methane | EU | Energy demand | 0 | FEC
LU | TYNDP2026 | HEV | 2035 | TWh | 295 | Sub_sector | Transport | Planes | Transport (planes) | Energetic | transport_planes_final_demand_heat | Heat | EU | Energy demand | 0 | FEC
LU | TYNDP2026 | HEV | 2035 | TWh | 296 | Sub_sector | Transport | Planes | Transport (planes) | Energetic | transport_planes_final_demand_biomass | Biomass | EU | Energy demand | 0 | FEC
LU | TYNDP2026 | HEV | 2035 | TWh | 297 | Sub_sector | Transport | Planes | Transport (planes) | Energetic | transport_planes_final_demand_coal | Solids | EU | Energy demand | 0 | FEC
LU | TYNDP2026 | HEV | 2035 | TWh | 298 | Sub_sector | Transport | Planes | Transport (planes) | Energetic | transport_planes_final_demand_oil | Liquids | EU | Energy demand | 0 | FEC
LU | TYNDP2026 | HEV | 2035 | TWh | 299 | Sub_sector | Transport | Planes | Transport (planes) | Energetic | transport_planes_final_demand_other | Others | EU | Energy demand | 0 | FEC
LU | TYNDP2026 | HEV | 2035 | TWh | 300 | Sub_sector | Transport | Planes | Transport (planes) | Energetic | transport_planes_final_demand_ammonia | Ammonia | EU | Energy demand | 0 | FEC
LU | TYNDP2026 | HEV | 2035 | TWh | 302 | Sub_sector | Transport | Others | Transport (others) | Energetic | transport_other_final_demand_electricity | Electricity | EU | Energy demand | 0 | FEC
LU | TYNDP2026 | HEV | 2035 | TWh | 303 | Sub_sector | Transport | Others | Transport (others) | Energetic | transport_other_final_demand_hydrogen | Hydrogen | EU | Energy demand | 0 | FEC
LU | TYNDP2026 | HEV | 2035 | TWh | 304 | Sub_sector | Transport | Others | Transport (others) | Energetic | transport_other_final_demand_methane | Methane | EU | Energy demand | 0 | FEC
LU | TYNDP2026 | HEV | 2035 | TWh | 305 | Sub_sector | Transport | Others | Transport (others) | Energetic | transport_other_final_demand_heat | Heat | EU | Energy demand | 0 | FEC
LU | TYNDP2026 | HEV | 2035 | TWh | 306 | Sub_sector | Transport | Others | Transport (others) | Energetic | transport_other_final_demand_biomass | Biomass | EU | Energy demand | 0 | FEC
LU | TYNDP2026 | HEV | 2035 | TWh | 307 | Sub_sector | Transport | Others | Transport (others) | Energetic | transport_other_final_demand_coal | Solids | EU | Energy demand | 0 | FEC
LU | TYNDP2026 | HEV | 2035 | TWh | 308 | Sub_sector | Transport | Others | Transport (others) | Energetic | transport_other_final_demand_oil | Liquids | EU | Energy demand | 0 | FEC
LU | TYNDP2026 | HEV | 2035 | TWh | 309 | Sub_sector | Transport | Others | Transport (others) | Energetic | transport_other_final_demand_other | Others | EU | Energy demand | 0 | FEC
LU | TYNDP2026 | HEV | 2035 | TWh | 310 | Sub_sector | Transport | Others | Transport (others) | Energetic | transport_other_final_demand_ammonia | Ammonia | EU | Energy demand | 0 | FEC
LU | TYNDP2026 | HEV | 2035 | TWh | 312 | Sub_sector | International transport | International aviation | Transport (int. aviation) | Energetic | transport_int_aviation_final_demand_electricity | Electricity | EU | Energy demand | 0 | FEC
LU | TYNDP2026 | HEV | 2035 | TWh | 313 | Sub_sector | International transport | International aviation | Transport (int. aviation) | Energetic | transport_int_aviation_final_demand_hydrogen | Hydrogen | EU | Energy demand | 0 | FEC
LU | TYNDP2026 | HEV | 2035 | TWh | 314 | Sub_sector | International transport | International aviation | Transport (int. aviation) | Energetic | transport_int_aviation_final_demand_methane | Methane | EU | Energy demand | 0 | FEC
LU | TYNDP2026 | HEV | 2035 | TWh | 315 | Sub_sector | International transport | International aviation | Transport (int. aviation) | Energetic | transport_int_aviation_final_demand_heat | Heat | EU | Energy demand | 0 | FEC
LU | TYNDP2026 | HEV | 2035 | TWh | 316 | Sub_sector | International transport | International aviation | Transport (int. aviation) | Energetic | transport_int_aviation_final_demand_biofuels | Biomass | EU | Energy demand | 0 | FEC
LU | TYNDP2026 | HEV | 2035 | TWh | 317 | Sub_sector | International transport | International aviation | Transport (int. aviation) | Energetic | transport_int_aviation_final_demand_coal | Solids | EU | Energy demand | 0 | FEC
LU | TYNDP2026 | HEV | 2035 | TWh | 318 | Sub_sector | International transport | International aviation | Transport (int. aviation) | Energetic | transport_int_aviation_final_demand_oil | Liquids | EU | Energy demand | 0 | FEC
LU | TYNDP2026 | HEV | 2035 | TWh | 319 | Sub_sector | International transport | International aviation | Transport (int. aviation) | Energetic | transport_int_aviation_final_demand_other | Others | EU | Energy demand | 0 | FEC
LU | TYNDP2026 | HEV | 2035 | TWh | 320 | Sub_sector | International transport | International aviation | Transport (int. aviation) | Energetic | transport_int_aviation_final_demand_ammonia | Ammonia | EU | Energy demand | 0 | FEC
LU | TYNDP2026 | HEV | 2035 | TWh | 322 | Sub_sector | International transport | International shipping | Transport (int. shipping) | Energetic | transport_int_shipping_final_demand_electricity | Electricity | EU | Energy demand | 0 | not_included_in_FEC
LU | TYNDP2026 | HEV | 2035 | TWh | 323 | Sub_sector | International transport | International shipping | Transport (int. shipping) | Energetic | transport_int_shipping_final_demand_hydrogen | Hydrogen | EU | Energy demand | 0 | not_included_in_FEC
LU | TYNDP2026 | HEV | 2035 | TWh | 324 | Sub_sector | International transport | International shipping | Transport (int. shipping) | Energetic | transport_int_shipping_final_demand_methane | Methane | EU | Energy demand | 0 | not_included_in_FEC
LU | TYNDP2026 | HEV | 2035 | TWh | 325 | Sub_sector | International transport | International shipping | Transport (int. shipping) | Energetic | transport_int_shipping_final_demand_heat | Heat | EU | Energy demand | 0 | not_included_in_FEC
LU | TYNDP2026 | HEV | 2035 | TWh | 326 | Sub_sector | International transport | International shipping | Transport (int. shipping) | Energetic | transport_int_shipping_final_demand_biofuels | Biomass | EU | Energy demand | 0 | not_included_in_FEC
LU | TYNDP2026 | HEV | 2035 | TWh | 327 | Sub_sector | International transport | International shipping | Transport (int. shipping) | Energetic | transport_int_shipping_final_demand_coal | Solids | EU | Energy demand | 0 | not_included_in_FEC
LU | TYNDP2026 | HEV | 2035 | TWh | 328 | Sub_sector | International transport | International shipping | Transport (int. shipping) | Energetic | transport_int_shipping_final_demand_oil | Liquids | EU | Energy demand | 0 | not_included_in_FEC
LU | TYNDP2026 | HEV | 2035 | TWh | 329 | Sub_sector | International transport | International shipping | Transport (int. shipping) | Energetic | transport_int_shipping_final_demand_other | Others | EU | Energy demand | 0 | not_included_in_FEC
LU | TYNDP2026 | HEV | 2035 | TWh | 330 | Sub_sector | International transport | International shipping | Transport (int. shipping) | Energetic | transport_int_shipping_final_demand_ammonia | Ammonia | EU | Energy demand | 0 | not_included_in_FEC
LU | TYNDP2026 | HEV | 2035 | TWh | 332 | Sub_sector | Households | Space heating | Households (heating) | Energetic | households_heating_final_demand_electricity | Electricity | EU | Energy demand | 0.12931 | FEC
LU | TYNDP2026 | HEV | 2035 | TWh | 333 | Sub_sector | Households | Space heating | Households (heating) | Energetic | households_heating_final_demand_hydrogen | Hydrogen | EU | Energy demand | 0.14605 | FEC
LU | TYNDP2026 | HEV | 2035 | TWh | 334 | Sub_sector | Households | Space heating | Households (heating) | Energetic | households_heating_final_demand_methane | Methane | EU | Energy demand | 1.7079 | FEC
LU | TYNDP2026 | HEV | 2035 | TWh | 335 | Sub_sector | Households | Space heating | Households (heating) | Energetic | households_heating_final_demand_heat | Heat | EU | Energy demand | 0.1524 | FEC
LU | TYNDP2026 | HEV | 2035 | TWh | 336 | Sub_sector | Households | Space heating | Households (heating) | Energetic | households_heating_final_demand_biomass | Biomass | EU | Energy demand | 0.18412 | FEC
LU | TYNDP2026 | HEV | 2035 | TWh | 337 | Sub_sector | Households | Space heating | Households (heating) | Energetic | households_heating_final_demand_coal | Solids | EU | Energy demand | 0.008663 | FEC
LU | TYNDP2026 | HEV | 2035 | TWh | 338 | Sub_sector | Households | Space heating | Households (heating) | Energetic | households_heating_final_demand_oil | Liquids | EU | Energy demand | 0.76604 | FEC
LU | TYNDP2026 | HEV | 2035 | TWh | 339 | Sub_sector | Households | Space heating | Households (heating) | Energetic | households_heating_final_demand_other | Others | EU | Energy demand | 0.035188 | FEC
LU | TYNDP2026 | HEV | 2035 | TWh | 340 | Sub_sector | Households | Space heating | Households (heating) | Energetic | households_heating_final_demand_ammonia | Ammonia | EU | Energy demand | 0 | FEC
LU | TYNDP2026 | HEV | 2035 | TWh | 343 | Sub_sector | Households | Cooling | Households (cooling) | Energetic | households_cooling_final_demand_electricity | Electricity | EU | Energy demand | 0.024057 | FEC
LU | TYNDP2026 | HEV | 2035 | TWh | 344 | Sub_sector | Households | Cooling | Households (cooling) | Energetic | households_cooling_final_demand_hydrogen | Hydrogen | EU | Energy demand | 0 | FEC
LU | TYNDP2026 | HEV | 2035 | TWh | 345 | Sub_sector | Households | Cooling | Households (cooling) | Energetic | households_cooling_final_demand_methane | Methane | EU | Energy demand | 0 | FEC
LU | TYNDP2026 | HEV | 2035 | TWh | 346 | Sub_sector | Households | Cooling | Households (cooling) | Energetic | households_cooling_final_demand_heat | Heat | EU | Energy demand | 0 | FEC
LU | TYNDP2026 | HEV | 2035 | TWh | 347 | Sub_sector | Households | Cooling | Households (cooling) | Energetic | households_cooling_final_demand_biomass | Biomass | EU | Energy demand | 0 | FEC
LU | TYNDP2026 | HEV | 2035 | TWh | 348 | Sub_sector | Households | Cooling | Households (cooling) | Energetic | households_cooling_final_demand_coal | Solids | EU | Energy demand | 0 | FEC
LU | TYNDP2026 | HEV | 2035 | TWh | 349 | Sub_sector | Households | Cooling | Households (cooling) | Energetic | households_cooling_final_demand_oil | Liquids | EU | Energy demand | 0 | FEC
LU | TYNDP2026 | HEV | 2035 | TWh | 350 | Sub_sector | Households | Cooling | Households (cooling) | Energetic | households_cooling_final_demand_other | Others | EU | Energy demand | 0 | FEC
LU | TYNDP2026 | HEV | 2035 | TWh | 351 | Sub_sector | Households | Cooling | Households (cooling) | Energetic | households_cooling_final_demand_ammonia | Ammonia | EU | Energy demand | 0 | FEC
LU | TYNDP2026 | HEV | 2035 | TWh | 354 | Sub_sector | Households | Hot water | Households (hot water) | Energetic | households_hot_water_final_demand_electricity | Electricity | EU | Energy demand | 0.069314 | FEC
LU | TYNDP2026 | HEV | 2035 | TWh | 355 | Sub_sector | Households | Hot water | Households (hot water) | Energetic | households_hot_water_final_demand_hydrogen | Hydrogen | EU | Energy demand | 0.034958 | FEC
LU | TYNDP2026 | HEV | 2035 | TWh | 356 | Sub_sector | Households | Hot water | Households (hot water) | Energetic | households_hot_water_final_demand_methane | Methane | EU | Energy demand | 0.35218 | FEC
LU | TYNDP2026 | HEV | 2035 | TWh | 357 | Sub_sector | Households | Hot water | Households (hot water) | Energetic | households_hot_water_final_demand_heat | Heat | EU | Energy demand | 0.044723 | FEC
LU | TYNDP2026 | HEV | 2035 | TWh | 358 | Sub_sector | Households | Hot water | Households (hot water) | Energetic | households_hot_water_final_demand_biomass | Biomass | EU | Energy demand | 0.017883 | FEC
LU | TYNDP2026 | HEV | 2035 | TWh | 359 | Sub_sector | Households | Hot water | Households (hot water) | Energetic | households_hot_water_final_demand_coal | Solids | EU | Energy demand | 0.00066425 | FEC
LU | TYNDP2026 | HEV | 2035 | TWh | 360 | Sub_sector | Households | Hot water | Households (hot water) | Energetic | households_hot_water_final_demand_oil | Liquids | EU | Energy demand | 0.058737 | FEC
LU | TYNDP2026 | HEV | 2035 | TWh | 361 | Sub_sector | Households | Hot water | Households (hot water) | Energetic | households_hot_water_final_demand_other | Others | EU | Energy demand | 0.091692 | FEC
LU | TYNDP2026 | HEV | 2035 | TWh | 362 | Sub_sector | Households | Hot water | Households (hot water) | Energetic | households_hot_water_final_demand_ammonia | Ammonia | EU | Energy demand | 0 | FEC
LU | TYNDP2026 | HEV | 2035 | TWh | 365 | Sub_sector | Households | Appliances | Households (appliances) | Energetic | households_appliances_final_demand_electricity | Electricity | EU | Energy demand | 1.2279 | FEC
LU | TYNDP2026 | HEV | 2035 | TWh | 366 | Sub_sector | Households | Appliances | Households (appliances) | Energetic | households_appliances_final_demand_hydrogen | Hydrogen | EU | Energy demand | 0 | FEC
LU | TYNDP2026 | HEV | 2035 | TWh | 367 | Sub_sector | Households | Appliances | Households (appliances) | Energetic | households_appliances_final_demand_methane | Methane | EU | Energy demand | 0.10297 | FEC
LU | TYNDP2026 | HEV | 2035 | TWh | 368 | Sub_sector | Households | Appliances | Households (appliances) | Energetic | households_appliances_final_demand_heat | Heat | EU | Energy demand | 0 | FEC
LU | TYNDP2026 | HEV | 2035 | TWh | 369 | Sub_sector | Households | Appliances | Households (appliances) | Energetic | households_appliances_final_demand_biomass | Biomass | EU | Energy demand | 0.0022762 | FEC
LU | TYNDP2026 | HEV | 2035 | TWh | 370 | Sub_sector | Households | Appliances | Households (appliances) | Energetic | households_appliances_final_demand_coal | Solids | EU | Energy demand | 0 | FEC
LU | TYNDP2026 | HEV | 2035 | TWh | 371 | Sub_sector | Households | Appliances | Households (appliances) | Energetic | households_appliances_final_demand_oil | Liquids | EU | Energy demand | 0 | FEC
LU | TYNDP2026 | HEV | 2035 | TWh | 372 | Sub_sector | Households | Appliances | Households (appliances) | Energetic | households_appliances_final_demand_other | Others | EU | Energy demand | 0 | FEC
LU | TYNDP2026 | HEV | 2035 | TWh | 373 | Sub_sector | Households | Appliances | Households (appliances) | Energetic | households_appliances_final_demand_ammonia | Ammonia | EU | Energy demand | 0 | FEC
LU | TYNDP2026 | HEV | 2035 | TWh | 375 | Sub_sector | Buildings | Space heating | Buildings (heat) | Energetic | buildings_heat_final_demand_electricity | Electricity | EU | Energy demand | 1.2438 | FEC
LU | TYNDP2026 | HEV | 2035 | TWh | 376 | Sub_sector | Buildings | Space heating | Buildings (heat) | Energetic | buildings_heat_final_demand_hydrogen | Hydrogen | EU | Energy demand | 0 | FEC
LU | TYNDP2026 | HEV | 2035 | TWh | 377 | Sub_sector | Buildings | Space heating | Buildings (heat) | Energetic | buildings_heat_final_demand_methane | Methane | EU | Energy demand | 0.31764 | FEC
LU | TYNDP2026 | HEV | 2035 | TWh | 378 | Sub_sector | Buildings | Space heating | Buildings (heat) | Energetic | buildings_heat_final_demand_heat | Heat | EU | Energy demand | 0 | FEC
LU | TYNDP2026 | HEV | 2035 | TWh | 379 | Sub_sector | Buildings | Space heating | Buildings (heat) | Energetic | buildings_heat_final_demand_biomass | Biomass | EU | Energy demand | 0.0065288 | FEC
LU | TYNDP2026 | HEV | 2035 | TWh | 380 | Sub_sector | Buildings | Space heating | Buildings (heat) | Energetic | buildings_heat_final_demand_coal | Solids | EU | Energy demand | 0 | FEC
LU | TYNDP2026 | HEV | 2035 | TWh | 381 | Sub_sector | Buildings | Space heating | Buildings (heat) | Energetic | buildings_heat_final_demand_oil | Liquids | EU | Energy demand | 0.18169 | FEC
LU | TYNDP2026 | HEV | 2035 | TWh | 382 | Sub_sector | Buildings | Space heating | Buildings (heat) | Energetic | buildings_heat_final_demand_other | Others | EU | Energy demand | 0.02033 | FEC
LU | TYNDP2026 | HEV | 2035 | TWh | 383 | Sub_sector | Buildings | Space heating | Buildings (heat) | Energetic | buildings_heat_final_demand_ammonia | Ammonia | EU | Energy demand | 0 | FEC
LU | TYNDP2026 | HEV | 2035 | TWh | 386 | Sub_sector | Buildings | Cooling | Buildings (cooling) | Energetic | buildings_cooling_final_demand_electricity | Electricity | EU | Energy demand | 0.24682 | FEC
LU | TYNDP2026 | HEV | 2035 | TWh | 387 | Sub_sector | Buildings | Cooling | Buildings (cooling) | Energetic | buildings_cooling_final_demand_hydrogen | Hydrogen | EU | Energy demand | 0 | FEC
LU | TYNDP2026 | HEV | 2035 | TWh | 388 | Sub_sector | Buildings | Cooling | Buildings (cooling) | Energetic | buildings_cooling_final_demand_methane | Methane | EU | Energy demand | 0.0095428 | FEC
LU | TYNDP2026 | HEV | 2035 | TWh | 389 | Sub_sector | Buildings | Cooling | Buildings (cooling) | Energetic | buildings_cooling_final_demand_heat | Heat | EU | Energy demand | 0 | FEC
LU | TYNDP2026 | HEV | 2035 | TWh | 390 | Sub_sector | Buildings | Cooling | Buildings (cooling) | Energetic | buildings_cooling_final_demand_biomass | Biomass | EU | Energy demand | 0 | FEC
LU | TYNDP2026 | HEV | 2035 | TWh | 391 | Sub_sector | Buildings | Cooling | Buildings (cooling) | Energetic | buildings_cooling_final_demand_coal | Solids | EU | Energy demand | 0 | FEC
LU | TYNDP2026 | HEV | 2035 | TWh | 392 | Sub_sector | Buildings | Cooling | Buildings (cooling) | Energetic | buildings_cooling_final_demand_oil | Liquids | EU | Energy demand | 0 | FEC
LU | TYNDP2026 | HEV | 2035 | TWh | 393 | Sub_sector | Buildings | Cooling | Buildings (cooling) | Energetic | buildings_cooling_final_demand_other | Others | EU | Energy demand | 0 | FEC
LU | TYNDP2026 | HEV | 2035 | TWh | 394 | Sub_sector | Buildings | Cooling | Buildings (cooling) | Energetic | buildings_cooling_final_demand_ammonia | Ammonia | EU | Energy demand | 0 | FEC
LU | TYNDP2026 | HEV | 2035 | TWh | 397 | Sub_sector | Buildings | Appliances | Buildings (appliances) | Energetic | buildings_appliances_final_demand_electricity | Electricity | EU | Energy demand | 1.2695 | FEC
LU | TYNDP2026 | HEV | 2035 | TWh | 398 | Sub_sector | Buildings | Appliances | Buildings (appliances) | Energetic | buildings_appliances_final_demand_hydrogen | Hydrogen | EU | Energy demand | 0 | FEC
LU | TYNDP2026 | HEV | 2035 | TWh | 399 | Sub_sector | Buildings | Appliances | Buildings (appliances) | Energetic | buildings_appliances_final_demand_methane | Methane | EU | Energy demand | 0.29655 | FEC
LU | TYNDP2026 | HEV | 2035 | TWh | 400 | Sub_sector | Buildings | Appliances | Buildings (appliances) | Energetic | buildings_appliances_final_demand_heat | Heat | EU | Energy demand | 0 | FEC
LU | TYNDP2026 | HEV | 2035 | TWh | 401 | Sub_sector | Buildings | Appliances | Buildings (appliances) | Energetic | buildings_appliances_final_demand_biomass | Biomass | EU | Energy demand | 0 | FEC
LU | TYNDP2026 | HEV | 2035 | TWh | 402 | Sub_sector | Buildings | Appliances | Buildings (appliances) | Energetic | buildings_appliances_final_demand_coal | Solids | EU | Energy demand | 0 | FEC
LU | TYNDP2026 | HEV | 2035 | TWh | 403 | Sub_sector | Buildings | Appliances | Buildings (appliances) | Energetic | buildings_appliances_final_demand_oil | Liquids | EU | Energy demand | 0 | FEC
LU | TYNDP2026 | HEV | 2035 | TWh | 404 | Sub_sector | Buildings | Appliances | Buildings (appliances) | Energetic | buildings_appliances_final_demand_other | Others | EU | Energy demand | 0 | FEC
LU | TYNDP2026 | HEV | 2035 | TWh | 405 | Sub_sector | Buildings | Appliances | Buildings (appliances) | Energetic | buildings_appliances_final_demand_ammonia | Ammonia | EU | Energy demand | 0 | FEC
LU | TYNDP2026 | HEV | 2035 | TWh | 407 | Sub_sector | Buildings | Datacenters | Datacenters & ICT | Energetic | datacentres_final_demand_electricity_energetic | Electricity | EU | Energy demand | 2.4773 | FEC
LU | TYNDP2026 | HEV | 2035 | TWh | 408 | Sub_sector | Buildings | Datacenters | Datacenters & ICT | Energetic | datacentres_final_demand_hydrogen_energetic | Hydrogen | EU | Energy demand | 0 | FEC
LU | TYNDP2026 | HEV | 2035 | TWh | 409 | Sub_sector | Buildings | Datacenters | Datacenters & ICT | Energetic | datacentres_final_demand_methane_energetic | Methane | EU | Energy demand | 0 | FEC
LU | TYNDP2026 | HEV | 2035 | TWh | 410 | Sub_sector | Buildings | Datacenters | Datacenters & ICT | Energetic | datacentres_final_demand_heat_energetic | Heat | EU | Energy demand | 0 | FEC
LU | TYNDP2026 | HEV | 2035 | TWh | 411 | Sub_sector | Buildings | Datacenters | Datacenters & ICT | Energetic | datacentres_final_demand_biomass_energetic | Biomass | EU | Energy demand | 0 | FEC
LU | TYNDP2026 | HEV | 2035 | TWh | 412 | Sub_sector | Buildings | Datacenters | Datacenters & ICT | Energetic | datacentres_final_demand_coal_energetic | Solids | EU | Energy demand | 0 | FEC
LU | TYNDP2026 | HEV | 2035 | TWh | 413 | Sub_sector | Buildings | Datacenters | Datacenters & ICT | Energetic | datacentres_final_demand_oil_energetic | Liquids | EU | Energy demand | 0 | FEC
LU | TYNDP2026 | HEV | 2035 | TWh | 414 | Sub_sector | Buildings | Datacenters | Datacenters & ICT | Energetic | datacentres_final_demand_other_energetic | Others | EU | Energy demand | 0 | FEC
LU | TYNDP2026 | HEV | 2035 | TWh | 415 | Sub_sector | Buildings | Datacenters | Datacenters & ICT | Energetic | datacentres_final_demand_ammonia_energetic | Ammonia | EU | Energy demand | 0 | FEC
LU | TYNDP2026 | HEV | 2035 | TWh | 417 | Sub_sector | Transport | Others_Sector | Others_Sector | Energetic | other_final_demand_electricity_energetic | Electricity | EU | Energy demand | 0 | FEC
LU | TYNDP2026 | HEV | 2035 | TWh | 418 | Sub_sector | Transport | Others_Sector | Others_Sector | Energetic | other_final_demand_hydrogen_energetic | Hydrogen | EU | Energy demand | 0 | FEC
LU | TYNDP2026 | HEV | 2035 | TWh | 419 | Sub_sector | Transport | Pipeline Transport | Others_Sector | Energetic | other_final_demand_methane_energetic | Methane | EU | Energy demand | 0 | FEC
LU | TYNDP2026 | HEV | 2035 | TWh | 420 | Sub_sector | Transport | Others_Sector | Others_Sector | Energetic | other_final_demand_heat_energetic | Heat | EU | Energy demand | 1.81e-05 | FEC
LU | TYNDP2026 | HEV | 2035 | TWh | 421 | Sub_sector | Transport | Others_Sector | Others_Sector | Energetic | other_final_demand_biomass_energetic | Biomass | EU | Energy demand | 0 | FEC
LU | TYNDP2026 | HEV | 2035 | TWh | 422 | Sub_sector | Transport | Others_Sector | Others_Sector | Energetic | other_final_demand_coal_energetic | Solids | EU | Energy demand | 0 | FEC
LU | TYNDP2026 | HEV | 2035 | TWh | 423 | Sub_sector | Transport | Others_Sector | Others_Sector | Energetic | other_final_demand_oil_energetic | Liquids | EU | Energy demand | 0 | FEC
LU | TYNDP2026 | HEV | 2035 | TWh | 424 | Sub_sector | Others_Sector | Others_Sector | Others_Sector | Non-energetic | other_final_demand_oil_non_energetic | Liquids | EU | Energy demand | 0.08882 | not_included_in_FEC
LU | TYNDP2026 | HEV | 2035 | TWh | 425 | Sub_sector | Transport | Others_Sector | Others_Sector | Energetic | other_final_demand_other_energetic | Others | EU | Energy demand | 0 | FEC
LU | TYNDP2026 | HEV | 2035 | TWh | 426 | Sub_sector | Transport | Others_Sector | Others_Sector | Energetic | other_final_demand_ammonia_energetic | Ammonia | EU | Energy demand | 0 | FEC
LU | TYNDP2026 | HEV | 2035 | TWh | 427 | Sub_sector | Industry | Surplus_Heat_in_Industry | Surplus_Heat_in_Industry | Energetic | final_demand_of_industry_unused_local_production_steam_hot_water | Heat | EU | Energy demand | 0 | FEC
LU | TYNDP2026 | HEV | 2035 | TWh | 429 | Sub_sector | Agriculture | Total | Agriculture | Energetic | agriculture_final_demand_electricity_energetic | Electricity | EU | Energy demand | 0.017108 | FEC
LU | TYNDP2026 | HEV | 2035 | TWh | 430 | Sub_sector | Agriculture | Total | Agriculture | Energetic | agriculture_final_demand_hydrogen_energetic | Hydrogen | EU | Energy demand | 0.00062131 | FEC
LU | TYNDP2026 | HEV | 2035 | TWh | 431 | Sub_sector | Agriculture | Total | Agriculture | Energetic | agriculture_final_demand_methane_energetic | Methane | EU | Energy demand | 0.0087273 | FEC
LU | TYNDP2026 | HEV | 2035 | TWh | 432 | Sub_sector | Agriculture | Total | Agriculture | Energetic | agriculture_final_demand_heat_energetic | Heat | EU | Energy demand | 0.00027959 | FEC
LU | TYNDP2026 | HEV | 2035 | TWh | 433 | Sub_sector | Agriculture | Total | Agriculture | Energetic | agriculture_final_demand_biomass_energetic | Biomass | EU | Energy demand | 0.005389 | FEC
LU | TYNDP2026 | HEV | 2035 | TWh | 434 | Sub_sector | Agriculture | Total | Agriculture | Energetic | agriculture_final_demand_coal_energetic | Solids | EU | Energy demand | 0 | FEC
LU | TYNDP2026 | HEV | 2035 | TWh | 435 | Sub_sector | Agriculture | Total | Agriculture | Energetic | agriculture_final_demand_oil_energetic | Liquids | EU | Energy demand | 0.021949 | FEC
LU | TYNDP2026 | HEV | 2035 | TWh | 436 | Sub_sector | Agriculture | Total | Agriculture | Energetic | agriculture_final_demand_other_energetic | Others | EU | Energy demand | 0 | FEC
LU | TYNDP2026 | HEV | 2035 | TWh | 437 | Sub_sector | Agriculture | Total | Agriculture | Energetic | agriculture_final_demand_ammonia_energetic | Ammonia | EU | Energy demand | 0 | FEC
LU | TYNDP2026 | HEV | 2035 | TWh | 447 | Sub_sector | Buildings | Surplus Energy | Buildings | Energetic | GAP | Electricity | EU | Energy demand | 0 | FEC
LU | TYNDP2026 | HEV | 2035 | TWh | 448 | Sub_sector | Buildings | Surplus Energy | Buildings | Energetic | GAP | Hydrogen | EU | Energy demand | 0 | FEC
LU | TYNDP2026 | HEV | 2035 | TWh | 449 | Sub_sector | Buildings | Surplus Energy | Buildings | Energetic | GAP | Methane | EU | Energy demand | 0 | FEC
LU | TYNDP2026 | HEV | 2035 | TWh | 450 | Sub_sector | Buildings | Surplus Energy | Buildings | Energetic | GAP | Heat | EU | Energy demand | 0 | FEC
LU | TYNDP2026 | HEV | 2035 | TWh | 451 | Sub_sector | Buildings | Surplus Energy | Buildings | Energetic | GAP | Biomass | EU | Energy demand | 8.01e-06 | FEC
LU | TYNDP2026 | HEV | 2035 | TWh | 452 | Sub_sector | Buildings | Surplus Energy | Buildings | Energetic | GAP | Solids | EU | Energy demand | 0 | FEC
LU | TYNDP2026 | HEV | 2035 | TWh | 453 | Sub_sector | Buildings | Surplus Energy | Buildings | Energetic | GAP | Liquids | EU | Energy demand | 0.12746 | FEC
LU | TYNDP2026 | HEV | 2035 | TWh | 454 | Sub_sector | Buildings | Surplus Energy | Buildings | Energetic | GAP | Others | EU | Energy demand | 0 | FEC
LU | TYNDP2026 | HEV | 2035 | TWh | 455 | Sub_sector | Buildings | Surplus Energy | Buildings | Energetic | GAP | Ammonia | EU | Energy demand | 0 | FEC
LU | TYNDP2026 | HEV | 2035 | TWh | 456 | Sub_sector | Households | Surplus Energy | Households | Energetic | GAP | Electricity | EU | Energy demand | 0 | FEC
LU | TYNDP2026 | HEV | 2035 | TWh | 457 | Sub_sector | Households | Surplus Energy | Households | Energetic | GAP | Hydrogen | EU | Energy demand | 0 | FEC
LU | TYNDP2026 | HEV | 2035 | TWh | 458 | Sub_sector | Households | Surplus Energy | Households | Energetic | GAP | Methane | EU | Energy demand | 0 | FEC
LU | TYNDP2026 | HEV | 2035 | TWh | 459 | Sub_sector | Households | Surplus Energy | Households | Energetic | GAP | Heat | EU | Energy demand | 0 | FEC
LU | TYNDP2026 | HEV | 2035 | TWh | 460 | Sub_sector | Households | Surplus Energy | Households | Energetic | GAP | Biomass | EU | Energy demand | 0 | FEC
LU | TYNDP2026 | HEV | 2035 | TWh | 461 | Sub_sector | Households | Surplus Energy | Households | Energetic | GAP | Solids | EU | Energy demand | 0 | FEC
LU | TYNDP2026 | HEV | 2035 | TWh | 462 | Sub_sector | Households | Surplus Energy | Households | Energetic | GAP | Liquids | EU | Energy demand | 0 | FEC
LU | TYNDP2026 | HEV | 2035 | TWh | 463 | Sub_sector | Households | Surplus Energy | Households | Energetic | GAP | Others | EU | Energy demand | 0 | FEC
LU | TYNDP2026 | HEV | 2035 | TWh | 464 | Sub_sector | Households | Surplus Energy | Households | Energetic | GAP | Ammonia | EU | Energy demand | 0 | FEC
LU | TYNDP2026 | HEV | 2040 | TWh | 102 | Sub_sector | Industry | Aluminium | Industry (aluminium) | Energetic | industry_aluminium_demand_electricity_energetic | Electricity | EU | Energy demand | 0 | FEC
LU | TYNDP2026 | HEV | 2040 | TWh | 103 | Sub_sector | Industry | Aluminium | Industry (aluminium) | Energetic | industry_aluminium_demand_hydrogen_energetic | Hydrogen | EU | Energy demand | 0 | FEC
LU | TYNDP2026 | HEV | 2040 | TWh | 104 | Sub_sector | Industry | Aluminium | Industry (aluminium) | Energetic | industry_aluminium_demand_methane_energetic | Methane | EU | Energy demand | 0 | FEC
LU | TYNDP2026 | HEV | 2040 | TWh | 105 | Sub_sector | Industry | Aluminium | Industry (aluminium) | Energetic | industry_aluminium_demand_heat_energetic | Heat | EU | Energy demand | 0 | FEC
LU | TYNDP2026 | HEV | 2040 | TWh | 106 | Sub_sector | Industry | Aluminium | Industry (aluminium) | Energetic | industry_aluminium_demand_biomass_energetic | Biomass | EU | Energy demand | 0 | FEC
LU | TYNDP2026 | HEV | 2040 | TWh | 107 | Sub_sector | Industry | Aluminium | Industry (aluminium) | Energetic | industry_aluminium_demand_coal_energetic | Solids | EU | Energy demand | 0 | FEC
LU | TYNDP2026 | HEV | 2040 | TWh | 108 | Sub_sector | Industry | Aluminium | Industry (aluminium) | Energetic | industry_aluminium_demand_oil_energetic | Liquids | EU | Energy demand | 0 | FEC
LU | TYNDP2026 | HEV | 2040 | TWh | 109 | Sub_sector | Industry | Aluminium | Industry (aluminium) | Energetic | industry_aluminium_demand_others_energetic | Others | EU | Energy demand | 0 | FEC
LU | TYNDP2026 | HEV | 2040 | TWh | 110 | Sub_sector | Industry | Aluminium | Industry (aluminium) | Energetic | industry_ammonia_demand_others_energetic | Ammonia | EU | Energy demand | 0 | FEC
LU | TYNDP2026 | HEV | 2040 | TWh | 112 | Sub_sector | Industry | Chemicals | Industry (chemicals, energetic) | Energetic | industry_chemical_demand_electricity_energetic | Electricity | EU | Energy demand | 0 | FEC
LU | TYNDP2026 | HEV | 2040 | TWh | 113 | Sub_sector | Industry | Chemicals | Industry (chemicals, energetic) | Energetic | industry_chemical_demand_hydrogen_energetic | Hydrogen | EU | Energy demand | 0 | FEC
LU | TYNDP2026 | HEV | 2040 | TWh | 114 | Sub_sector | Industry | Chemicals | Industry (chemicals, energetic) | Energetic | industry_chemical_demand_methane_energetic | Methane | EU | Energy demand | 0 | FEC
LU | TYNDP2026 | HEV | 2040 | TWh | 115 | Sub_sector | Industry | Chemicals | Industry (chemicals, energetic) | Energetic | industry_chemical_demand_heat_energetic | Heat | EU | Energy demand | 0 | FEC
LU | TYNDP2026 | HEV | 2040 | TWh | 116 | Sub_sector | Industry | Chemicals | Industry (chemicals, energetic) | Energetic | industry_chemical_demand_biomass_energetic | Biomass | EU | Energy demand | 0 | FEC
LU | TYNDP2026 | HEV | 2040 | TWh | 117 | Sub_sector | Industry | Chemicals | Industry (chemicals, energetic) | Energetic | industry_chemical_demand_coal_energetic | Solids | EU | Energy demand | 0 | FEC
LU | TYNDP2026 | HEV | 2040 | TWh | 118 | Sub_sector | Industry | Chemicals | Industry (chemicals, energetic) | Energetic | industry_chemical_demand_oil_energetic | Liquids | EU | Energy demand | 0 | FEC
LU | TYNDP2026 | HEV | 2040 | TWh | 119 | Sub_sector | Industry | Chemicals | Industry (chemicals, energetic) | Energetic | industry_chemical_demand_others_energetic | Others | EU | Energy demand | 0 | FEC
LU | TYNDP2026 | HEV | 2040 | TWh | 120 | Sub_sector | Industry | Chemicals | Industry (chemicals, energetic) | Energetic | industry_chemical_demand_ammonia_energetic | Ammonia | EU | Energy demand | 0 | FEC
LU | TYNDP2026 | HEV | 2040 | TWh | 122 | Sub_sector | Industry | Chemicals | Industry (chemicals, non-energetic) | Non-energetic | industry_chemical_demand_electricity_non_energetic | Electricity | EU | Energy demand | 0 | not_included_in_FEC
LU | TYNDP2026 | HEV | 2040 | TWh | 123 | Sub_sector | Industry | Chemicals | Industry (chemicals, non-energetic) | Non-energetic | industry_chemical_demand_hydrogen_non_energetic | Hydrogen | EU | Energy demand | 0 | not_included_in_FEC
LU | TYNDP2026 | HEV | 2040 | TWh | 124 | Sub_sector | Industry | Chemicals | Industry (chemicals, non-energetic) | Non-energetic | industry_chemical_demand_methane_non_energetic | Methane | EU | Energy demand | 0 | not_included_in_FEC
LU | TYNDP2026 | HEV | 2040 | TWh | 125 | Sub_sector | Industry | Chemicals | Industry (chemicals, non-energetic) | Non-energetic | industry_chemical_demand_heat_non_energetic | Heat | EU | Energy demand | 0 | not_included_in_FEC
LU | TYNDP2026 | HEV | 2040 | TWh | 126 | Sub_sector | Industry | Chemicals | Industry (chemicals, non-energetic) | Non-energetic | industry_chemical_demand_biomass_non_energetic | Biomass | EU | Energy demand | 0 | not_included_in_FEC
LU | TYNDP2026 | HEV | 2040 | TWh | 127 | Sub_sector | Industry | Chemicals | Industry (chemicals, non-energetic) | Non-energetic | industry_chemical_demand_coal_non_energetic | Solids | EU | Energy demand | 0 | not_included_in_FEC
LU | TYNDP2026 | HEV | 2040 | TWh | 128 | Sub_sector | Industry | Chemicals | Industry (chemicals, non-energetic) | Non-energetic | industry_chemical_demand_oil_non_energetic | Liquids | EU | Energy demand | 0 | not_included_in_FEC
LU | TYNDP2026 | HEV | 2040 | TWh | 129 | Sub_sector | Industry | Chemicals | Industry (chemicals, non-energetic) | Non-energetic | industry_chemical_demand_others_non_energetic | Others | EU | Energy demand | 0 | not_included_in_FEC
LU | TYNDP2026 | HEV | 2040 | TWh | 130 | Sub_sector | Industry | Chemicals | Industry (chemicals, non-energetic) | Non-energetic | industry_chemical_demand_ammonia_non_energetic | Ammonia | EU | Energy demand | 0 | not_included_in_FEC
LU | TYNDP2026 | HEV | 2040 | TWh | 132 | Sub_sector | Industry | Fertilizers | Industry (fertilizers, energetic) | Energetic | industry_fertilizers_demand_electricity_energetic | Electricity | EU | Energy demand | 0 | FEC
LU | TYNDP2026 | HEV | 2040 | TWh | 133 | Sub_sector | Industry | Fertilizers | Industry (fertilizers, energetic) | Energetic | industry_fertilizers_demand_hydrogen_energetic | Hydrogen | EU | Energy demand | 0 | FEC
LU | TYNDP2026 | HEV | 2040 | TWh | 134 | Sub_sector | Industry | Fertilizers | Industry (fertilizers, energetic) | Energetic | industry_fertilizers_demand_methane_energetic | Methane | EU | Energy demand | 0 | FEC
LU | TYNDP2026 | HEV | 2040 | TWh | 135 | Sub_sector | Industry | Fertilizers | Industry (fertilizers, energetic) | Energetic | industry_fertilizers_demand_heat_energetic | Heat | EU | Energy demand | 0 | FEC
LU | TYNDP2026 | HEV | 2040 | TWh | 136 | Sub_sector | Industry | Fertilizers | Industry (fertilizers, energetic) | Energetic | industry_fertilizers_demand_biomass_energetic | Biomass | EU | Energy demand | 0 | FEC
LU | TYNDP2026 | HEV | 2040 | TWh | 137 | Sub_sector | Industry | Fertilizers | Industry (fertilizers, energetic) | Energetic | industry_fertilizers_demand_coal_energetic | Solids | EU | Energy demand | 0 | FEC
LU | TYNDP2026 | HEV | 2040 | TWh | 138 | Sub_sector | Industry | Fertilizers | Industry (fertilizers, energetic) | Energetic | industry_fertilizers_demand_oil_energetic | Liquids | EU | Energy demand | 0 | FEC
LU | TYNDP2026 | HEV | 2040 | TWh | 139 | Sub_sector | Industry | Fertilizers | Industry (fertilizers, energetic) | Energetic | industry_fertilizers_demand_others_energetic | Others | EU | Energy demand | 0 | FEC
LU | TYNDP2026 | HEV | 2040 | TWh | 140 | Sub_sector | Industry | Fertilizers | Industry (fertilizers, energetic) | Energetic | industry_fertilizers_demand_ammonia_energetic | Ammonia | EU | Energy demand | 0 | FEC
LU | TYNDP2026 | HEV | 2040 | TWh | 142 | Sub_sector | Industry | Fertilizers | Industry (fertilizers, non-energetic) | Non-energetic | industry_fertilizers_demand_electricity_non_energetic | Electricity | EU | Energy demand | 0 | not_included_in_FEC
LU | TYNDP2026 | HEV | 2040 | TWh | 143 | Sub_sector | Industry | Fertilizers | Industry (fertilizers, non-energetic) | Non-energetic | industry_fertilizers_demand_hydrogen_non_energetic | Hydrogen | EU | Energy demand | 0 | not_included_in_FEC
LU | TYNDP2026 | HEV | 2040 | TWh | 144 | Sub_sector | Industry | Fertilizers | Industry (fertilizers, non-energetic) | Non-energetic | industry_fertilizers_demand_methane_non_energetic | Methane | EU | Energy demand | 0 | not_included_in_FEC
LU | TYNDP2026 | HEV | 2040 | TWh | 145 | Sub_sector | Industry | Fertilizers | Industry (fertilizers, non-energetic) | Non-energetic | industry_fertilizers_demand_heat_non_energetic | Heat | EU | Energy demand | 0 | not_included_in_FEC
LU | TYNDP2026 | HEV | 2040 | TWh | 146 | Sub_sector | Industry | Fertilizers | Industry (fertilizers, non-energetic) | Non-energetic | industry_fertilizers_demand_biomass_non_energetic | Biomass | EU | Energy demand | 0 | not_included_in_FEC
LU | TYNDP2026 | HEV | 2040 | TWh | 147 | Sub_sector | Industry | Fertilizers | Industry (fertilizers, non-energetic) | Non-energetic | industry_fertilizers_demand_coal_non_energetic | Solids | EU | Energy demand | 0 | not_included_in_FEC
LU | TYNDP2026 | HEV | 2040 | TWh | 148 | Sub_sector | Industry | Fertilizers | Industry (fertilizers, non-energetic) | Non-energetic | industry_fertilizers_demand_oil_non_energetic | Liquids | EU | Energy demand | 0 | not_included_in_FEC
LU | TYNDP2026 | HEV | 2040 | TWh | 149 | Sub_sector | Industry | Fertilizers | Industry (fertilizers, non-energetic) | Non-energetic | industry_fertilizers_demand_others_non_energetic | Others | EU | Energy demand | 0 | not_included_in_FEC
LU | TYNDP2026 | HEV | 2040 | TWh | 150 | Sub_sector | Industry | Fertilizers | Industry (fertilizers, non-energetic) | Non-energetic | industry_fertilizers_demand_ammonia_non_energetic | Ammonia | EU | Energy demand | 0 | not_included_in_FEC
LU | TYNDP2026 | HEV | 2040 | TWh | 152 | Sub_sector | Industry | Food | Industry (food) | Energetic | industry_food_demand_electricity_energetic | Electricity | EU | Energy demand | 0 | FEC
LU | TYNDP2026 | HEV | 2040 | TWh | 153 | Sub_sector | Industry | Food | Industry (food) | Energetic | industry_food_demand_hydrogen_energetic | Hydrogen | EU | Energy demand | 0 | FEC
LU | TYNDP2026 | HEV | 2040 | TWh | 154 | Sub_sector | Industry | Food | Industry (food) | Energetic | industry_food_demand_methane_energetic | Methane | EU | Energy demand | 0 | FEC
LU | TYNDP2026 | HEV | 2040 | TWh | 155 | Sub_sector | Industry | Food | Industry (food) | Energetic | industry_food_demand_heat_energetic | Heat | EU | Energy demand | 0 | FEC
LU | TYNDP2026 | HEV | 2040 | TWh | 156 | Sub_sector | Industry | Food | Industry (food) | Energetic | industry_food_demand_biomass_energetic | Biomass | EU | Energy demand | 0 | FEC
LU | TYNDP2026 | HEV | 2040 | TWh | 157 | Sub_sector | Industry | Food | Industry (food) | Energetic | industry_food_demand_coal_energetic | Solids | EU | Energy demand | 0 | FEC
LU | TYNDP2026 | HEV | 2040 | TWh | 158 | Sub_sector | Industry | Food | Industry (food) | Energetic | industry_food_demand_oil_energetic | Liquids | EU | Energy demand | 0 | FEC
LU | TYNDP2026 | HEV | 2040 | TWh | 159 | Sub_sector | Industry | Food | Industry (food) | Energetic | industry_food_demand_others_energetic | Others | EU | Energy demand | 0 | FEC
LU | TYNDP2026 | HEV | 2040 | TWh | 160 | Sub_sector | Industry | Food | Industry (food) | Energetic | industry_food_demand_ammonia_energetic | Ammonia | EU | Energy demand | 0 | FEC
LU | TYNDP2026 | HEV | 2040 | TWh | 162 | Sub_sector | Industry | Metals | Industry (metal) | Energetic | industry_metal_demand_electricity_energetic | Electricity | EU | Energy demand | 0 | FEC
LU | TYNDP2026 | HEV | 2040 | TWh | 163 | Sub_sector | Industry | Metals | Industry (metal) | Energetic | industry_metal_demand_hydrogen_energetic | Hydrogen | EU | Energy demand | 0 | FEC
LU | TYNDP2026 | HEV | 2040 | TWh | 164 | Sub_sector | Industry | Metals | Industry (metal) | Energetic | industry_metal_demand_methane_energetic | Methane | EU | Energy demand | 0 | FEC
LU | TYNDP2026 | HEV | 2040 | TWh | 165 | Sub_sector | Industry | Metals | Industry (metal) | Energetic | industry_metal_demand_heat_energetic | Heat | EU | Energy demand | 0 | FEC
LU | TYNDP2026 | HEV | 2040 | TWh | 166 | Sub_sector | Industry | Metals | Industry (metal) | Energetic | industry_metal_demand_biomass_energetic | Biomass | EU | Energy demand | 0 | FEC
LU | TYNDP2026 | HEV | 2040 | TWh | 167 | Sub_sector | Industry | Metals | Industry (metal) | Energetic | industry_metal_demand_coal_energetic | Solids | EU | Energy demand | 0 | FEC
LU | TYNDP2026 | HEV | 2040 | TWh | 168 | Sub_sector | Industry | Metals | Industry (metal) | Energetic | industry_metal_demand_oil_energetic | Liquids | EU | Energy demand | 0 | FEC
LU | TYNDP2026 | HEV | 2040 | TWh | 169 | Sub_sector | Industry | Metals | Industry (metal) | Energetic | industry_metal_demand_others_energetic | Others | EU | Energy demand | 0 | FEC
LU | TYNDP2026 | HEV | 2040 | TWh | 170 | Sub_sector | Industry | Metals | Industry (metal) | Energetic | industry_metal_demand_ammonia_energetic | Ammonia | EU | Energy demand | 0 | FEC
LU | TYNDP2026 | HEV | 2040 | TWh | 172 | Sub_sector | Industry | Others | Industry (other, energetic) | Energetic | industry_other_demand_electricity_energetic | Electricity | EU | Energy demand | 0.69732 | FEC
LU | TYNDP2026 | HEV | 2040 | TWh | 173 | Sub_sector | Industry | Others | Industry (other, energetic) | Energetic | industry_other_demand_hydrogen_energetic | Hydrogen | EU | Energy demand | 1.5899 | FEC
LU | TYNDP2026 | HEV | 2040 | TWh | 174 | Sub_sector | Industry | Others | Industry (other, energetic) | Energetic | industry_other_demand_methane_energetic | Methane | EU | Energy demand | 1.4501 | FEC
LU | TYNDP2026 | HEV | 2040 | TWh | 175 | Sub_sector | Industry | Others | Industry (other, energetic) | Energetic | industry_other_demand_heat_energetic | Heat | EU | Energy demand | 0 | FEC
LU | TYNDP2026 | HEV | 2040 | TWh | 176 | Sub_sector | Industry | Others | Industry (other, energetic) | Energetic | industry_other_demand_biomass_energetic | Biomass | EU | Energy demand | 0 | FEC
LU | TYNDP2026 | HEV | 2040 | TWh | 177 | Sub_sector | Industry | Others | Industry (other, energetic) | Energetic | industry_other_demand_coal_energetic | Solids | EU | Energy demand | 0 | FEC
LU | TYNDP2026 | HEV | 2040 | TWh | 178 | Sub_sector | Industry | Others | Industry (other, energetic) | Energetic | industry_other_demand_oil_energetic | Liquids | EU | Energy demand | 0 | FEC
LU | TYNDP2026 | HEV | 2040 | TWh | 179 | Sub_sector | Industry | Others | Industry (other, energetic) | Energetic | industry_other_demand_others_energetic | Others | EU | Energy demand | 0 | FEC
LU | TYNDP2026 | HEV | 2040 | TWh | 180 | Sub_sector | Industry | Others | Industry (other, energetic) | Energetic | industry_other_demand_ammonia_energetic | Ammonia | EU | Energy demand | 0 | FEC
LU | TYNDP2026 | HEV | 2040 | TWh | 182 | Sub_sector | Industry | Others | Industry (other, non-energetic) | Non-energetic | industry_other_demand_electricity_non_energetic | Electricity | EU | Energy demand | 0 | not_included_in_FEC
LU | TYNDP2026 | HEV | 2040 | TWh | 183 | Sub_sector | Industry | Others | Industry (other, non-energetic) | Non-energetic | industry_other_demand_hydrogen_non_energetic | Hydrogen | EU | Energy demand | 1.647 | not_included_in_FEC
LU | TYNDP2026 | HEV | 2040 | TWh | 184 | Sub_sector | Industry | Others | Industry (other, non-energetic) | Non-energetic | industry_other_demand_methane_non_energetic | Methane | EU | Energy demand | 0 | not_included_in_FEC
LU | TYNDP2026 | HEV | 2040 | TWh | 185 | Sub_sector | Industry | Others | Industry (other, non-energetic) | Non-energetic | industry_other_demand_heat_non_energetic | Heat | EU | Energy demand | 0 | not_included_in_FEC
LU | TYNDP2026 | HEV | 2040 | TWh | 186 | Sub_sector | Industry | Others | Industry (other, non-energetic) | Non-energetic | industry_other_demand_biomass_non_energetic | Biomass | EU | Energy demand | 0 | not_included_in_FEC
LU | TYNDP2026 | HEV | 2040 | TWh | 187 | Sub_sector | Industry | Others | Industry (other, non-energetic) | Non-energetic | industry_other_demand_coal_non_energetic | Solids | EU | Energy demand | 0 | not_included_in_FEC
LU | TYNDP2026 | HEV | 2040 | TWh | 188 | Sub_sector | Industry | Others | Industry (other, non-energetic) | Non-energetic | industry_other_demand_oil_non_energetic | Liquids | EU | Energy demand | 4.9411 | not_included_in_FEC
LU | TYNDP2026 | HEV | 2040 | TWh | 189 | Sub_sector | Industry | Others | Industry (other, non-energetic) | Non-energetic | industry_other_demand_others_non_energetic | Others | EU | Energy demand | 0 | not_included_in_FEC
LU | TYNDP2026 | HEV | 2040 | TWh | 190 | Sub_sector | Industry | Others | Industry (other, non-energetic) | Non-energetic | industry_other_demand_ammonia_non_energetic | Ammonia | EU | Energy demand | 0 | not_included_in_FEC
LU | TYNDP2026 | HEV | 2040 | TWh | 192 | Sub_sector | Industry | Paper | Industry (paper) | Energetic | industry_paper_demand_electricity_energetic | Electricity | EU | Energy demand | 0 | FEC
LU | TYNDP2026 | HEV | 2040 | TWh | 193 | Sub_sector | Industry | Paper | Industry (paper) | Energetic | industry_paper_demand_hydrogen_energetic | Hydrogen | EU | Energy demand | 0 | FEC
LU | TYNDP2026 | HEV | 2040 | TWh | 194 | Sub_sector | Industry | Paper | Industry (paper) | Energetic | industry_paper_demand_methane_energetic | Methane | EU | Energy demand | 0 | FEC
LU | TYNDP2026 | HEV | 2040 | TWh | 195 | Sub_sector | Industry | Paper | Industry (paper) | Energetic | industry_paper_demand_heat_energetic | Heat | EU | Energy demand | 0 | FEC
LU | TYNDP2026 | HEV | 2040 | TWh | 196 | Sub_sector | Industry | Paper | Industry (paper) | Energetic | industry_paper_demand_biomass_energetic | Biomass | EU | Energy demand | 0 | FEC
LU | TYNDP2026 | HEV | 2040 | TWh | 197 | Sub_sector | Industry | Paper | Industry (paper) | Energetic | industry_paper_demand_coal_energetic | Solids | EU | Energy demand | 0 | FEC
LU | TYNDP2026 | HEV | 2040 | TWh | 198 | Sub_sector | Industry | Paper | Industry (paper) | Energetic | industry_paper_demand_oil_energetic | Liquids | EU | Energy demand | 0 | FEC
LU | TYNDP2026 | HEV | 2040 | TWh | 199 | Sub_sector | Industry | Paper | Industry (paper) | Energetic | industry_paper_demand_others_energetic | Others | EU | Energy demand | 0 | FEC
LU | TYNDP2026 | HEV | 2040 | TWh | 200 | Sub_sector | Industry | Paper | Industry (paper) | Energetic | industry_paper_demand_ammonia_energetic | Ammonia | EU | Energy demand | 0 | FEC
LU | TYNDP2026 | HEV | 2040 | TWh | 202 | Sub_sector | Industry | Refineries | Industry (refineries, energetic) | Energetic | industry_refinery_demand_electricity_energetic | Electricity | EU | Energy demand | 0 | not_included_in_FEC
LU | TYNDP2026 | HEV | 2040 | TWh | 203 | Sub_sector | Industry | Refineries | Industry (refineries, energetic) | Energetic | industry_refinery_demand_hydrogen_energetic | Hydrogen | EU | Energy demand | 0 | not_included_in_FEC
LU | TYNDP2026 | HEV | 2040 | TWh | 204 | Sub_sector | Industry | Refineries | Industry (refineries, energetic) | Energetic | industry_refinery_demand_methane_energetic | Methane | EU | Energy demand | 0 | not_included_in_FEC
LU | TYNDP2026 | HEV | 2040 | TWh | 205 | Sub_sector | Industry | Refineries | Industry (refineries, energetic) | Energetic | industry_refinery_demand_heat_energetic | Heat | EU | Energy demand | 0 | not_included_in_FEC
LU | TYNDP2026 | HEV | 2040 | TWh | 206 | Sub_sector | Industry | Refineries | Industry (refineries, energetic) | Energetic | industry_refinery_demand_biomass_energetic | Biomass | EU | Energy demand | 0 | not_included_in_FEC
LU | TYNDP2026 | HEV | 2040 | TWh | 207 | Sub_sector | Industry | Refineries | Industry (refineries, energetic) | Energetic | industry_refinery_demand_coal_energetic | Solids | EU | Energy demand | 0 | not_included_in_FEC
LU | TYNDP2026 | HEV | 2040 | TWh | 208 | Sub_sector | Industry | Refineries | Industry (refineries, energetic) | Energetic | industry_refinery_demand_oil_energetic | Liquids | EU | Energy demand | 0 | not_included_in_FEC
LU | TYNDP2026 | HEV | 2040 | TWh | 209 | Sub_sector | Industry | Refineries | Industry (refineries, energetic) | Energetic | industry_refinery_demand_others_energetic | Others | EU | Energy demand | 0 | not_included_in_FEC
LU | TYNDP2026 | HEV | 2040 | TWh | 210 | Sub_sector | Industry | Refineries | Industry (refineries, energetic) | Energetic | industry_refinery_demand_ammonia_energetic | Ammonia | EU | Energy demand | 0 | not_included_in_FEC
LU | TYNDP2026 | HEV | 2040 | TWh | 212 | Sub_sector | Industry | Refineries | Industry (refineries, non-energetic) | Non-energetic | industry_refinery_demand_electricity_non_energetic | Electricity | EU | Energy demand | 0 | not_included_in_FEC
LU | TYNDP2026 | HEV | 2040 | TWh | 213 | Sub_sector | Industry | Refineries | Industry (refineries, non-energetic) | Non-energetic | industry_refinery_demand_hydrogen_non_energetic | Hydrogen | EU | Energy demand | 0 | not_included_in_FEC
LU | TYNDP2026 | HEV | 2040 | TWh | 214 | Sub_sector | Industry | Refineries | Industry (refineries, non-energetic) | Non-energetic | industry_refinery_demand_methane_non_energetic | Methane | EU | Energy demand | 0 | not_included_in_FEC
LU | TYNDP2026 | HEV | 2040 | TWh | 215 | Sub_sector | Industry | Refineries | Industry (refineries, non-energetic) | Non-energetic | industry_refinery_demand_heat_non_energetic | Heat | EU | Energy demand | 0 | not_included_in_FEC
LU | TYNDP2026 | HEV | 2040 | TWh | 216 | Sub_sector | Industry | Refineries | Industry (refineries, non-energetic) | Non-energetic | industry_refinery_demand_biomass_non_energetic | Biomass | EU | Energy demand | 0 | not_included_in_FEC
LU | TYNDP2026 | HEV | 2040 | TWh | 217 | Sub_sector | Industry | Refineries | Industry (refineries, non-energetic) | Non-energetic | industry_refinery_demand_coal_non_energetic | Solids | EU | Energy demand | 0 | not_included_in_FEC
LU | TYNDP2026 | HEV | 2040 | TWh | 218 | Sub_sector | Industry | Refineries | Industry (refineries, non-energetic) | Non-energetic | industry_refinery_demand_oil_non_energetic | Liquids | EU | Energy demand | 0 | not_included_in_FEC
LU | TYNDP2026 | HEV | 2040 | TWh | 219 | Sub_sector | Industry | Refineries | Industry (refineries, non-energetic) | Non-energetic | industry_refinery_demand_others_non_energetic | Others | EU | Energy demand | 0 | not_included_in_FEC
LU | TYNDP2026 | HEV | 2040 | TWh | 220 | Sub_sector | Industry | Refineries | Industry (refineries, non-energetic) | Non-energetic | industry_refinery_demand_ammonia_non_energetic | Ammonia | EU | Energy demand | 0 | not_included_in_FEC
LU | TYNDP2026 | HEV | 2040 | TWh | 222 | Sub_sector | Industry | Steel | Industry (steel) | Energetic | industry_steel_demand_electricity_energetic | Electricity | EU | Energy demand | 0 | FEC
LU | TYNDP2026 | HEV | 2040 | TWh | 223 | Sub_sector | Industry | Steel | Industry (steel) | Energetic | industry_steel_demand_hydrogen_energetic | Hydrogen | EU | Energy demand | 0 | FEC
LU | TYNDP2026 | HEV | 2040 | TWh | 224 | Sub_sector | Industry | Steel | Industry (steel) | Energetic | industry_steel_demand_methane_energetic | Methane | EU | Energy demand | 0 | FEC
LU | TYNDP2026 | HEV | 2040 | TWh | 225 | Sub_sector | Industry | Steel | Industry (steel) | Energetic | industry_steel_demand_heat_energetic | Heat | EU | Energy demand | 0 | FEC
LU | TYNDP2026 | HEV | 2040 | TWh | 226 | Sub_sector | Industry | Steel | Industry (steel) | Energetic | industry_steel_demand_biomass_energetic | Biomass | EU | Energy demand | 0 | FEC
LU | TYNDP2026 | HEV | 2040 | TWh | 227 | Sub_sector | Industry | Steel | Industry (steel) | Energetic | industry_steel_demand_coal_energetic | Solids | EU | Energy demand | 0 | FEC
LU | TYNDP2026 | HEV | 2040 | TWh | 228 | Sub_sector | Industry | Steel | Industry (steel) | Energetic | industry_steel_demand_oil_energetic | Liquids | EU | Energy demand | 0 | FEC
LU | TYNDP2026 | HEV | 2040 | TWh | 229 | Sub_sector | Industry | Steel | Industry (steel) | Energetic | industry_steel_demand_others_energetic | Others | EU | Energy demand | 0 | FEC
LU | TYNDP2026 | HEV | 2040 | TWh | 230 | Sub_sector | Industry | Steel | Industry (steel) | Energetic | industry_steel_demand_ammonia_energetic | Ammonia | EU | Energy demand | 0 | FEC
LU | TYNDP2026 | HEV | 2040 | TWh | 232 | Sub_sector | Transport | Cars | Transport (cars) | Energetic | transport_cars_final_demand_electricity | Electricity | EU | Energy demand | 1.4389 | FEC
LU | TYNDP2026 | HEV | 2040 | TWh | 233 | Sub_sector | Transport | Cars | Transport (cars) | Energetic | transport_cars_final_demand_hydrogen | Hydrogen | EU | Energy demand | 3.3311 | FEC
LU | TYNDP2026 | HEV | 2040 | TWh | 234 | Sub_sector | Transport | Cars | Transport (cars) | Energetic | transport_cars_final_demand_methane | Methane | EU | Energy demand | 0 | FEC
LU | TYNDP2026 | HEV | 2040 | TWh | 235 | Sub_sector | Transport | Cars | Transport (cars) | Energetic | transport_cars_final_demand_heat | Heat | EU | Energy demand | 0 | FEC
LU | TYNDP2026 | HEV | 2040 | TWh | 236 | Sub_sector | Transport | Cars | Transport (cars) | Energetic | transport_cars_final_demand_biomass | Biomass | EU | Energy demand | 0 | FEC
LU | TYNDP2026 | HEV | 2040 | TWh | 237 | Sub_sector | Transport | Cars | Transport (cars) | Energetic | transport_cars_final_demand_coal | Solids | EU | Energy demand | 0 | FEC
LU | TYNDP2026 | HEV | 2040 | TWh | 238 | Sub_sector | Transport | Cars | Transport (cars) | Energetic | transport_cars_final_demand_oil | Liquids | EU | Energy demand | 4.4552 | FEC
LU | TYNDP2026 | HEV | 2040 | TWh | 239 | Sub_sector | Transport | Cars | Transport (cars) | Energetic | transport_cars_final_demand_other | Others | EU | Energy demand | 0 | FEC
LU | TYNDP2026 | HEV | 2040 | TWh | 240 | Sub_sector | Transport | Cars | Transport (cars) | Energetic | transport_cars_final_demand_ammonia | Ammonia | EU | Energy demand | 0 | FEC
LU | TYNDP2026 | HEV | 2040 | TWh | 242 | Sub_sector | Transport | Busses | Transport (busses) | Energetic | transport_busses_final_demand_electricity | Electricity | EU | Energy demand | 0 | FEC
LU | TYNDP2026 | HEV | 2040 | TWh | 243 | Sub_sector | Transport | Busses | Transport (busses) | Energetic | transport_busses_final_demand_hydrogen | Hydrogen | EU | Energy demand | 0 | FEC
LU | TYNDP2026 | HEV | 2040 | TWh | 244 | Sub_sector | Transport | Busses | Transport (busses) | Energetic | transport_busses_final_demand_methane | Methane | EU | Energy demand | 0 | FEC
LU | TYNDP2026 | HEV | 2040 | TWh | 245 | Sub_sector | Transport | Busses | Transport (busses) | Energetic | transport_busses_final_demand_heat | Heat | EU | Energy demand | 0 | FEC
LU | TYNDP2026 | HEV | 2040 | TWh | 246 | Sub_sector | Transport | Busses | Transport (busses) | Energetic | transport_busses_final_demand_biomass | Biomass | EU | Energy demand | 0 | FEC
LU | TYNDP2026 | HEV | 2040 | TWh | 247 | Sub_sector | Transport | Busses | Transport (busses) | Energetic | transport_busses_final_demand_coal | Solids | EU | Energy demand | 0 | FEC
LU | TYNDP2026 | HEV | 2040 | TWh | 248 | Sub_sector | Transport | Busses | Transport (busses) | Energetic | transport_busses_final_demand_oil | Liquids | EU | Energy demand | 0 | FEC
LU | TYNDP2026 | HEV | 2040 | TWh | 249 | Sub_sector | Transport | Busses | Transport (busses) | Energetic | transport_busses_final_demand_other | Others | EU | Energy demand | 0 | FEC
LU | TYNDP2026 | HEV | 2040 | TWh | 250 | Sub_sector | Transport | Busses | Transport (busses) | Energetic | transport_busses_final_demand_ammonia | Ammonia | EU | Energy demand | 0 | FEC
LU | TYNDP2026 | HEV | 2040 | TWh | 252 | Sub_sector | Transport | Trucks | Transport (trucks) | Energetic | transport_trucks_final_demand_electricity | Electricity | EU | Energy demand | 0.62174 | FEC
LU | TYNDP2026 | HEV | 2040 | TWh | 253 | Sub_sector | Transport | Trucks | Transport (trucks) | Energetic | transport_trucks_final_demand_hydrogen | Hydrogen | EU | Energy demand | 1.2466 | FEC
LU | TYNDP2026 | HEV | 2040 | TWh | 254 | Sub_sector | Transport | Trucks | Transport (trucks) | Energetic | transport_trucks_final_demand_methane | Methane | EU | Energy demand | 0 | FEC
LU | TYNDP2026 | HEV | 2040 | TWh | 255 | Sub_sector | Transport | Trucks | Transport (trucks) | Energetic | transport_trucks_final_demand_heat | Heat | EU | Energy demand | 0 | FEC
LU | TYNDP2026 | HEV | 2040 | TWh | 256 | Sub_sector | Transport | Trucks | Transport (trucks) | Energetic | transport_trucks_final_demand_biomass | Biomass | EU | Energy demand | 0 | FEC
LU | TYNDP2026 | HEV | 2040 | TWh | 257 | Sub_sector | Transport | Trucks | Transport (trucks) | Energetic | transport_trucks_final_demand_coal | Solids | EU | Energy demand | 0 | FEC
LU | TYNDP2026 | HEV | 2040 | TWh | 258 | Sub_sector | Transport | Trucks | Transport (trucks) | Energetic | transport_trucks_final_demand_oil | Liquids | EU | Energy demand | 2.121 | FEC
LU | TYNDP2026 | HEV | 2040 | TWh | 259 | Sub_sector | Transport | Trucks | Transport (trucks) | Energetic | transport_trucks_final_demand_other | Others | EU | Energy demand | 0 | FEC
LU | TYNDP2026 | HEV | 2040 | TWh | 260 | Sub_sector | Transport | Trucks | Transport (trucks) | Energetic | transport_trucks_final_demand_ammonia | Ammonia | EU | Energy demand | 0 | FEC
LU | TYNDP2026 | HEV | 2040 | TWh | 262 | Sub_sector | Transport | Vans | Transport (vans) | Energetic | transport_vans_final_demand_electricity | Electricity | EU | Energy demand | 0 | FEC
LU | TYNDP2026 | HEV | 2040 | TWh | 263 | Sub_sector | Transport | Vans | Transport (vans) | Energetic | transport_vans_final_demand_hydrogen | Hydrogen | EU | Energy demand | 0 | FEC
LU | TYNDP2026 | HEV | 2040 | TWh | 264 | Sub_sector | Transport | Vans | Transport (vans) | Energetic | transport_vans_final_demand_methane | Methane | EU | Energy demand | 0 | FEC
LU | TYNDP2026 | HEV | 2040 | TWh | 265 | Sub_sector | Transport | Vans | Transport (vans) | Energetic | transport_vans_final_demand_heat | Heat | EU | Energy demand | 0 | FEC
LU | TYNDP2026 | HEV | 2040 | TWh | 266 | Sub_sector | Transport | Vans | Transport (vans) | Energetic | transport_vans_final_demand_biomass | Biomass | EU | Energy demand | 0 | FEC
LU | TYNDP2026 | HEV | 2040 | TWh | 267 | Sub_sector | Transport | Vans | Transport (vans) | Energetic | transport_vans_final_demand_coal | Solids | EU | Energy demand | 0 | FEC
LU | TYNDP2026 | HEV | 2040 | TWh | 268 | Sub_sector | Transport | Vans | Transport (vans) | Energetic | transport_vans_final_demand_oil | Liquids | EU | Energy demand | 0 | FEC
LU | TYNDP2026 | HEV | 2040 | TWh | 269 | Sub_sector | Transport | Vans | Transport (vans) | Energetic | transport_vans_final_demand_other | Others | EU | Energy demand | 0 | FEC
LU | TYNDP2026 | HEV | 2040 | TWh | 270 | Sub_sector | Transport | Vans | Transport (vans) | Energetic | transport_vans_final_demand_ammonia | Ammonia | EU | Energy demand | 0 | FEC
LU | TYNDP2026 | HEV | 2040 | TWh | 272 | Sub_sector | Transport | Freight trains | Transport (trains) | Energetic | transport_trains_final_demand_electricity | Electricity | EU | Energy demand | 0 | FEC
LU | TYNDP2026 | HEV | 2040 | TWh | 273 | Sub_sector | Transport | Freight trains | Transport (trains) | Energetic | transport_trains_final_demand_hydrogen | Hydrogen | EU | Energy demand | 0 | FEC
LU | TYNDP2026 | HEV | 2040 | TWh | 274 | Sub_sector | Transport | Freight trains | Transport (trains) | Energetic | transport_trains_final_demand_methane | Methane | EU | Energy demand | 0 | FEC
LU | TYNDP2026 | HEV | 2040 | TWh | 275 | Sub_sector | Transport | Freight trains | Transport (trains) | Energetic | transport_trains_final_demand_heat | Heat | EU | Energy demand | 0 | FEC
LU | TYNDP2026 | HEV | 2040 | TWh | 276 | Sub_sector | Transport | Freight trains | Transport (trains) | Energetic | transport_trains_final_demand_biomass | Biomass | EU | Energy demand | 0 | FEC
LU | TYNDP2026 | HEV | 2040 | TWh | 277 | Sub_sector | Transport | Freight trains | Transport (trains) | Energetic | transport_trains_final_demand_coal | Solids | EU | Energy demand | 0 | FEC
LU | TYNDP2026 | HEV | 2040 | TWh | 278 | Sub_sector | Transport | Freight trains | Transport (trains) | Energetic | transport_trains_final_demand_oil | Liquids | EU | Energy demand | 0 | FEC
LU | TYNDP2026 | HEV | 2040 | TWh | 279 | Sub_sector | Transport | Freight trains | Transport (trains) | Energetic | transport_trains_final_demand_other | Others | EU | Energy demand | 0 | FEC
LU | TYNDP2026 | HEV | 2040 | TWh | 280 | Sub_sector | Transport | Freight trains | Transport (trains) | Energetic | transport_trains_final_demand_ammonia | Ammonia | EU | Energy demand | 0 | FEC
LU | TYNDP2026 | HEV | 2040 | TWh | 282 | Sub_sector | Transport | Ships | Transport (ships) | Energetic | transport_ships_final_demand_electricity | Electricity | EU | Energy demand | 3.43e-12 | FEC
LU | TYNDP2026 | HEV | 2040 | TWh | 283 | Sub_sector | Transport | Ships | Transport (ships) | Energetic | transport_ships_final_demand_hydrogen | Hydrogen | EU | Energy demand | 1.38e-10 | FEC
LU | TYNDP2026 | HEV | 2040 | TWh | 284 | Sub_sector | Transport | Ships | Transport (ships) | Energetic | transport_ships_final_demand_methane | Methane | EU | Energy demand | 7.31e-10 | FEC
LU | TYNDP2026 | HEV | 2040 | TWh | 285 | Sub_sector | Transport | Ships | Transport (ships) | Energetic | transport_ships_final_demand_heat | Heat | EU | Energy demand | 0 | FEC
LU | TYNDP2026 | HEV | 2040 | TWh | 286 | Sub_sector | Transport | Ships | Transport (ships) | Energetic | transport_ships_final_demand_biomass | Biomass | EU | Energy demand | 0 | FEC
LU | TYNDP2026 | HEV | 2040 | TWh | 287 | Sub_sector | Transport | Ships | Transport (ships) | Energetic | transport_ships_final_demand_coal | Solids | EU | Energy demand | 0 | FEC
LU | TYNDP2026 | HEV | 2040 | TWh | 288 | Sub_sector | Transport | Ships | Transport (ships) | Energetic | transport_ships_final_demand_oil | Liquids | EU | Energy demand | 4.67e-10 | FEC
LU | TYNDP2026 | HEV | 2040 | TWh | 289 | Sub_sector | Transport | Ships | Transport (ships) | Energetic | transport_ships_final_demand_other | Others | EU | Energy demand | 0 | FEC
LU | TYNDP2026 | HEV | 2040 | TWh | 290 | Sub_sector | Transport | Ships | Transport (ships) | Energetic | transport_ships_final_demand_ammonia | Ammonia | EU | Energy demand | 0 | FEC
LU | TYNDP2026 | HEV | 2040 | TWh | 292 | Sub_sector | Transport | Planes | Transport (planes) | Energetic | transport_planes_final_demand_electricity | Electricity | EU | Energy demand | 0 | FEC
LU | TYNDP2026 | HEV | 2040 | TWh | 293 | Sub_sector | Transport | Planes | Transport (planes) | Energetic | transport_planes_final_demand_hydrogen | Hydrogen | EU | Energy demand | 0 | FEC
LU | TYNDP2026 | HEV | 2040 | TWh | 294 | Sub_sector | Transport | Planes | Transport (planes) | Energetic | transport_planes_final_demand_methane | Methane | EU | Energy demand | 0 | FEC
LU | TYNDP2026 | HEV | 2040 | TWh | 295 | Sub_sector | Transport | Planes | Transport (planes) | Energetic | transport_planes_final_demand_heat | Heat | EU | Energy demand | 0 | FEC
LU | TYNDP2026 | HEV | 2040 | TWh | 296 | Sub_sector | Transport | Planes | Transport (planes) | Energetic | transport_planes_final_demand_biomass | Biomass | EU | Energy demand | 0 | FEC
LU | TYNDP2026 | HEV | 2040 | TWh | 297 | Sub_sector | Transport | Planes | Transport (planes) | Energetic | transport_planes_final_demand_coal | Solids | EU | Energy demand | 0 | FEC
LU | TYNDP2026 | HEV | 2040 | TWh | 298 | Sub_sector | Transport | Planes | Transport (planes) | Energetic | transport_planes_final_demand_oil | Liquids | EU | Energy demand | 0 | FEC
LU | TYNDP2026 | HEV | 2040 | TWh | 299 | Sub_sector | Transport | Planes | Transport (planes) | Energetic | transport_planes_final_demand_other | Others | EU | Energy demand | 0 | FEC
LU | TYNDP2026 | HEV | 2040 | TWh | 300 | Sub_sector | Transport | Planes | Transport (planes) | Energetic | transport_planes_final_demand_ammonia | Ammonia | EU | Energy demand | 0 | FEC
LU | TYNDP2026 | HEV | 2040 | TWh | 302 | Sub_sector | Transport | Others | Transport (others) | Energetic | transport_other_final_demand_electricity | Electricity | EU | Energy demand | 0 | FEC
LU | TYNDP2026 | HEV | 2040 | TWh | 303 | Sub_sector | Transport | Others | Transport (others) | Energetic | transport_other_final_demand_hydrogen | Hydrogen | EU | Energy demand | 0 | FEC
LU | TYNDP2026 | HEV | 2040 | TWh | 304 | Sub_sector | Transport | Others | Transport (others) | Energetic | transport_other_final_demand_methane | Methane | EU | Energy demand | 0 | FEC
LU | TYNDP2026 | HEV | 2040 | TWh | 305 | Sub_sector | Transport | Others | Transport (others) | Energetic | transport_other_final_demand_heat | Heat | EU | Energy demand | 0 | FEC
LU | TYNDP2026 | HEV | 2040 | TWh | 306 | Sub_sector | Transport | Others | Transport (others) | Energetic | transport_other_final_demand_biomass | Biomass | EU | Energy demand | 0 | FEC
LU | TYNDP2026 | HEV | 2040 | TWh | 307 | Sub_sector | Transport | Others | Transport (others) | Energetic | transport_other_final_demand_coal | Solids | EU | Energy demand | 0 | FEC
LU | TYNDP2026 | HEV | 2040 | TWh | 308 | Sub_sector | Transport | Others | Transport (others) | Energetic | transport_other_final_demand_oil | Liquids | EU | Energy demand | 0 | FEC
LU | TYNDP2026 | HEV | 2040 | TWh | 309 | Sub_sector | Transport | Others | Transport (others) | Energetic | transport_other_final_demand_other | Others | EU | Energy demand | 0 | FEC
LU | TYNDP2026 | HEV | 2040 | TWh | 310 | Sub_sector | Transport | Others | Transport (others) | Energetic | transport_other_final_demand_ammonia | Ammonia | EU | Energy demand | 0 | FEC
LU | TYNDP2026 | HEV | 2040 | TWh | 312 | Sub_sector | International transport | International aviation | Transport (int. aviation) | Energetic | transport_int_aviation_final_demand_electricity | Electricity | EU | Energy demand | 0 | FEC
LU | TYNDP2026 | HEV | 2040 | TWh | 313 | Sub_sector | International transport | International aviation | Transport (int. aviation) | Energetic | transport_int_aviation_final_demand_hydrogen | Hydrogen | EU | Energy demand | 0 | FEC
LU | TYNDP2026 | HEV | 2040 | TWh | 314 | Sub_sector | International transport | International aviation | Transport (int. aviation) | Energetic | transport_int_aviation_final_demand_methane | Methane | EU | Energy demand | 0 | FEC
LU | TYNDP2026 | HEV | 2040 | TWh | 315 | Sub_sector | International transport | International aviation | Transport (int. aviation) | Energetic | transport_int_aviation_final_demand_heat | Heat | EU | Energy demand | 0 | FEC
LU | TYNDP2026 | HEV | 2040 | TWh | 316 | Sub_sector | International transport | International aviation | Transport (int. aviation) | Energetic | transport_int_aviation_final_demand_biofuels | Biomass | EU | Energy demand | 0 | FEC
LU | TYNDP2026 | HEV | 2040 | TWh | 317 | Sub_sector | International transport | International aviation | Transport (int. aviation) | Energetic | transport_int_aviation_final_demand_coal | Solids | EU | Energy demand | 0 | FEC
LU | TYNDP2026 | HEV | 2040 | TWh | 318 | Sub_sector | International transport | International aviation | Transport (int. aviation) | Energetic | transport_int_aviation_final_demand_oil | Liquids | EU | Energy demand | 0 | FEC
LU | TYNDP2026 | HEV | 2040 | TWh | 319 | Sub_sector | International transport | International aviation | Transport (int. aviation) | Energetic | transport_int_aviation_final_demand_other | Others | EU | Energy demand | 0 | FEC
LU | TYNDP2026 | HEV | 2040 | TWh | 320 | Sub_sector | International transport | International aviation | Transport (int. aviation) | Energetic | transport_int_aviation_final_demand_ammonia | Ammonia | EU | Energy demand | 0 | FEC
LU | TYNDP2026 | HEV | 2040 | TWh | 322 | Sub_sector | International transport | International shipping | Transport (int. shipping) | Energetic | transport_int_shipping_final_demand_electricity | Electricity | EU | Energy demand | 0 | not_included_in_FEC
LU | TYNDP2026 | HEV | 2040 | TWh | 323 | Sub_sector | International transport | International shipping | Transport (int. shipping) | Energetic | transport_int_shipping_final_demand_hydrogen | Hydrogen | EU | Energy demand | 0 | not_included_in_FEC
LU | TYNDP2026 | HEV | 2040 | TWh | 324 | Sub_sector | International transport | International shipping | Transport (int. shipping) | Energetic | transport_int_shipping_final_demand_methane | Methane | EU | Energy demand | 0 | not_included_in_FEC
LU | TYNDP2026 | HEV | 2040 | TWh | 325 | Sub_sector | International transport | International shipping | Transport (int. shipping) | Energetic | transport_int_shipping_final_demand_heat | Heat | EU | Energy demand | 0 | not_included_in_FEC
LU | TYNDP2026 | HEV | 2040 | TWh | 326 | Sub_sector | International transport | International shipping | Transport (int. shipping) | Energetic | transport_int_shipping_final_demand_biofuels | Biomass | EU | Energy demand | 0 | not_included_in_FEC
LU | TYNDP2026 | HEV | 2040 | TWh | 327 | Sub_sector | International transport | International shipping | Transport (int. shipping) | Energetic | transport_int_shipping_final_demand_coal | Solids | EU | Energy demand | 0 | not_included_in_FEC
LU | TYNDP2026 | HEV | 2040 | TWh | 328 | Sub_sector | International transport | International shipping | Transport (int. shipping) | Energetic | transport_int_shipping_final_demand_oil | Liquids | EU | Energy demand | 0 | not_included_in_FEC
LU | TYNDP2026 | HEV | 2040 | TWh | 329 | Sub_sector | International transport | International shipping | Transport (int. shipping) | Energetic | transport_int_shipping_final_demand_other | Others | EU | Energy demand | 0 | not_included_in_FEC
LU | TYNDP2026 | HEV | 2040 | TWh | 330 | Sub_sector | International transport | International shipping | Transport (int. shipping) | Energetic | transport_int_shipping_final_demand_ammonia | Ammonia | EU | Energy demand | 0 | not_included_in_FEC
LU | TYNDP2026 | HEV | 2040 | TWh | 332 | Sub_sector | Households | Space heating | Households (heating) | Energetic | households_heating_final_demand_electricity | Electricity | EU | Energy demand | 0.26951 | FEC
LU | TYNDP2026 | HEV | 2040 | TWh | 333 | Sub_sector | Households | Space heating | Households (heating) | Energetic | households_heating_final_demand_hydrogen | Hydrogen | EU | Energy demand | 0.25118 | FEC
LU | TYNDP2026 | HEV | 2040 | TWh | 334 | Sub_sector | Households | Space heating | Households (heating) | Energetic | households_heating_final_demand_methane | Methane | EU | Energy demand | 1.1303 | FEC
LU | TYNDP2026 | HEV | 2040 | TWh | 335 | Sub_sector | Households | Space heating | Households (heating) | Energetic | households_heating_final_demand_heat | Heat | EU | Energy demand | 0.23074 | FEC
LU | TYNDP2026 | HEV | 2040 | TWh | 336 | Sub_sector | Households | Space heating | Households (heating) | Energetic | households_heating_final_demand_biomass | Biomass | EU | Energy demand | 0.18802 | FEC
LU | TYNDP2026 | HEV | 2040 | TWh | 337 | Sub_sector | Households | Space heating | Households (heating) | Energetic | households_heating_final_demand_coal | Solids | EU | Energy demand | 0.0017083 | FEC
LU | TYNDP2026 | HEV | 2040 | TWh | 338 | Sub_sector | Households | Space heating | Households (heating) | Energetic | households_heating_final_demand_oil | Liquids | EU | Energy demand | 0.34318 | FEC
LU | TYNDP2026 | HEV | 2040 | TWh | 339 | Sub_sector | Households | Space heating | Households (heating) | Energetic | households_heating_final_demand_other | Others | EU | Energy demand | 0.10642 | FEC
LU | TYNDP2026 | HEV | 2040 | TWh | 340 | Sub_sector | Households | Space heating | Households (heating) | Energetic | households_heating_final_demand_ammonia | Ammonia | EU | Energy demand | 0 | FEC
LU | TYNDP2026 | HEV | 2040 | TWh | 343 | Sub_sector | Households | Cooling | Households (cooling) | Energetic | households_cooling_final_demand_electricity | Electricity | EU | Energy demand | 0.024188 | FEC
LU | TYNDP2026 | HEV | 2040 | TWh | 344 | Sub_sector | Households | Cooling | Households (cooling) | Energetic | households_cooling_final_demand_hydrogen | Hydrogen | EU | Energy demand | 0 | FEC
LU | TYNDP2026 | HEV | 2040 | TWh | 345 | Sub_sector | Households | Cooling | Households (cooling) | Energetic | households_cooling_final_demand_methane | Methane | EU | Energy demand | 0 | FEC
LU | TYNDP2026 | HEV | 2040 | TWh | 346 | Sub_sector | Households | Cooling | Households (cooling) | Energetic | households_cooling_final_demand_heat | Heat | EU | Energy demand | 0 | FEC
LU | TYNDP2026 | HEV | 2040 | TWh | 347 | Sub_sector | Households | Cooling | Households (cooling) | Energetic | households_cooling_final_demand_biomass | Biomass | EU | Energy demand | 0 | FEC
LU | TYNDP2026 | HEV | 2040 | TWh | 348 | Sub_sector | Households | Cooling | Households (cooling) | Energetic | households_cooling_final_demand_coal | Solids | EU | Energy demand | 0 | FEC
LU | TYNDP2026 | HEV | 2040 | TWh | 349 | Sub_sector | Households | Cooling | Households (cooling) | Energetic | households_cooling_final_demand_oil | Liquids | EU | Energy demand | 0 | FEC
LU | TYNDP2026 | HEV | 2040 | TWh | 350 | Sub_sector | Households | Cooling | Households (cooling) | Energetic | households_cooling_final_demand_other | Others | EU | Energy demand | 0 | FEC
LU | TYNDP2026 | HEV | 2040 | TWh | 351 | Sub_sector | Households | Cooling | Households (cooling) | Energetic | households_cooling_final_demand_ammonia | Ammonia | EU | Energy demand | 0 | FEC
LU | TYNDP2026 | HEV | 2040 | TWh | 354 | Sub_sector | Households | Hot water | Households (hot water) | Energetic | households_hot_water_final_demand_electricity | Electricity | EU | Energy demand | 0.094904 | FEC
LU | TYNDP2026 | HEV | 2040 | TWh | 355 | Sub_sector | Households | Hot water | Households (hot water) | Energetic | households_hot_water_final_demand_hydrogen | Hydrogen | EU | Energy demand | 0.032023 | FEC
LU | TYNDP2026 | HEV | 2040 | TWh | 356 | Sub_sector | Households | Hot water | Households (hot water) | Energetic | households_hot_water_final_demand_methane | Methane | EU | Energy demand | 0.1967 | FEC
LU | TYNDP2026 | HEV | 2040 | TWh | 357 | Sub_sector | Households | Hot water | Households (hot water) | Energetic | households_hot_water_final_demand_heat | Heat | EU | Energy demand | 0.037607 | FEC
LU | TYNDP2026 | HEV | 2040 | TWh | 358 | Sub_sector | Households | Hot water | Households (hot water) | Energetic | households_hot_water_final_demand_biomass | Biomass | EU | Energy demand | 0.012372 | FEC
LU | TYNDP2026 | HEV | 2040 | TWh | 359 | Sub_sector | Households | Hot water | Households (hot water) | Energetic | households_hot_water_final_demand_coal | Solids | EU | Energy demand | 0.00011241 | FEC
LU | TYNDP2026 | HEV | 2040 | TWh | 360 | Sub_sector | Households | Hot water | Households (hot water) | Energetic | households_hot_water_final_demand_oil | Liquids | EU | Energy demand | 0.022582 | FEC
LU | TYNDP2026 | HEV | 2040 | TWh | 361 | Sub_sector | Households | Hot water | Households (hot water) | Energetic | households_hot_water_final_demand_other | Others | EU | Energy demand | 0.075366 | FEC
LU | TYNDP2026 | HEV | 2040 | TWh | 362 | Sub_sector | Households | Hot water | Households (hot water) | Energetic | households_hot_water_final_demand_ammonia | Ammonia | EU | Energy demand | 0 | FEC
LU | TYNDP2026 | HEV | 2040 | TWh | 365 | Sub_sector | Households | Appliances | Households (appliances) | Energetic | households_appliances_final_demand_electricity | Electricity | EU | Energy demand | 1.3883 | FEC
LU | TYNDP2026 | HEV | 2040 | TWh | 366 | Sub_sector | Households | Appliances | Households (appliances) | Energetic | households_appliances_final_demand_hydrogen | Hydrogen | EU | Energy demand | 0 | FEC
LU | TYNDP2026 | HEV | 2040 | TWh | 367 | Sub_sector | Households | Appliances | Households (appliances) | Energetic | households_appliances_final_demand_methane | Methane | EU | Energy demand | 0.010103 | FEC
LU | TYNDP2026 | HEV | 2040 | TWh | 368 | Sub_sector | Households | Appliances | Households (appliances) | Energetic | households_appliances_final_demand_heat | Heat | EU | Energy demand | 0 | FEC
LU | TYNDP2026 | HEV | 2040 | TWh | 369 | Sub_sector | Households | Appliances | Households (appliances) | Energetic | households_appliances_final_demand_biomass | Biomass | EU | Energy demand | 0.00058506 | FEC
LU | TYNDP2026 | HEV | 2040 | TWh | 370 | Sub_sector | Households | Appliances | Households (appliances) | Energetic | households_appliances_final_demand_coal | Solids | EU | Energy demand | 0 | FEC
LU | TYNDP2026 | HEV | 2040 | TWh | 371 | Sub_sector | Households | Appliances | Households (appliances) | Energetic | households_appliances_final_demand_oil | Liquids | EU | Energy demand | 0 | FEC
LU | TYNDP2026 | HEV | 2040 | TWh | 372 | Sub_sector | Households | Appliances | Households (appliances) | Energetic | households_appliances_final_demand_other | Others | EU | Energy demand | 0 | FEC
LU | TYNDP2026 | HEV | 2040 | TWh | 373 | Sub_sector | Households | Appliances | Households (appliances) | Energetic | households_appliances_final_demand_ammonia | Ammonia | EU | Energy demand | 0 | FEC
LU | TYNDP2026 | HEV | 2040 | TWh | 375 | Sub_sector | Buildings | Space heating | Buildings (heat) | Energetic | buildings_heat_final_demand_electricity | Electricity | EU | Energy demand | 1.1789 | FEC
LU | TYNDP2026 | HEV | 2040 | TWh | 376 | Sub_sector | Buildings | Space heating | Buildings (heat) | Energetic | buildings_heat_final_demand_hydrogen | Hydrogen | EU | Energy demand | 0 | FEC
LU | TYNDP2026 | HEV | 2040 | TWh | 377 | Sub_sector | Buildings | Space heating | Buildings (heat) | Energetic | buildings_heat_final_demand_methane | Methane | EU | Energy demand | 0 | FEC
LU | TYNDP2026 | HEV | 2040 | TWh | 378 | Sub_sector | Buildings | Space heating | Buildings (heat) | Energetic | buildings_heat_final_demand_heat | Heat | EU | Energy demand | 0 | FEC
LU | TYNDP2026 | HEV | 2040 | TWh | 379 | Sub_sector | Buildings | Space heating | Buildings (heat) | Energetic | buildings_heat_final_demand_biomass | Biomass | EU | Energy demand | 0 | FEC
LU | TYNDP2026 | HEV | 2040 | TWh | 380 | Sub_sector | Buildings | Space heating | Buildings (heat) | Energetic | buildings_heat_final_demand_coal | Solids | EU | Energy demand | 0 | FEC
LU | TYNDP2026 | HEV | 2040 | TWh | 381 | Sub_sector | Buildings | Space heating | Buildings (heat) | Energetic | buildings_heat_final_demand_oil | Liquids | EU | Energy demand | 0 | FEC
LU | TYNDP2026 | HEV | 2040 | TWh | 382 | Sub_sector | Buildings | Space heating | Buildings (heat) | Energetic | buildings_heat_final_demand_other | Others | EU | Energy demand | 0.040836 | FEC
LU | TYNDP2026 | HEV | 2040 | TWh | 383 | Sub_sector | Buildings | Space heating | Buildings (heat) | Energetic | buildings_heat_final_demand_ammonia | Ammonia | EU | Energy demand | 0 | FEC
LU | TYNDP2026 | HEV | 2040 | TWh | 386 | Sub_sector | Buildings | Cooling | Buildings (cooling) | Energetic | buildings_cooling_final_demand_electricity | Electricity | EU | Energy demand | 0.017119 | FEC
LU | TYNDP2026 | HEV | 2040 | TWh | 387 | Sub_sector | Buildings | Cooling | Buildings (cooling) | Energetic | buildings_cooling_final_demand_hydrogen | Hydrogen | EU | Energy demand | 0 | FEC
LU | TYNDP2026 | HEV | 2040 | TWh | 388 | Sub_sector | Buildings | Cooling | Buildings (cooling) | Energetic | buildings_cooling_final_demand_methane | Methane | EU | Energy demand | 0.0013769 | FEC
LU | TYNDP2026 | HEV | 2040 | TWh | 389 | Sub_sector | Buildings | Cooling | Buildings (cooling) | Energetic | buildings_cooling_final_demand_heat | Heat | EU | Energy demand | 0 | FEC
LU | TYNDP2026 | HEV | 2040 | TWh | 390 | Sub_sector | Buildings | Cooling | Buildings (cooling) | Energetic | buildings_cooling_final_demand_biomass | Biomass | EU | Energy demand | 0 | FEC
LU | TYNDP2026 | HEV | 2040 | TWh | 391 | Sub_sector | Buildings | Cooling | Buildings (cooling) | Energetic | buildings_cooling_final_demand_coal | Solids | EU | Energy demand | 0 | FEC
LU | TYNDP2026 | HEV | 2040 | TWh | 392 | Sub_sector | Buildings | Cooling | Buildings (cooling) | Energetic | buildings_cooling_final_demand_oil | Liquids | EU | Energy demand | 0 | FEC
LU | TYNDP2026 | HEV | 2040 | TWh | 393 | Sub_sector | Buildings | Cooling | Buildings (cooling) | Energetic | buildings_cooling_final_demand_other | Others | EU | Energy demand | 0 | FEC
LU | TYNDP2026 | HEV | 2040 | TWh | 394 | Sub_sector | Buildings | Cooling | Buildings (cooling) | Energetic | buildings_cooling_final_demand_ammonia | Ammonia | EU | Energy demand | 0 | FEC
LU | TYNDP2026 | HEV | 2040 | TWh | 397 | Sub_sector | Buildings | Appliances | Buildings (appliances) | Energetic | buildings_appliances_final_demand_electricity | Electricity | EU | Energy demand | 1.6894 | FEC
LU | TYNDP2026 | HEV | 2040 | TWh | 398 | Sub_sector | Buildings | Appliances | Buildings (appliances) | Energetic | buildings_appliances_final_demand_hydrogen | Hydrogen | EU | Energy demand | 0 | FEC
LU | TYNDP2026 | HEV | 2040 | TWh | 399 | Sub_sector | Buildings | Appliances | Buildings (appliances) | Energetic | buildings_appliances_final_demand_methane | Methane | EU | Energy demand | 0.39391 | FEC
LU | TYNDP2026 | HEV | 2040 | TWh | 400 | Sub_sector | Buildings | Appliances | Buildings (appliances) | Energetic | buildings_appliances_final_demand_heat | Heat | EU | Energy demand | 0 | FEC
LU | TYNDP2026 | HEV | 2040 | TWh | 401 | Sub_sector | Buildings | Appliances | Buildings (appliances) | Energetic | buildings_appliances_final_demand_biomass | Biomass | EU | Energy demand | 0 | FEC
LU | TYNDP2026 | HEV | 2040 | TWh | 402 | Sub_sector | Buildings | Appliances | Buildings (appliances) | Energetic | buildings_appliances_final_demand_coal | Solids | EU | Energy demand | 0 | FEC
LU | TYNDP2026 | HEV | 2040 | TWh | 403 | Sub_sector | Buildings | Appliances | Buildings (appliances) | Energetic | buildings_appliances_final_demand_oil | Liquids | EU | Energy demand | 0 | FEC
LU | TYNDP2026 | HEV | 2040 | TWh | 404 | Sub_sector | Buildings | Appliances | Buildings (appliances) | Energetic | buildings_appliances_final_demand_other | Others | EU | Energy demand | 0 | FEC
LU | TYNDP2026 | HEV | 2040 | TWh | 405 | Sub_sector | Buildings | Appliances | Buildings (appliances) | Energetic | buildings_appliances_final_demand_ammonia | Ammonia | EU | Energy demand | 0 | FEC
LU | TYNDP2026 | HEV | 2040 | TWh | 407 | Sub_sector | Buildings | Datacenters | Datacenters & ICT | Energetic | datacentres_final_demand_electricity_energetic | Electricity | EU | Energy demand | 3.6368 | FEC
LU | TYNDP2026 | HEV | 2040 | TWh | 408 | Sub_sector | Buildings | Datacenters | Datacenters & ICT | Energetic | datacentres_final_demand_hydrogen_energetic | Hydrogen | EU | Energy demand | 0 | FEC
LU | TYNDP2026 | HEV | 2040 | TWh | 409 | Sub_sector | Buildings | Datacenters | Datacenters & ICT | Energetic | datacentres_final_demand_methane_energetic | Methane | EU | Energy demand | 0 | FEC
LU | TYNDP2026 | HEV | 2040 | TWh | 410 | Sub_sector | Buildings | Datacenters | Datacenters & ICT | Energetic | datacentres_final_demand_heat_energetic | Heat | EU | Energy demand | 0 | FEC
LU | TYNDP2026 | HEV | 2040 | TWh | 411 | Sub_sector | Buildings | Datacenters | Datacenters & ICT | Energetic | datacentres_final_demand_biomass_energetic | Biomass | EU | Energy demand | 0 | FEC
LU | TYNDP2026 | HEV | 2040 | TWh | 412 | Sub_sector | Buildings | Datacenters | Datacenters & ICT | Energetic | datacentres_final_demand_coal_energetic | Solids | EU | Energy demand | 0 | FEC
LU | TYNDP2026 | HEV | 2040 | TWh | 413 | Sub_sector | Buildings | Datacenters | Datacenters & ICT | Energetic | datacentres_final_demand_oil_energetic | Liquids | EU | Energy demand | 0 | FEC
LU | TYNDP2026 | HEV | 2040 | TWh | 414 | Sub_sector | Buildings | Datacenters | Datacenters & ICT | Energetic | datacentres_final_demand_other_energetic | Others | EU | Energy demand | 0 | FEC
LU | TYNDP2026 | HEV | 2040 | TWh | 415 | Sub_sector | Buildings | Datacenters | Datacenters & ICT | Energetic | datacentres_final_demand_ammonia_energetic | Ammonia | EU | Energy demand | 0 | FEC
LU | TYNDP2026 | HEV | 2040 | TWh | 417 | Sub_sector | Transport | Others_Sector | Others_Sector | Energetic | other_final_demand_electricity_energetic | Electricity | EU | Energy demand | 0 | FEC
LU | TYNDP2026 | HEV | 2040 | TWh | 418 | Sub_sector | Transport | Others_Sector | Others_Sector | Energetic | other_final_demand_hydrogen_energetic | Hydrogen | EU | Energy demand | 0 | FEC
LU | TYNDP2026 | HEV | 2040 | TWh | 419 | Sub_sector | Transport | Pipeline Transport | Others_Sector | Energetic | other_final_demand_methane_energetic | Methane | EU | Energy demand | 0 | FEC
LU | TYNDP2026 | HEV | 2040 | TWh | 420 | Sub_sector | Transport | Others_Sector | Others_Sector | Energetic | other_final_demand_heat_energetic | Heat | EU | Energy demand | 1.81e-05 | FEC
LU | TYNDP2026 | HEV | 2040 | TWh | 421 | Sub_sector | Transport | Others_Sector | Others_Sector | Energetic | other_final_demand_biomass_energetic | Biomass | EU | Energy demand | 0 | FEC
LU | TYNDP2026 | HEV | 2040 | TWh | 422 | Sub_sector | Transport | Others_Sector | Others_Sector | Energetic | other_final_demand_coal_energetic | Solids | EU | Energy demand | 0 | FEC
LU | TYNDP2026 | HEV | 2040 | TWh | 423 | Sub_sector | Transport | Others_Sector | Others_Sector | Energetic | other_final_demand_oil_energetic | Liquids | EU | Energy demand | 0 | FEC
LU | TYNDP2026 | HEV | 2040 | TWh | 424 | Sub_sector | Others_Sector | Others_Sector | Others_Sector | Non-energetic | other_final_demand_oil_non_energetic | Liquids | EU | Energy demand | 0.08882 | not_included_in_FEC
LU | TYNDP2026 | HEV | 2040 | TWh | 425 | Sub_sector | Transport | Others_Sector | Others_Sector | Energetic | other_final_demand_other_energetic | Others | EU | Energy demand | 0 | FEC
LU | TYNDP2026 | HEV | 2040 | TWh | 426 | Sub_sector | Transport | Others_Sector | Others_Sector | Energetic | other_final_demand_ammonia_energetic | Ammonia | EU | Energy demand | 0 | FEC
LU | TYNDP2026 | HEV | 2040 | TWh | 427 | Sub_sector | Industry | Surplus_Heat_in_Industry | Surplus_Heat_in_Industry | Energetic | final_demand_of_industry_unused_local_production_steam_hot_water | Heat | EU | Energy demand | 0 | FEC
LU | TYNDP2026 | HEV | 2040 | TWh | 429 | Sub_sector | Agriculture | Total | Agriculture | Energetic | agriculture_final_demand_electricity_energetic | Electricity | EU | Energy demand | 0.037166 | FEC
LU | TYNDP2026 | HEV | 2040 | TWh | 430 | Sub_sector | Agriculture | Total | Agriculture | Energetic | agriculture_final_demand_hydrogen_energetic | Hydrogen | EU | Energy demand | 0.0009254 | FEC
LU | TYNDP2026 | HEV | 2040 | TWh | 431 | Sub_sector | Agriculture | Total | Agriculture | Energetic | agriculture_final_demand_methane_energetic | Methane | EU | Energy demand | 0.0065837 | FEC
LU | TYNDP2026 | HEV | 2040 | TWh | 432 | Sub_sector | Agriculture | Total | Agriculture | Energetic | agriculture_final_demand_heat_energetic | Heat | EU | Energy demand | 0.00041643 | FEC
LU | TYNDP2026 | HEV | 2040 | TWh | 433 | Sub_sector | Agriculture | Total | Agriculture | Energetic | agriculture_final_demand_biomass_energetic | Biomass | EU | Energy demand | 0.0076633 | FEC
LU | TYNDP2026 | HEV | 2040 | TWh | 434 | Sub_sector | Agriculture | Total | Agriculture | Energetic | agriculture_final_demand_coal_energetic | Solids | EU | Energy demand | 0 | FEC
LU | TYNDP2026 | HEV | 2040 | TWh | 435 | Sub_sector | Agriculture | Total | Agriculture | Energetic | agriculture_final_demand_oil_energetic | Liquids | EU | Energy demand | 0.0099973 | FEC
LU | TYNDP2026 | HEV | 2040 | TWh | 436 | Sub_sector | Agriculture | Total | Agriculture | Energetic | agriculture_final_demand_other_energetic | Others | EU | Energy demand | 0 | FEC
LU | TYNDP2026 | HEV | 2040 | TWh | 437 | Sub_sector | Agriculture | Total | Agriculture | Energetic | agriculture_final_demand_ammonia_energetic | Ammonia | EU | Energy demand | 0 | FEC
LU | TYNDP2026 | HEV | 2040 | TWh | 447 | Sub_sector | Buildings | Surplus Energy | Buildings | Energetic | GAP | Electricity | EU | Energy demand | 0 | FEC
LU | TYNDP2026 | HEV | 2040 | TWh | 448 | Sub_sector | Buildings | Surplus Energy | Buildings | Energetic | GAP | Hydrogen | EU | Energy demand | 0 | FEC
LU | TYNDP2026 | HEV | 2040 | TWh | 449 | Sub_sector | Buildings | Surplus Energy | Buildings | Energetic | GAP | Methane | EU | Energy demand | 0 | FEC
LU | TYNDP2026 | HEV | 2040 | TWh | 450 | Sub_sector | Buildings | Surplus Energy | Buildings | Energetic | GAP | Heat | EU | Energy demand | 0 | FEC
LU | TYNDP2026 | HEV | 2040 | TWh | 451 | Sub_sector | Buildings | Surplus Energy | Buildings | Energetic | GAP | Biomass | EU | Energy demand | 1.06e-05 | FEC
LU | TYNDP2026 | HEV | 2040 | TWh | 452 | Sub_sector | Buildings | Surplus Energy | Buildings | Energetic | GAP | Solids | EU | Energy demand | 0 | FEC
LU | TYNDP2026 | HEV | 2040 | TWh | 453 | Sub_sector | Buildings | Surplus Energy | Buildings | Energetic | GAP | Liquids | EU | Energy demand | 0.16931 | FEC
LU | TYNDP2026 | HEV | 2040 | TWh | 454 | Sub_sector | Buildings | Surplus Energy | Buildings | Energetic | GAP | Others | EU | Energy demand | 0 | FEC
LU | TYNDP2026 | HEV | 2040 | TWh | 455 | Sub_sector | Buildings | Surplus Energy | Buildings | Energetic | GAP | Ammonia | EU | Energy demand | 0 | FEC
LU | TYNDP2026 | HEV | 2040 | TWh | 456 | Sub_sector | Households | Surplus Energy | Households | Energetic | GAP | Electricity | EU | Energy demand | 0 | FEC
LU | TYNDP2026 | HEV | 2040 | TWh | 457 | Sub_sector | Households | Surplus Energy | Households | Energetic | GAP | Hydrogen | EU | Energy demand | 0 | FEC
LU | TYNDP2026 | HEV | 2040 | TWh | 458 | Sub_sector | Households | Surplus Energy | Households | Energetic | GAP | Methane | EU | Energy demand | 0 | FEC
LU | TYNDP2026 | HEV | 2040 | TWh | 459 | Sub_sector | Households | Surplus Energy | Households | Energetic | GAP | Heat | EU | Energy demand | 0 | FEC
LU | TYNDP2026 | HEV | 2040 | TWh | 460 | Sub_sector | Households | Surplus Energy | Households | Energetic | GAP | Biomass | EU | Energy demand | 0 | FEC
LU | TYNDP2026 | HEV | 2040 | TWh | 461 | Sub_sector | Households | Surplus Energy | Households | Energetic | GAP | Solids | EU | Energy demand | 0 | FEC
LU | TYNDP2026 | HEV | 2040 | TWh | 462 | Sub_sector | Households | Surplus Energy | Households | Energetic | GAP | Liquids | EU | Energy demand | 0 | FEC
LU | TYNDP2026 | HEV | 2040 | TWh | 463 | Sub_sector | Households | Surplus Energy | Households | Energetic | GAP | Others | EU | Energy demand | 0 | FEC
LU | TYNDP2026 | HEV | 2040 | TWh | 464 | Sub_sector | Households | Surplus Energy | Households | Energetic | GAP | Ammonia | EU | Energy demand | 0 | FEC
LU | TYNDP2026 | LEV | 2035 | TWh | 102 | Sub_sector | Industry | Aluminium | Industry (aluminium) | Energetic | industry_aluminium_demand_electricity_energetic | Electricity | EU | Energy demand | 0 | FEC
LU | TYNDP2026 | LEV | 2035 | TWh | 103 | Sub_sector | Industry | Aluminium | Industry (aluminium) | Energetic | industry_aluminium_demand_hydrogen_energetic | Hydrogen | EU | Energy demand | 0 | FEC
LU | TYNDP2026 | LEV | 2035 | TWh | 104 | Sub_sector | Industry | Aluminium | Industry (aluminium) | Energetic | industry_aluminium_demand_methane_energetic | Methane | EU | Energy demand | 0 | FEC
LU | TYNDP2026 | LEV | 2035 | TWh | 105 | Sub_sector | Industry | Aluminium | Industry (aluminium) | Energetic | industry_aluminium_demand_heat_energetic | Heat | EU | Energy demand | 0 | FEC
LU | TYNDP2026 | LEV | 2035 | TWh | 106 | Sub_sector | Industry | Aluminium | Industry (aluminium) | Energetic | industry_aluminium_demand_biomass_energetic | Biomass | EU | Energy demand | 0 | FEC
LU | TYNDP2026 | LEV | 2035 | TWh | 107 | Sub_sector | Industry | Aluminium | Industry (aluminium) | Energetic | industry_aluminium_demand_coal_energetic | Solids | EU | Energy demand | 0 | FEC
LU | TYNDP2026 | LEV | 2035 | TWh | 108 | Sub_sector | Industry | Aluminium | Industry (aluminium) | Energetic | industry_aluminium_demand_oil_energetic | Liquids | EU | Energy demand | 0 | FEC
LU | TYNDP2026 | LEV | 2035 | TWh | 109 | Sub_sector | Industry | Aluminium | Industry (aluminium) | Energetic | industry_aluminium_demand_others_energetic | Others | EU | Energy demand | 0 | FEC
LU | TYNDP2026 | LEV | 2035 | TWh | 110 | Sub_sector | Industry | Aluminium | Industry (aluminium) | Energetic | industry_ammonia_demand_others_energetic | Ammonia | EU | Energy demand | 0 | FEC
LU | TYNDP2026 | LEV | 2035 | TWh | 112 | Sub_sector | Industry | Chemicals | Industry (chemicals, energetic) | Energetic | industry_chemical_demand_electricity_energetic | Electricity | EU | Energy demand | 0 | FEC
LU | TYNDP2026 | LEV | 2035 | TWh | 113 | Sub_sector | Industry | Chemicals | Industry (chemicals, energetic) | Energetic | industry_chemical_demand_hydrogen_energetic | Hydrogen | EU | Energy demand | 0 | FEC
LU | TYNDP2026 | LEV | 2035 | TWh | 114 | Sub_sector | Industry | Chemicals | Industry (chemicals, energetic) | Energetic | industry_chemical_demand_methane_energetic | Methane | EU | Energy demand | 0 | FEC
LU | TYNDP2026 | LEV | 2035 | TWh | 115 | Sub_sector | Industry | Chemicals | Industry (chemicals, energetic) | Energetic | industry_chemical_demand_heat_energetic | Heat | EU | Energy demand | 0 | FEC
LU | TYNDP2026 | LEV | 2035 | TWh | 116 | Sub_sector | Industry | Chemicals | Industry (chemicals, energetic) | Energetic | industry_chemical_demand_biomass_energetic | Biomass | EU | Energy demand | 0 | FEC
LU | TYNDP2026 | LEV | 2035 | TWh | 117 | Sub_sector | Industry | Chemicals | Industry (chemicals, energetic) | Energetic | industry_chemical_demand_coal_energetic | Solids | EU | Energy demand | 0 | FEC
LU | TYNDP2026 | LEV | 2035 | TWh | 118 | Sub_sector | Industry | Chemicals | Industry (chemicals, energetic) | Energetic | industry_chemical_demand_oil_energetic | Liquids | EU | Energy demand | 0 | FEC
LU | TYNDP2026 | LEV | 2035 | TWh | 119 | Sub_sector | Industry | Chemicals | Industry (chemicals, energetic) | Energetic | industry_chemical_demand_others_energetic | Others | EU | Energy demand | 0 | FEC
LU | TYNDP2026 | LEV | 2035 | TWh | 120 | Sub_sector | Industry | Chemicals | Industry (chemicals, energetic) | Energetic | industry_chemical_demand_ammonia_energetic | Ammonia | EU | Energy demand | 0 | FEC
LU | TYNDP2026 | LEV | 2035 | TWh | 122 | Sub_sector | Industry | Chemicals | Industry (chemicals, non-energetic) | Non-energetic | industry_chemical_demand_electricity_non_energetic | Electricity | EU | Energy demand | 0 | not_included_in_FEC
LU | TYNDP2026 | LEV | 2035 | TWh | 123 | Sub_sector | Industry | Chemicals | Industry (chemicals, non-energetic) | Non-energetic | industry_chemical_demand_hydrogen_non_energetic | Hydrogen | EU | Energy demand | 0 | not_included_in_FEC
LU | TYNDP2026 | LEV | 2035 | TWh | 124 | Sub_sector | Industry | Chemicals | Industry (chemicals, non-energetic) | Non-energetic | industry_chemical_demand_methane_non_energetic | Methane | EU | Energy demand | 0 | not_included_in_FEC
LU | TYNDP2026 | LEV | 2035 | TWh | 125 | Sub_sector | Industry | Chemicals | Industry (chemicals, non-energetic) | Non-energetic | industry_chemical_demand_heat_non_energetic | Heat | EU | Energy demand | 0 | not_included_in_FEC
LU | TYNDP2026 | LEV | 2035 | TWh | 126 | Sub_sector | Industry | Chemicals | Industry (chemicals, non-energetic) | Non-energetic | industry_chemical_demand_biomass_non_energetic | Biomass | EU | Energy demand | 0 | not_included_in_FEC
LU | TYNDP2026 | LEV | 2035 | TWh | 127 | Sub_sector | Industry | Chemicals | Industry (chemicals, non-energetic) | Non-energetic | industry_chemical_demand_coal_non_energetic | Solids | EU | Energy demand | 0 | not_included_in_FEC
LU | TYNDP2026 | LEV | 2035 | TWh | 128 | Sub_sector | Industry | Chemicals | Industry (chemicals, non-energetic) | Non-energetic | industry_chemical_demand_oil_non_energetic | Liquids | EU | Energy demand | 0 | not_included_in_FEC
LU | TYNDP2026 | LEV | 2035 | TWh | 129 | Sub_sector | Industry | Chemicals | Industry (chemicals, non-energetic) | Non-energetic | industry_chemical_demand_others_non_energetic | Others | EU | Energy demand | 0 | not_included_in_FEC
LU | TYNDP2026 | LEV | 2035 | TWh | 130 | Sub_sector | Industry | Chemicals | Industry (chemicals, non-energetic) | Non-energetic | industry_chemical_demand_ammonia_non_energetic | Ammonia | EU | Energy demand | 0 | not_included_in_FEC
LU | TYNDP2026 | LEV | 2035 | TWh | 132 | Sub_sector | Industry | Fertilizers | Industry (fertilizers, energetic) | Energetic | industry_fertilizers_demand_electricity_energetic | Electricity | EU | Energy demand | 0 | FEC
LU | TYNDP2026 | LEV | 2035 | TWh | 133 | Sub_sector | Industry | Fertilizers | Industry (fertilizers, energetic) | Energetic | industry_fertilizers_demand_hydrogen_energetic | Hydrogen | EU | Energy demand | 0 | FEC
LU | TYNDP2026 | LEV | 2035 | TWh | 134 | Sub_sector | Industry | Fertilizers | Industry (fertilizers, energetic) | Energetic | industry_fertilizers_demand_methane_energetic | Methane | EU | Energy demand | 0 | FEC
LU | TYNDP2026 | LEV | 2035 | TWh | 135 | Sub_sector | Industry | Fertilizers | Industry (fertilizers, energetic) | Energetic | industry_fertilizers_demand_heat_energetic | Heat | EU | Energy demand | 0 | FEC
LU | TYNDP2026 | LEV | 2035 | TWh | 136 | Sub_sector | Industry | Fertilizers | Industry (fertilizers, energetic) | Energetic | industry_fertilizers_demand_biomass_energetic | Biomass | EU | Energy demand | 0 | FEC
LU | TYNDP2026 | LEV | 2035 | TWh | 137 | Sub_sector | Industry | Fertilizers | Industry (fertilizers, energetic) | Energetic | industry_fertilizers_demand_coal_energetic | Solids | EU | Energy demand | 0 | FEC
LU | TYNDP2026 | LEV | 2035 | TWh | 138 | Sub_sector | Industry | Fertilizers | Industry (fertilizers, energetic) | Energetic | industry_fertilizers_demand_oil_energetic | Liquids | EU | Energy demand | 0 | FEC
LU | TYNDP2026 | LEV | 2035 | TWh | 139 | Sub_sector | Industry | Fertilizers | Industry (fertilizers, energetic) | Energetic | industry_fertilizers_demand_others_energetic | Others | EU | Energy demand | 0 | FEC
LU | TYNDP2026 | LEV | 2035 | TWh | 140 | Sub_sector | Industry | Fertilizers | Industry (fertilizers, energetic) | Energetic | industry_fertilizers_demand_ammonia_energetic | Ammonia | EU | Energy demand | 0 | FEC
LU | TYNDP2026 | LEV | 2035 | TWh | 142 | Sub_sector | Industry | Fertilizers | Industry (fertilizers, non-energetic) | Non-energetic | industry_fertilizers_demand_electricity_non_energetic | Electricity | EU | Energy demand | 0 | not_included_in_FEC
LU | TYNDP2026 | LEV | 2035 | TWh | 143 | Sub_sector | Industry | Fertilizers | Industry (fertilizers, non-energetic) | Non-energetic | industry_fertilizers_demand_hydrogen_non_energetic | Hydrogen | EU | Energy demand | 0 | not_included_in_FEC
LU | TYNDP2026 | LEV | 2035 | TWh | 144 | Sub_sector | Industry | Fertilizers | Industry (fertilizers, non-energetic) | Non-energetic | industry_fertilizers_demand_methane_non_energetic | Methane | EU | Energy demand | 0 | not_included_in_FEC
LU | TYNDP2026 | LEV | 2035 | TWh | 145 | Sub_sector | Industry | Fertilizers | Industry (fertilizers, non-energetic) | Non-energetic | industry_fertilizers_demand_heat_non_energetic | Heat | EU | Energy demand | 0 | not_included_in_FEC
LU | TYNDP2026 | LEV | 2035 | TWh | 146 | Sub_sector | Industry | Fertilizers | Industry (fertilizers, non-energetic) | Non-energetic | industry_fertilizers_demand_biomass_non_energetic | Biomass | EU | Energy demand | 0 | not_included_in_FEC
LU | TYNDP2026 | LEV | 2035 | TWh | 147 | Sub_sector | Industry | Fertilizers | Industry (fertilizers, non-energetic) | Non-energetic | industry_fertilizers_demand_coal_non_energetic | Solids | EU | Energy demand | 0 | not_included_in_FEC
LU | TYNDP2026 | LEV | 2035 | TWh | 148 | Sub_sector | Industry | Fertilizers | Industry (fertilizers, non-energetic) | Non-energetic | industry_fertilizers_demand_oil_non_energetic | Liquids | EU | Energy demand | 0 | not_included_in_FEC
LU | TYNDP2026 | LEV | 2035 | TWh | 149 | Sub_sector | Industry | Fertilizers | Industry (fertilizers, non-energetic) | Non-energetic | industry_fertilizers_demand_others_non_energetic | Others | EU | Energy demand | 0 | not_included_in_FEC
LU | TYNDP2026 | LEV | 2035 | TWh | 150 | Sub_sector | Industry | Fertilizers | Industry (fertilizers, non-energetic) | Non-energetic | industry_fertilizers_demand_ammonia_non_energetic | Ammonia | EU | Energy demand | 0 | not_included_in_FEC
LU | TYNDP2026 | LEV | 2035 | TWh | 152 | Sub_sector | Industry | Food | Industry (food) | Energetic | industry_food_demand_electricity_energetic | Electricity | EU | Energy demand | 0 | FEC
LU | TYNDP2026 | LEV | 2035 | TWh | 153 | Sub_sector | Industry | Food | Industry (food) | Energetic | industry_food_demand_hydrogen_energetic | Hydrogen | EU | Energy demand | 0 | FEC
LU | TYNDP2026 | LEV | 2035 | TWh | 154 | Sub_sector | Industry | Food | Industry (food) | Energetic | industry_food_demand_methane_energetic | Methane | EU | Energy demand | 0 | FEC
LU | TYNDP2026 | LEV | 2035 | TWh | 155 | Sub_sector | Industry | Food | Industry (food) | Energetic | industry_food_demand_heat_energetic | Heat | EU | Energy demand | 0 | FEC
LU | TYNDP2026 | LEV | 2035 | TWh | 156 | Sub_sector | Industry | Food | Industry (food) | Energetic | industry_food_demand_biomass_energetic | Biomass | EU | Energy demand | 0 | FEC
LU | TYNDP2026 | LEV | 2035 | TWh | 157 | Sub_sector | Industry | Food | Industry (food) | Energetic | industry_food_demand_coal_energetic | Solids | EU | Energy demand | 0 | FEC
LU | TYNDP2026 | LEV | 2035 | TWh | 158 | Sub_sector | Industry | Food | Industry (food) | Energetic | industry_food_demand_oil_energetic | Liquids | EU | Energy demand | 0 | FEC
LU | TYNDP2026 | LEV | 2035 | TWh | 159 | Sub_sector | Industry | Food | Industry (food) | Energetic | industry_food_demand_others_energetic | Others | EU | Energy demand | 0 | FEC
LU | TYNDP2026 | LEV | 2035 | TWh | 160 | Sub_sector | Industry | Food | Industry (food) | Energetic | industry_food_demand_ammonia_energetic | Ammonia | EU | Energy demand | 0 | FEC
LU | TYNDP2026 | LEV | 2035 | TWh | 162 | Sub_sector | Industry | Metals | Industry (metal) | Energetic | industry_metal_demand_electricity_energetic | Electricity | EU | Energy demand | 0 | FEC
LU | TYNDP2026 | LEV | 2035 | TWh | 163 | Sub_sector | Industry | Metals | Industry (metal) | Energetic | industry_metal_demand_hydrogen_energetic | Hydrogen | EU | Energy demand | 0 | FEC
LU | TYNDP2026 | LEV | 2035 | TWh | 164 | Sub_sector | Industry | Metals | Industry (metal) | Energetic | industry_metal_demand_methane_energetic | Methane | EU | Energy demand | 0 | FEC
LU | TYNDP2026 | LEV | 2035 | TWh | 165 | Sub_sector | Industry | Metals | Industry (metal) | Energetic | industry_metal_demand_heat_energetic | Heat | EU | Energy demand | 0 | FEC
LU | TYNDP2026 | LEV | 2035 | TWh | 166 | Sub_sector | Industry | Metals | Industry (metal) | Energetic | industry_metal_demand_biomass_energetic | Biomass | EU | Energy demand | 0 | FEC
LU | TYNDP2026 | LEV | 2035 | TWh | 167 | Sub_sector | Industry | Metals | Industry (metal) | Energetic | industry_metal_demand_coal_energetic | Solids | EU | Energy demand | 0 | FEC
LU | TYNDP2026 | LEV | 2035 | TWh | 168 | Sub_sector | Industry | Metals | Industry (metal) | Energetic | industry_metal_demand_oil_energetic | Liquids | EU | Energy demand | 0 | FEC
LU | TYNDP2026 | LEV | 2035 | TWh | 169 | Sub_sector | Industry | Metals | Industry (metal) | Energetic | industry_metal_demand_others_energetic | Others | EU | Energy demand | 0 | FEC
LU | TYNDP2026 | LEV | 2035 | TWh | 170 | Sub_sector | Industry | Metals | Industry (metal) | Energetic | industry_metal_demand_ammonia_energetic | Ammonia | EU | Energy demand | 0 | FEC
LU | TYNDP2026 | LEV | 2035 | TWh | 172 | Sub_sector | Industry | Others | Industry (other, energetic) | Energetic | industry_other_demand_electricity_energetic | Electricity | EU | Energy demand | 1.1219 | FEC
LU | TYNDP2026 | LEV | 2035 | TWh | 173 | Sub_sector | Industry | Others | Industry (other, energetic) | Energetic | industry_other_demand_hydrogen_energetic | Hydrogen | EU | Energy demand | 0.66323 | FEC
LU | TYNDP2026 | LEV | 2035 | TWh | 174 | Sub_sector | Industry | Others | Industry (other, energetic) | Energetic | industry_other_demand_methane_energetic | Methane | EU | Energy demand | 0 | FEC
LU | TYNDP2026 | LEV | 2035 | TWh | 175 | Sub_sector | Industry | Others | Industry (other, energetic) | Energetic | industry_other_demand_heat_energetic | Heat | EU | Energy demand | 0 | FEC
LU | TYNDP2026 | LEV | 2035 | TWh | 176 | Sub_sector | Industry | Others | Industry (other, energetic) | Energetic | industry_other_demand_biomass_energetic | Biomass | EU | Energy demand | 0 | FEC
LU | TYNDP2026 | LEV | 2035 | TWh | 177 | Sub_sector | Industry | Others | Industry (other, energetic) | Energetic | industry_other_demand_coal_energetic | Solids | EU | Energy demand | 2.3312 | FEC
LU | TYNDP2026 | LEV | 2035 | TWh | 178 | Sub_sector | Industry | Others | Industry (other, energetic) | Energetic | industry_other_demand_oil_energetic | Liquids | EU | Energy demand | 0 | FEC
LU | TYNDP2026 | LEV | 2035 | TWh | 179 | Sub_sector | Industry | Others | Industry (other, energetic) | Energetic | industry_other_demand_others_energetic | Others | EU | Energy demand | 0 | FEC
LU | TYNDP2026 | LEV | 2035 | TWh | 180 | Sub_sector | Industry | Others | Industry (other, energetic) | Energetic | industry_other_demand_ammonia_energetic | Ammonia | EU | Energy demand | 0 | FEC
LU | TYNDP2026 | LEV | 2035 | TWh | 182 | Sub_sector | Industry | Others | Industry (other, non-energetic) | Non-energetic | industry_other_demand_electricity_non_energetic | Electricity | EU | Energy demand | 0 | not_included_in_FEC
LU | TYNDP2026 | LEV | 2035 | TWh | 183 | Sub_sector | Industry | Others | Industry (other, non-energetic) | Non-energetic | industry_other_demand_hydrogen_non_energetic | Hydrogen | EU | Energy demand | 0.83068 | not_included_in_FEC
LU | TYNDP2026 | LEV | 2035 | TWh | 184 | Sub_sector | Industry | Others | Industry (other, non-energetic) | Non-energetic | industry_other_demand_methane_non_energetic | Methane | EU | Energy demand | 0 | not_included_in_FEC
LU | TYNDP2026 | LEV | 2035 | TWh | 185 | Sub_sector | Industry | Others | Industry (other, non-energetic) | Non-energetic | industry_other_demand_heat_non_energetic | Heat | EU | Energy demand | 0 | not_included_in_FEC
LU | TYNDP2026 | LEV | 2035 | TWh | 186 | Sub_sector | Industry | Others | Industry (other, non-energetic) | Non-energetic | industry_other_demand_biomass_non_energetic | Biomass | EU | Energy demand | 0 | not_included_in_FEC
LU | TYNDP2026 | LEV | 2035 | TWh | 187 | Sub_sector | Industry | Others | Industry (other, non-energetic) | Non-energetic | industry_other_demand_coal_non_energetic | Solids | EU | Energy demand | 0 | not_included_in_FEC
LU | TYNDP2026 | LEV | 2035 | TWh | 188 | Sub_sector | Industry | Others | Industry (other, non-energetic) | Non-energetic | industry_other_demand_oil_non_energetic | Liquids | EU | Energy demand | 1.6621 | not_included_in_FEC
LU | TYNDP2026 | LEV | 2035 | TWh | 189 | Sub_sector | Industry | Others | Industry (other, non-energetic) | Non-energetic | industry_other_demand_others_non_energetic | Others | EU | Energy demand | 0 | not_included_in_FEC
LU | TYNDP2026 | LEV | 2035 | TWh | 190 | Sub_sector | Industry | Others | Industry (other, non-energetic) | Non-energetic | industry_other_demand_ammonia_non_energetic | Ammonia | EU | Energy demand | 0 | not_included_in_FEC
LU | TYNDP2026 | LEV | 2035 | TWh | 192 | Sub_sector | Industry | Paper | Industry (paper) | Energetic | industry_paper_demand_electricity_energetic | Electricity | EU | Energy demand | 0 | FEC
LU | TYNDP2026 | LEV | 2035 | TWh | 193 | Sub_sector | Industry | Paper | Industry (paper) | Energetic | industry_paper_demand_hydrogen_energetic | Hydrogen | EU | Energy demand | 0 | FEC
LU | TYNDP2026 | LEV | 2035 | TWh | 194 | Sub_sector | Industry | Paper | Industry (paper) | Energetic | industry_paper_demand_methane_energetic | Methane | EU | Energy demand | 0 | FEC
LU | TYNDP2026 | LEV | 2035 | TWh | 195 | Sub_sector | Industry | Paper | Industry (paper) | Energetic | industry_paper_demand_heat_energetic | Heat | EU | Energy demand | 0 | FEC
LU | TYNDP2026 | LEV | 2035 | TWh | 196 | Sub_sector | Industry | Paper | Industry (paper) | Energetic | industry_paper_demand_biomass_energetic | Biomass | EU | Energy demand | 0 | FEC
LU | TYNDP2026 | LEV | 2035 | TWh | 197 | Sub_sector | Industry | Paper | Industry (paper) | Energetic | industry_paper_demand_coal_energetic | Solids | EU | Energy demand | 0 | FEC
LU | TYNDP2026 | LEV | 2035 | TWh | 198 | Sub_sector | Industry | Paper | Industry (paper) | Energetic | industry_paper_demand_oil_energetic | Liquids | EU | Energy demand | 0 | FEC
LU | TYNDP2026 | LEV | 2035 | TWh | 199 | Sub_sector | Industry | Paper | Industry (paper) | Energetic | industry_paper_demand_others_energetic | Others | EU | Energy demand | 0 | FEC
LU | TYNDP2026 | LEV | 2035 | TWh | 200 | Sub_sector | Industry | Paper | Industry (paper) | Energetic | industry_paper_demand_ammonia_energetic | Ammonia | EU | Energy demand | 0 | FEC
LU | TYNDP2026 | LEV | 2035 | TWh | 202 | Sub_sector | Industry | Refineries | Industry (refineries, energetic) | Energetic | industry_refinery_demand_electricity_energetic | Electricity | EU | Energy demand | 0 | not_included_in_FEC
LU | TYNDP2026 | LEV | 2035 | TWh | 203 | Sub_sector | Industry | Refineries | Industry (refineries, energetic) | Energetic | industry_refinery_demand_hydrogen_energetic | Hydrogen | EU | Energy demand | 0 | not_included_in_FEC
LU | TYNDP2026 | LEV | 2035 | TWh | 204 | Sub_sector | Industry | Refineries | Industry (refineries, energetic) | Energetic | industry_refinery_demand_methane_energetic | Methane | EU | Energy demand | 0 | not_included_in_FEC
LU | TYNDP2026 | LEV | 2035 | TWh | 205 | Sub_sector | Industry | Refineries | Industry (refineries, energetic) | Energetic | industry_refinery_demand_heat_energetic | Heat | EU | Energy demand | 0 | not_included_in_FEC
LU | TYNDP2026 | LEV | 2035 | TWh | 206 | Sub_sector | Industry | Refineries | Industry (refineries, energetic) | Energetic | industry_refinery_demand_biomass_energetic | Biomass | EU | Energy demand | 0 | not_included_in_FEC
LU | TYNDP2026 | LEV | 2035 | TWh | 207 | Sub_sector | Industry | Refineries | Industry (refineries, energetic) | Energetic | industry_refinery_demand_coal_energetic | Solids | EU | Energy demand | 0 | not_included_in_FEC
LU | TYNDP2026 | LEV | 2035 | TWh | 208 | Sub_sector | Industry | Refineries | Industry (refineries, energetic) | Energetic | industry_refinery_demand_oil_energetic | Liquids | EU | Energy demand | 0 | not_included_in_FEC
LU | TYNDP2026 | LEV | 2035 | TWh | 209 | Sub_sector | Industry | Refineries | Industry (refineries, energetic) | Energetic | industry_refinery_demand_others_energetic | Others | EU | Energy demand | 0 | not_included_in_FEC
LU | TYNDP2026 | LEV | 2035 | TWh | 210 | Sub_sector | Industry | Refineries | Industry (refineries, energetic) | Energetic | industry_refinery_demand_ammonia_energetic | Ammonia | EU | Energy demand | 0 | not_included_in_FEC
LU | TYNDP2026 | LEV | 2035 | TWh | 212 | Sub_sector | Industry | Refineries | Industry (refineries, non-energetic) | Non-energetic | industry_refinery_demand_electricity_non_energetic | Electricity | EU | Energy demand | 0 | not_included_in_FEC
LU | TYNDP2026 | LEV | 2035 | TWh | 213 | Sub_sector | Industry | Refineries | Industry (refineries, non-energetic) | Non-energetic | industry_refinery_demand_hydrogen_non_energetic | Hydrogen | EU | Energy demand | 0 | not_included_in_FEC
LU | TYNDP2026 | LEV | 2035 | TWh | 214 | Sub_sector | Industry | Refineries | Industry (refineries, non-energetic) | Non-energetic | industry_refinery_demand_methane_non_energetic | Methane | EU | Energy demand | 0 | not_included_in_FEC
LU | TYNDP2026 | LEV | 2035 | TWh | 215 | Sub_sector | Industry | Refineries | Industry (refineries, non-energetic) | Non-energetic | industry_refinery_demand_heat_non_energetic | Heat | EU | Energy demand | 0 | not_included_in_FEC
LU | TYNDP2026 | LEV | 2035 | TWh | 216 | Sub_sector | Industry | Refineries | Industry (refineries, non-energetic) | Non-energetic | industry_refinery_demand_biomass_non_energetic | Biomass | EU | Energy demand | 0 | not_included_in_FEC
LU | TYNDP2026 | LEV | 2035 | TWh | 217 | Sub_sector | Industry | Refineries | Industry (refineries, non-energetic) | Non-energetic | industry_refinery_demand_coal_non_energetic | Solids | EU | Energy demand | 0 | not_included_in_FEC
LU | TYNDP2026 | LEV | 2035 | TWh | 218 | Sub_sector | Industry | Refineries | Industry (refineries, non-energetic) | Non-energetic | industry_refinery_demand_oil_non_energetic | Liquids | EU | Energy demand | 0 | not_included_in_FEC
LU | TYNDP2026 | LEV | 2035 | TWh | 219 | Sub_sector | Industry | Refineries | Industry (refineries, non-energetic) | Non-energetic | industry_refinery_demand_others_non_energetic | Others | EU | Energy demand | 0 | not_included_in_FEC
LU | TYNDP2026 | LEV | 2035 | TWh | 220 | Sub_sector | Industry | Refineries | Industry (refineries, non-energetic) | Non-energetic | industry_refinery_demand_ammonia_non_energetic | Ammonia | EU | Energy demand | 0 | not_included_in_FEC
LU | TYNDP2026 | LEV | 2035 | TWh | 222 | Sub_sector | Industry | Steel | Industry (steel) | Energetic | industry_steel_demand_electricity_energetic | Electricity | EU | Energy demand | 0 | FEC
LU | TYNDP2026 | LEV | 2035 | TWh | 223 | Sub_sector | Industry | Steel | Industry (steel) | Energetic | industry_steel_demand_hydrogen_energetic | Hydrogen | EU | Energy demand | 0 | FEC
LU | TYNDP2026 | LEV | 2035 | TWh | 224 | Sub_sector | Industry | Steel | Industry (steel) | Energetic | industry_steel_demand_methane_energetic | Methane | EU | Energy demand | 0 | FEC
LU | TYNDP2026 | LEV | 2035 | TWh | 225 | Sub_sector | Industry | Steel | Industry (steel) | Energetic | industry_steel_demand_heat_energetic | Heat | EU | Energy demand | 0 | FEC
LU | TYNDP2026 | LEV | 2035 | TWh | 226 | Sub_sector | Industry | Steel | Industry (steel) | Energetic | industry_steel_demand_biomass_energetic | Biomass | EU | Energy demand | 0 | FEC
LU | TYNDP2026 | LEV | 2035 | TWh | 227 | Sub_sector | Industry | Steel | Industry (steel) | Energetic | industry_steel_demand_coal_energetic | Solids | EU | Energy demand | 0 | FEC
LU | TYNDP2026 | LEV | 2035 | TWh | 228 | Sub_sector | Industry | Steel | Industry (steel) | Energetic | industry_steel_demand_oil_energetic | Liquids | EU | Energy demand | 0 | FEC
LU | TYNDP2026 | LEV | 2035 | TWh | 229 | Sub_sector | Industry | Steel | Industry (steel) | Energetic | industry_steel_demand_others_energetic | Others | EU | Energy demand | 0 | FEC
LU | TYNDP2026 | LEV | 2035 | TWh | 230 | Sub_sector | Industry | Steel | Industry (steel) | Energetic | industry_steel_demand_ammonia_energetic | Ammonia | EU | Energy demand | 0 | FEC
LU | TYNDP2026 | LEV | 2035 | TWh | 232 | Sub_sector | Transport | Cars | Transport (cars) | Energetic | transport_cars_final_demand_electricity | Electricity | EU | Energy demand | 0.17081 | FEC
LU | TYNDP2026 | LEV | 2035 | TWh | 233 | Sub_sector | Transport | Cars | Transport (cars) | Energetic | transport_cars_final_demand_hydrogen | Hydrogen | EU | Energy demand | 0.18617 | FEC
LU | TYNDP2026 | LEV | 2035 | TWh | 234 | Sub_sector | Transport | Cars | Transport (cars) | Energetic | transport_cars_final_demand_methane | Methane | EU | Energy demand | 0 | FEC
LU | TYNDP2026 | LEV | 2035 | TWh | 235 | Sub_sector | Transport | Cars | Transport (cars) | Energetic | transport_cars_final_demand_heat | Heat | EU | Energy demand | 0 | FEC
LU | TYNDP2026 | LEV | 2035 | TWh | 236 | Sub_sector | Transport | Cars | Transport (cars) | Energetic | transport_cars_final_demand_biomass | Biomass | EU | Energy demand | 0 | FEC
LU | TYNDP2026 | LEV | 2035 | TWh | 237 | Sub_sector | Transport | Cars | Transport (cars) | Energetic | transport_cars_final_demand_coal | Solids | EU | Energy demand | 0 | FEC
LU | TYNDP2026 | LEV | 2035 | TWh | 238 | Sub_sector | Transport | Cars | Transport (cars) | Energetic | transport_cars_final_demand_oil | Liquids | EU | Energy demand | 9.5796 | FEC
LU | TYNDP2026 | LEV | 2035 | TWh | 239 | Sub_sector | Transport | Cars | Transport (cars) | Energetic | transport_cars_final_demand_other | Others | EU | Energy demand | 0 | FEC
LU | TYNDP2026 | LEV | 2035 | TWh | 240 | Sub_sector | Transport | Cars | Transport (cars) | Energetic | transport_cars_final_demand_ammonia | Ammonia | EU | Energy demand | 0 | FEC
LU | TYNDP2026 | LEV | 2035 | TWh | 242 | Sub_sector | Transport | Busses | Transport (busses) | Energetic | transport_busses_final_demand_electricity | Electricity | EU | Energy demand | 0 | FEC
LU | TYNDP2026 | LEV | 2035 | TWh | 243 | Sub_sector | Transport | Busses | Transport (busses) | Energetic | transport_busses_final_demand_hydrogen | Hydrogen | EU | Energy demand | 0 | FEC
LU | TYNDP2026 | LEV | 2035 | TWh | 244 | Sub_sector | Transport | Busses | Transport (busses) | Energetic | transport_busses_final_demand_methane | Methane | EU | Energy demand | 0 | FEC
LU | TYNDP2026 | LEV | 2035 | TWh | 245 | Sub_sector | Transport | Busses | Transport (busses) | Energetic | transport_busses_final_demand_heat | Heat | EU | Energy demand | 0 | FEC
LU | TYNDP2026 | LEV | 2035 | TWh | 246 | Sub_sector | Transport | Busses | Transport (busses) | Energetic | transport_busses_final_demand_biomass | Biomass | EU | Energy demand | 0 | FEC
LU | TYNDP2026 | LEV | 2035 | TWh | 247 | Sub_sector | Transport | Busses | Transport (busses) | Energetic | transport_busses_final_demand_coal | Solids | EU | Energy demand | 0 | FEC
LU | TYNDP2026 | LEV | 2035 | TWh | 248 | Sub_sector | Transport | Busses | Transport (busses) | Energetic | transport_busses_final_demand_oil | Liquids | EU | Energy demand | 0 | FEC
LU | TYNDP2026 | LEV | 2035 | TWh | 249 | Sub_sector | Transport | Busses | Transport (busses) | Energetic | transport_busses_final_demand_other | Others | EU | Energy demand | 0 | FEC
LU | TYNDP2026 | LEV | 2035 | TWh | 250 | Sub_sector | Transport | Busses | Transport (busses) | Energetic | transport_busses_final_demand_ammonia | Ammonia | EU | Energy demand | 0 | FEC
LU | TYNDP2026 | LEV | 2035 | TWh | 252 | Sub_sector | Transport | Trucks | Transport (trucks) | Energetic | transport_trucks_final_demand_electricity | Electricity | EU | Energy demand | 0.8552 | FEC
LU | TYNDP2026 | LEV | 2035 | TWh | 253 | Sub_sector | Transport | Trucks | Transport (trucks) | Energetic | transport_trucks_final_demand_hydrogen | Hydrogen | EU | Energy demand | 0.55832 | FEC
LU | TYNDP2026 | LEV | 2035 | TWh | 254 | Sub_sector | Transport | Trucks | Transport (trucks) | Energetic | transport_trucks_final_demand_methane | Methane | EU | Energy demand | 0.27891 | FEC
LU | TYNDP2026 | LEV | 2035 | TWh | 255 | Sub_sector | Transport | Trucks | Transport (trucks) | Energetic | transport_trucks_final_demand_heat | Heat | EU | Energy demand | 0 | FEC
LU | TYNDP2026 | LEV | 2035 | TWh | 256 | Sub_sector | Transport | Trucks | Transport (trucks) | Energetic | transport_trucks_final_demand_biomass | Biomass | EU | Energy demand | 0 | FEC
LU | TYNDP2026 | LEV | 2035 | TWh | 257 | Sub_sector | Transport | Trucks | Transport (trucks) | Energetic | transport_trucks_final_demand_coal | Solids | EU | Energy demand | 0 | FEC
LU | TYNDP2026 | LEV | 2035 | TWh | 258 | Sub_sector | Transport | Trucks | Transport (trucks) | Energetic | transport_trucks_final_demand_oil | Liquids | EU | Energy demand | 5.3441 | FEC
LU | TYNDP2026 | LEV | 2035 | TWh | 259 | Sub_sector | Transport | Trucks | Transport (trucks) | Energetic | transport_trucks_final_demand_other | Others | EU | Energy demand | 0 | FEC
LU | TYNDP2026 | LEV | 2035 | TWh | 260 | Sub_sector | Transport | Trucks | Transport (trucks) | Energetic | transport_trucks_final_demand_ammonia | Ammonia | EU | Energy demand | 0 | FEC
LU | TYNDP2026 | LEV | 2035 | TWh | 262 | Sub_sector | Transport | Vans | Transport (vans) | Energetic | transport_vans_final_demand_electricity | Electricity | EU | Energy demand | 0 | FEC
LU | TYNDP2026 | LEV | 2035 | TWh | 263 | Sub_sector | Transport | Vans | Transport (vans) | Energetic | transport_vans_final_demand_hydrogen | Hydrogen | EU | Energy demand | 0 | FEC
LU | TYNDP2026 | LEV | 2035 | TWh | 264 | Sub_sector | Transport | Vans | Transport (vans) | Energetic | transport_vans_final_demand_methane | Methane | EU | Energy demand | 0 | FEC
LU | TYNDP2026 | LEV | 2035 | TWh | 265 | Sub_sector | Transport | Vans | Transport (vans) | Energetic | transport_vans_final_demand_heat | Heat | EU | Energy demand | 0 | FEC
LU | TYNDP2026 | LEV | 2035 | TWh | 266 | Sub_sector | Transport | Vans | Transport (vans) | Energetic | transport_vans_final_demand_biomass | Biomass | EU | Energy demand | 0 | FEC
LU | TYNDP2026 | LEV | 2035 | TWh | 267 | Sub_sector | Transport | Vans | Transport (vans) | Energetic | transport_vans_final_demand_coal | Solids | EU | Energy demand | 0 | FEC
LU | TYNDP2026 | LEV | 2035 | TWh | 268 | Sub_sector | Transport | Vans | Transport (vans) | Energetic | transport_vans_final_demand_oil | Liquids | EU | Energy demand | 0 | FEC
LU | TYNDP2026 | LEV | 2035 | TWh | 269 | Sub_sector | Transport | Vans | Transport (vans) | Energetic | transport_vans_final_demand_other | Others | EU | Energy demand | 0 | FEC
LU | TYNDP2026 | LEV | 2035 | TWh | 270 | Sub_sector | Transport | Vans | Transport (vans) | Energetic | transport_vans_final_demand_ammonia | Ammonia | EU | Energy demand | 0 | FEC
LU | TYNDP2026 | LEV | 2035 | TWh | 272 | Sub_sector | Transport | Freight trains | Transport (trains) | Energetic | transport_trains_final_demand_electricity | Electricity | EU | Energy demand | 0 | FEC
LU | TYNDP2026 | LEV | 2035 | TWh | 273 | Sub_sector | Transport | Freight trains | Transport (trains) | Energetic | transport_trains_final_demand_hydrogen | Hydrogen | EU | Energy demand | 0 | FEC
LU | TYNDP2026 | LEV | 2035 | TWh | 274 | Sub_sector | Transport | Freight trains | Transport (trains) | Energetic | transport_trains_final_demand_methane | Methane | EU | Energy demand | 0 | FEC
LU | TYNDP2026 | LEV | 2035 | TWh | 275 | Sub_sector | Transport | Freight trains | Transport (trains) | Energetic | transport_trains_final_demand_heat | Heat | EU | Energy demand | 0 | FEC
LU | TYNDP2026 | LEV | 2035 | TWh | 276 | Sub_sector | Transport | Freight trains | Transport (trains) | Energetic | transport_trains_final_demand_biomass | Biomass | EU | Energy demand | 0 | FEC
LU | TYNDP2026 | LEV | 2035 | TWh | 277 | Sub_sector | Transport | Freight trains | Transport (trains) | Energetic | transport_trains_final_demand_coal | Solids | EU | Energy demand | 0 | FEC
LU | TYNDP2026 | LEV | 2035 | TWh | 278 | Sub_sector | Transport | Freight trains | Transport (trains) | Energetic | transport_trains_final_demand_oil | Liquids | EU | Energy demand | 0 | FEC
LU | TYNDP2026 | LEV | 2035 | TWh | 279 | Sub_sector | Transport | Freight trains | Transport (trains) | Energetic | transport_trains_final_demand_other | Others | EU | Energy demand | 0 | FEC
LU | TYNDP2026 | LEV | 2035 | TWh | 280 | Sub_sector | Transport | Freight trains | Transport (trains) | Energetic | transport_trains_final_demand_ammonia | Ammonia | EU | Energy demand | 0 | FEC
LU | TYNDP2026 | LEV | 2035 | TWh | 282 | Sub_sector | Transport | Ships | Transport (ships) | Energetic | transport_ships_final_demand_electricity | Electricity | EU | Energy demand | 0 | FEC
LU | TYNDP2026 | LEV | 2035 | TWh | 283 | Sub_sector | Transport | Ships | Transport (ships) | Energetic | transport_ships_final_demand_hydrogen | Hydrogen | EU | Energy demand | 0 | FEC
LU | TYNDP2026 | LEV | 2035 | TWh | 284 | Sub_sector | Transport | Ships | Transport (ships) | Energetic | transport_ships_final_demand_methane | Methane | EU | Energy demand | 0 | FEC
LU | TYNDP2026 | LEV | 2035 | TWh | 285 | Sub_sector | Transport | Ships | Transport (ships) | Energetic | transport_ships_final_demand_heat | Heat | EU | Energy demand | 0 | FEC
LU | TYNDP2026 | LEV | 2035 | TWh | 286 | Sub_sector | Transport | Ships | Transport (ships) | Energetic | transport_ships_final_demand_biomass | Biomass | EU | Energy demand | 0 | FEC
LU | TYNDP2026 | LEV | 2035 | TWh | 287 | Sub_sector | Transport | Ships | Transport (ships) | Energetic | transport_ships_final_demand_coal | Solids | EU | Energy demand | 0 | FEC
LU | TYNDP2026 | LEV | 2035 | TWh | 288 | Sub_sector | Transport | Ships | Transport (ships) | Energetic | transport_ships_final_demand_oil | Liquids | EU | Energy demand | 0 | FEC
LU | TYNDP2026 | LEV | 2035 | TWh | 289 | Sub_sector | Transport | Ships | Transport (ships) | Energetic | transport_ships_final_demand_other | Others | EU | Energy demand | 0 | FEC
LU | TYNDP2026 | LEV | 2035 | TWh | 290 | Sub_sector | Transport | Ships | Transport (ships) | Energetic | transport_ships_final_demand_ammonia | Ammonia | EU | Energy demand | 0 | FEC
LU | TYNDP2026 | LEV | 2035 | TWh | 292 | Sub_sector | Transport | Planes | Transport (planes) | Energetic | transport_planes_final_demand_electricity | Electricity | EU | Energy demand | 0 | FEC
LU | TYNDP2026 | LEV | 2035 | TWh | 293 | Sub_sector | Transport | Planes | Transport (planes) | Energetic | transport_planes_final_demand_hydrogen | Hydrogen | EU | Energy demand | 0 | FEC
LU | TYNDP2026 | LEV | 2035 | TWh | 294 | Sub_sector | Transport | Planes | Transport (planes) | Energetic | transport_planes_final_demand_methane | Methane | EU | Energy demand | 0 | FEC
LU | TYNDP2026 | LEV | 2035 | TWh | 295 | Sub_sector | Transport | Planes | Transport (planes) | Energetic | transport_planes_final_demand_heat | Heat | EU | Energy demand | 0 | FEC
LU | TYNDP2026 | LEV | 2035 | TWh | 296 | Sub_sector | Transport | Planes | Transport (planes) | Energetic | transport_planes_final_demand_biomass | Biomass | EU | Energy demand | 0 | FEC
LU | TYNDP2026 | LEV | 2035 | TWh | 297 | Sub_sector | Transport | Planes | Transport (planes) | Energetic | transport_planes_final_demand_coal | Solids | EU | Energy demand | 0 | FEC
LU | TYNDP2026 | LEV | 2035 | TWh | 298 | Sub_sector | Transport | Planes | Transport (planes) | Energetic | transport_planes_final_demand_oil | Liquids | EU | Energy demand | 0 | FEC
LU | TYNDP2026 | LEV | 2035 | TWh | 299 | Sub_sector | Transport | Planes | Transport (planes) | Energetic | transport_planes_final_demand_other | Others | EU | Energy demand | 0 | FEC
LU | TYNDP2026 | LEV | 2035 | TWh | 300 | Sub_sector | Transport | Planes | Transport (planes) | Energetic | transport_planes_final_demand_ammonia | Ammonia | EU | Energy demand | 0 | FEC
LU | TYNDP2026 | LEV | 2035 | TWh | 302 | Sub_sector | Transport | Others | Transport (others) | Energetic | transport_other_final_demand_electricity | Electricity | EU | Energy demand | 0 | FEC
LU | TYNDP2026 | LEV | 2035 | TWh | 303 | Sub_sector | Transport | Others | Transport (others) | Energetic | transport_other_final_demand_hydrogen | Hydrogen | EU | Energy demand | 0 | FEC
LU | TYNDP2026 | LEV | 2035 | TWh | 304 | Sub_sector | Transport | Others | Transport (others) | Energetic | transport_other_final_demand_methane | Methane | EU | Energy demand | 0 | FEC
LU | TYNDP2026 | LEV | 2035 | TWh | 305 | Sub_sector | Transport | Others | Transport (others) | Energetic | transport_other_final_demand_heat | Heat | EU | Energy demand | 0 | FEC
LU | TYNDP2026 | LEV | 2035 | TWh | 306 | Sub_sector | Transport | Others | Transport (others) | Energetic | transport_other_final_demand_biomass | Biomass | EU | Energy demand | 0 | FEC
LU | TYNDP2026 | LEV | 2035 | TWh | 307 | Sub_sector | Transport | Others | Transport (others) | Energetic | transport_other_final_demand_coal | Solids | EU | Energy demand | 0 | FEC
LU | TYNDP2026 | LEV | 2035 | TWh | 308 | Sub_sector | Transport | Others | Transport (others) | Energetic | transport_other_final_demand_oil | Liquids | EU | Energy demand | 0 | FEC
LU | TYNDP2026 | LEV | 2035 | TWh | 309 | Sub_sector | Transport | Others | Transport (others) | Energetic | transport_other_final_demand_other | Others | EU | Energy demand | 0 | FEC
LU | TYNDP2026 | LEV | 2035 | TWh | 310 | Sub_sector | Transport | Others | Transport (others) | Energetic | transport_other_final_demand_ammonia | Ammonia | EU | Energy demand | 0 | FEC
LU | TYNDP2026 | LEV | 2035 | TWh | 312 | Sub_sector | International transport | International aviation | Transport (int. aviation) | Energetic | transport_int_aviation_final_demand_electricity | Electricity | EU | Energy demand | 0 | FEC
LU | TYNDP2026 | LEV | 2035 | TWh | 313 | Sub_sector | International transport | International aviation | Transport (int. aviation) | Energetic | transport_int_aviation_final_demand_hydrogen | Hydrogen | EU | Energy demand | 0 | FEC
LU | TYNDP2026 | LEV | 2035 | TWh | 314 | Sub_sector | International transport | International aviation | Transport (int. aviation) | Energetic | transport_int_aviation_final_demand_methane | Methane | EU | Energy demand | 0 | FEC
LU | TYNDP2026 | LEV | 2035 | TWh | 315 | Sub_sector | International transport | International aviation | Transport (int. aviation) | Energetic | transport_int_aviation_final_demand_heat | Heat | EU | Energy demand | 0 | FEC
LU | TYNDP2026 | LEV | 2035 | TWh | 316 | Sub_sector | International transport | International aviation | Transport (int. aviation) | Energetic | transport_int_aviation_final_demand_biofuels | Biomass | EU | Energy demand | 0 | FEC
LU | TYNDP2026 | LEV | 2035 | TWh | 317 | Sub_sector | International transport | International aviation | Transport (int. aviation) | Energetic | transport_int_aviation_final_demand_coal | Solids | EU | Energy demand | 0 | FEC
LU | TYNDP2026 | LEV | 2035 | TWh | 318 | Sub_sector | International transport | International aviation | Transport (int. aviation) | Energetic | transport_int_aviation_final_demand_oil | Liquids | EU | Energy demand | 0 | FEC
LU | TYNDP2026 | LEV | 2035 | TWh | 319 | Sub_sector | International transport | International aviation | Transport (int. aviation) | Energetic | transport_int_aviation_final_demand_other | Others | EU | Energy demand | 0 | FEC
LU | TYNDP2026 | LEV | 2035 | TWh | 320 | Sub_sector | International transport | International aviation | Transport (int. aviation) | Energetic | transport_int_aviation_final_demand_ammonia | Ammonia | EU | Energy demand | 0 | FEC
LU | TYNDP2026 | LEV | 2035 | TWh | 322 | Sub_sector | International transport | International shipping | Transport (int. shipping) | Energetic | transport_int_shipping_final_demand_electricity | Electricity | EU | Energy demand | 0 | not_included_in_FEC
LU | TYNDP2026 | LEV | 2035 | TWh | 323 | Sub_sector | International transport | International shipping | Transport (int. shipping) | Energetic | transport_int_shipping_final_demand_hydrogen | Hydrogen | EU | Energy demand | 0 | not_included_in_FEC
LU | TYNDP2026 | LEV | 2035 | TWh | 324 | Sub_sector | International transport | International shipping | Transport (int. shipping) | Energetic | transport_int_shipping_final_demand_methane | Methane | EU | Energy demand | 0 | not_included_in_FEC
LU | TYNDP2026 | LEV | 2035 | TWh | 325 | Sub_sector | International transport | International shipping | Transport (int. shipping) | Energetic | transport_int_shipping_final_demand_heat | Heat | EU | Energy demand | 0 | not_included_in_FEC
LU | TYNDP2026 | LEV | 2035 | TWh | 326 | Sub_sector | International transport | International shipping | Transport (int. shipping) | Energetic | transport_int_shipping_final_demand_biofuels | Biomass | EU | Energy demand | 0 | not_included_in_FEC
LU | TYNDP2026 | LEV | 2035 | TWh | 327 | Sub_sector | International transport | International shipping | Transport (int. shipping) | Energetic | transport_int_shipping_final_demand_coal | Solids | EU | Energy demand | 0 | not_included_in_FEC
LU | TYNDP2026 | LEV | 2035 | TWh | 328 | Sub_sector | International transport | International shipping | Transport (int. shipping) | Energetic | transport_int_shipping_final_demand_oil | Liquids | EU | Energy demand | 0 | not_included_in_FEC
LU | TYNDP2026 | LEV | 2035 | TWh | 329 | Sub_sector | International transport | International shipping | Transport (int. shipping) | Energetic | transport_int_shipping_final_demand_other | Others | EU | Energy demand | 0 | not_included_in_FEC
LU | TYNDP2026 | LEV | 2035 | TWh | 330 | Sub_sector | International transport | International shipping | Transport (int. shipping) | Energetic | transport_int_shipping_final_demand_ammonia | Ammonia | EU | Energy demand | 0 | not_included_in_FEC
LU | TYNDP2026 | LEV | 2035 | TWh | 332 | Sub_sector | Households | Space heating | Households (heating) | Energetic | households_heating_final_demand_electricity | Electricity | EU | Energy demand | 0.11999 | FEC
LU | TYNDP2026 | LEV | 2035 | TWh | 333 | Sub_sector | Households | Space heating | Households (heating) | Energetic | households_heating_final_demand_hydrogen | Hydrogen | EU | Energy demand | 0.13538 | FEC
LU | TYNDP2026 | LEV | 2035 | TWh | 334 | Sub_sector | Households | Space heating | Households (heating) | Energetic | households_heating_final_demand_methane | Methane | EU | Energy demand | 1.7074 | FEC
LU | TYNDP2026 | LEV | 2035 | TWh | 335 | Sub_sector | Households | Space heating | Households (heating) | Energetic | households_heating_final_demand_heat | Heat | EU | Energy demand | 0.17639 | FEC
LU | TYNDP2026 | LEV | 2035 | TWh | 336 | Sub_sector | Households | Space heating | Households (heating) | Energetic | households_heating_final_demand_biomass | Biomass | EU | Energy demand | 0.17375 | FEC
LU | TYNDP2026 | LEV | 2035 | TWh | 337 | Sub_sector | Households | Space heating | Households (heating) | Energetic | households_heating_final_demand_coal | Solids | EU | Energy demand | 0.0086654 | FEC
LU | TYNDP2026 | LEV | 2035 | TWh | 338 | Sub_sector | Households | Space heating | Households (heating) | Energetic | households_heating_final_demand_oil | Liquids | EU | Energy demand | 0.79487 | FEC
LU | TYNDP2026 | LEV | 2035 | TWh | 339 | Sub_sector | Households | Space heating | Households (heating) | Energetic | households_heating_final_demand_other | Others | EU | Energy demand | 0.042501 | FEC
LU | TYNDP2026 | LEV | 2035 | TWh | 340 | Sub_sector | Households | Space heating | Households (heating) | Energetic | households_heating_final_demand_ammonia | Ammonia | EU | Energy demand | 0 | FEC
LU | TYNDP2026 | LEV | 2035 | TWh | 343 | Sub_sector | Households | Cooling | Households (cooling) | Energetic | households_cooling_final_demand_electricity | Electricity | EU | Energy demand | 0.023999 | FEC
LU | TYNDP2026 | LEV | 2035 | TWh | 344 | Sub_sector | Households | Cooling | Households (cooling) | Energetic | households_cooling_final_demand_hydrogen | Hydrogen | EU | Energy demand | 0 | FEC
LU | TYNDP2026 | LEV | 2035 | TWh | 345 | Sub_sector | Households | Cooling | Households (cooling) | Energetic | households_cooling_final_demand_methane | Methane | EU | Energy demand | 0 | FEC
LU | TYNDP2026 | LEV | 2035 | TWh | 346 | Sub_sector | Households | Cooling | Households (cooling) | Energetic | households_cooling_final_demand_heat | Heat | EU | Energy demand | 0 | FEC
LU | TYNDP2026 | LEV | 2035 | TWh | 347 | Sub_sector | Households | Cooling | Households (cooling) | Energetic | households_cooling_final_demand_biomass | Biomass | EU | Energy demand | 0 | FEC
LU | TYNDP2026 | LEV | 2035 | TWh | 348 | Sub_sector | Households | Cooling | Households (cooling) | Energetic | households_cooling_final_demand_coal | Solids | EU | Energy demand | 0 | FEC
LU | TYNDP2026 | LEV | 2035 | TWh | 349 | Sub_sector | Households | Cooling | Households (cooling) | Energetic | households_cooling_final_demand_oil | Liquids | EU | Energy demand | 0 | FEC
LU | TYNDP2026 | LEV | 2035 | TWh | 350 | Sub_sector | Households | Cooling | Households (cooling) | Energetic | households_cooling_final_demand_other | Others | EU | Energy demand | 0 | FEC
LU | TYNDP2026 | LEV | 2035 | TWh | 351 | Sub_sector | Households | Cooling | Households (cooling) | Energetic | households_cooling_final_demand_ammonia | Ammonia | EU | Energy demand | 0 | FEC
LU | TYNDP2026 | LEV | 2035 | TWh | 354 | Sub_sector | Households | Hot water | Households (hot water) | Energetic | households_hot_water_final_demand_electricity | Electricity | EU | Energy demand | 0.066449 | FEC
LU | TYNDP2026 | LEV | 2035 | TWh | 355 | Sub_sector | Households | Hot water | Households (hot water) | Energetic | households_hot_water_final_demand_hydrogen | Hydrogen | EU | Energy demand | 0.034754 | FEC
LU | TYNDP2026 | LEV | 2035 | TWh | 356 | Sub_sector | Households | Hot water | Households (hot water) | Energetic | households_hot_water_final_demand_methane | Methane | EU | Energy demand | 0.35738 | FEC
LU | TYNDP2026 | LEV | 2035 | TWh | 357 | Sub_sector | Households | Hot water | Households (hot water) | Energetic | households_hot_water_final_demand_heat | Heat | EU | Energy demand | 0.044723 | FEC
LU | TYNDP2026 | LEV | 2035 | TWh | 358 | Sub_sector | Households | Hot water | Households (hot water) | Energetic | households_hot_water_final_demand_biomass | Biomass | EU | Energy demand | 0.017883 | FEC
LU | TYNDP2026 | LEV | 2035 | TWh | 359 | Sub_sector | Households | Hot water | Households (hot water) | Energetic | households_hot_water_final_demand_coal | Solids | EU | Energy demand | 0.00066442 | FEC
LU | TYNDP2026 | LEV | 2035 | TWh | 360 | Sub_sector | Households | Hot water | Households (hot water) | Energetic | households_hot_water_final_demand_oil | Liquids | EU | Energy demand | 0.060947 | FEC
LU | TYNDP2026 | LEV | 2035 | TWh | 361 | Sub_sector | Households | Hot water | Households (hot water) | Energetic | households_hot_water_final_demand_other | Others | EU | Energy demand | 0.091692 | FEC
LU | TYNDP2026 | LEV | 2035 | TWh | 362 | Sub_sector | Households | Hot water | Households (hot water) | Energetic | households_hot_water_final_demand_ammonia | Ammonia | EU | Energy demand | 0 | FEC
LU | TYNDP2026 | LEV | 2035 | TWh | 365 | Sub_sector | Households | Appliances | Households (appliances) | Energetic | households_appliances_final_demand_electricity | Electricity | EU | Energy demand | 1.2049 | FEC
LU | TYNDP2026 | LEV | 2035 | TWh | 366 | Sub_sector | Households | Appliances | Households (appliances) | Energetic | households_appliances_final_demand_hydrogen | Hydrogen | EU | Energy demand | 0 | FEC
LU | TYNDP2026 | LEV | 2035 | TWh | 367 | Sub_sector | Households | Appliances | Households (appliances) | Energetic | households_appliances_final_demand_methane | Methane | EU | Energy demand | 0.14524 | FEC
LU | TYNDP2026 | LEV | 2035 | TWh | 368 | Sub_sector | Households | Appliances | Households (appliances) | Energetic | households_appliances_final_demand_heat | Heat | EU | Energy demand | 0 | FEC
LU | TYNDP2026 | LEV | 2035 | TWh | 369 | Sub_sector | Households | Appliances | Households (appliances) | Energetic | households_appliances_final_demand_biomass | Biomass | EU | Energy demand | 0.0022762 | FEC
LU | TYNDP2026 | LEV | 2035 | TWh | 370 | Sub_sector | Households | Appliances | Households (appliances) | Energetic | households_appliances_final_demand_coal | Solids | EU | Energy demand | 0 | FEC
LU | TYNDP2026 | LEV | 2035 | TWh | 371 | Sub_sector | Households | Appliances | Households (appliances) | Energetic | households_appliances_final_demand_oil | Liquids | EU | Energy demand | 0 | FEC
LU | TYNDP2026 | LEV | 2035 | TWh | 372 | Sub_sector | Households | Appliances | Households (appliances) | Energetic | households_appliances_final_demand_other | Others | EU | Energy demand | 0 | FEC
LU | TYNDP2026 | LEV | 2035 | TWh | 373 | Sub_sector | Households | Appliances | Households (appliances) | Energetic | households_appliances_final_demand_ammonia | Ammonia | EU | Energy demand | 0 | FEC
LU | TYNDP2026 | LEV | 2035 | TWh | 375 | Sub_sector | Buildings | Space heating | Buildings (heat) | Energetic | buildings_heat_final_demand_electricity | Electricity | EU | Energy demand | 1.0006 | FEC
LU | TYNDP2026 | LEV | 2035 | TWh | 376 | Sub_sector | Buildings | Space heating | Buildings (heat) | Energetic | buildings_heat_final_demand_hydrogen | Hydrogen | EU | Energy demand | 0 | FEC
LU | TYNDP2026 | LEV | 2035 | TWh | 377 | Sub_sector | Buildings | Space heating | Buildings (heat) | Energetic | buildings_heat_final_demand_methane | Methane | EU | Energy demand | 1.0081 | FEC
LU | TYNDP2026 | LEV | 2035 | TWh | 378 | Sub_sector | Buildings | Space heating | Buildings (heat) | Energetic | buildings_heat_final_demand_heat | Heat | EU | Energy demand | 0 | FEC
LU | TYNDP2026 | LEV | 2035 | TWh | 379 | Sub_sector | Buildings | Space heating | Buildings (heat) | Energetic | buildings_heat_final_demand_biomass | Biomass | EU | Energy demand | 0.0065288 | FEC
LU | TYNDP2026 | LEV | 2035 | TWh | 380 | Sub_sector | Buildings | Space heating | Buildings (heat) | Energetic | buildings_heat_final_demand_coal | Solids | EU | Energy demand | 0 | FEC
LU | TYNDP2026 | LEV | 2035 | TWh | 381 | Sub_sector | Buildings | Space heating | Buildings (heat) | Energetic | buildings_heat_final_demand_oil | Liquids | EU | Energy demand | 0.32961 | FEC
LU | TYNDP2026 | LEV | 2035 | TWh | 382 | Sub_sector | Buildings | Space heating | Buildings (heat) | Energetic | buildings_heat_final_demand_other | Others | EU | Energy demand | 0.02033 | FEC
LU | TYNDP2026 | LEV | 2035 | TWh | 383 | Sub_sector | Buildings | Space heating | Buildings (heat) | Energetic | buildings_heat_final_demand_ammonia | Ammonia | EU | Energy demand | 0 | FEC
LU | TYNDP2026 | LEV | 2035 | TWh | 386 | Sub_sector | Buildings | Cooling | Buildings (cooling) | Energetic | buildings_cooling_final_demand_electricity | Electricity | EU | Energy demand | 0.24215 | FEC
LU | TYNDP2026 | LEV | 2035 | TWh | 387 | Sub_sector | Buildings | Cooling | Buildings (cooling) | Energetic | buildings_cooling_final_demand_hydrogen | Hydrogen | EU | Energy demand | 0 | FEC
LU | TYNDP2026 | LEV | 2035 | TWh | 388 | Sub_sector | Buildings | Cooling | Buildings (cooling) | Energetic | buildings_cooling_final_demand_methane | Methane | EU | Energy demand | 0.009362 | FEC
LU | TYNDP2026 | LEV | 2035 | TWh | 389 | Sub_sector | Buildings | Cooling | Buildings (cooling) | Energetic | buildings_cooling_final_demand_heat | Heat | EU | Energy demand | 0 | FEC
LU | TYNDP2026 | LEV | 2035 | TWh | 390 | Sub_sector | Buildings | Cooling | Buildings (cooling) | Energetic | buildings_cooling_final_demand_biomass | Biomass | EU | Energy demand | 0 | FEC
LU | TYNDP2026 | LEV | 2035 | TWh | 391 | Sub_sector | Buildings | Cooling | Buildings (cooling) | Energetic | buildings_cooling_final_demand_coal | Solids | EU | Energy demand | 0 | FEC
LU | TYNDP2026 | LEV | 2035 | TWh | 392 | Sub_sector | Buildings | Cooling | Buildings (cooling) | Energetic | buildings_cooling_final_demand_oil | Liquids | EU | Energy demand | 0 | FEC
LU | TYNDP2026 | LEV | 2035 | TWh | 393 | Sub_sector | Buildings | Cooling | Buildings (cooling) | Energetic | buildings_cooling_final_demand_other | Others | EU | Energy demand | 0 | FEC
LU | TYNDP2026 | LEV | 2035 | TWh | 394 | Sub_sector | Buildings | Cooling | Buildings (cooling) | Energetic | buildings_cooling_final_demand_ammonia | Ammonia | EU | Energy demand | 0 | FEC
LU | TYNDP2026 | LEV | 2035 | TWh | 397 | Sub_sector | Buildings | Appliances | Buildings (appliances) | Energetic | buildings_appliances_final_demand_electricity | Electricity | EU | Energy demand | 1.2695 | FEC
LU | TYNDP2026 | LEV | 2035 | TWh | 398 | Sub_sector | Buildings | Appliances | Buildings (appliances) | Energetic | buildings_appliances_final_demand_hydrogen | Hydrogen | EU | Energy demand | 0 | FEC
LU | TYNDP2026 | LEV | 2035 | TWh | 399 | Sub_sector | Buildings | Appliances | Buildings (appliances) | Energetic | buildings_appliances_final_demand_methane | Methane | EU | Energy demand | 0.29655 | FEC
LU | TYNDP2026 | LEV | 2035 | TWh | 400 | Sub_sector | Buildings | Appliances | Buildings (appliances) | Energetic | buildings_appliances_final_demand_heat | Heat | EU | Energy demand | 0 | FEC
LU | TYNDP2026 | LEV | 2035 | TWh | 401 | Sub_sector | Buildings | Appliances | Buildings (appliances) | Energetic | buildings_appliances_final_demand_biomass | Biomass | EU | Energy demand | 0 | FEC
LU | TYNDP2026 | LEV | 2035 | TWh | 402 | Sub_sector | Buildings | Appliances | Buildings (appliances) | Energetic | buildings_appliances_final_demand_coal | Solids | EU | Energy demand | 0 | FEC
LU | TYNDP2026 | LEV | 2035 | TWh | 403 | Sub_sector | Buildings | Appliances | Buildings (appliances) | Energetic | buildings_appliances_final_demand_oil | Liquids | EU | Energy demand | 0 | FEC
LU | TYNDP2026 | LEV | 2035 | TWh | 404 | Sub_sector | Buildings | Appliances | Buildings (appliances) | Energetic | buildings_appliances_final_demand_other | Others | EU | Energy demand | 0 | FEC
LU | TYNDP2026 | LEV | 2035 | TWh | 405 | Sub_sector | Buildings | Appliances | Buildings (appliances) | Energetic | buildings_appliances_final_demand_ammonia | Ammonia | EU | Energy demand | 0 | FEC
LU | TYNDP2026 | LEV | 2035 | TWh | 407 | Sub_sector | Buildings | Datacenters | Datacenters & ICT | Energetic | datacentres_final_demand_electricity_energetic | Electricity | EU | Energy demand | 2.1316 | FEC
LU | TYNDP2026 | LEV | 2035 | TWh | 408 | Sub_sector | Buildings | Datacenters | Datacenters & ICT | Energetic | datacentres_final_demand_hydrogen_energetic | Hydrogen | EU | Energy demand | 0 | FEC
LU | TYNDP2026 | LEV | 2035 | TWh | 409 | Sub_sector | Buildings | Datacenters | Datacenters & ICT | Energetic | datacentres_final_demand_methane_energetic | Methane | EU | Energy demand | 0 | FEC
LU | TYNDP2026 | LEV | 2035 | TWh | 410 | Sub_sector | Buildings | Datacenters | Datacenters & ICT | Energetic | datacentres_final_demand_heat_energetic | Heat | EU | Energy demand | 0 | FEC
LU | TYNDP2026 | LEV | 2035 | TWh | 411 | Sub_sector | Buildings | Datacenters | Datacenters & ICT | Energetic | datacentres_final_demand_biomass_energetic | Biomass | EU | Energy demand | 0 | FEC
LU | TYNDP2026 | LEV | 2035 | TWh | 412 | Sub_sector | Buildings | Datacenters | Datacenters & ICT | Energetic | datacentres_final_demand_coal_energetic | Solids | EU | Energy demand | 0 | FEC
LU | TYNDP2026 | LEV | 2035 | TWh | 413 | Sub_sector | Buildings | Datacenters | Datacenters & ICT | Energetic | datacentres_final_demand_oil_energetic | Liquids | EU | Energy demand | 0 | FEC
LU | TYNDP2026 | LEV | 2035 | TWh | 414 | Sub_sector | Buildings | Datacenters | Datacenters & ICT | Energetic | datacentres_final_demand_other_energetic | Others | EU | Energy demand | 0 | FEC
LU | TYNDP2026 | LEV | 2035 | TWh | 415 | Sub_sector | Buildings | Datacenters | Datacenters & ICT | Energetic | datacentres_final_demand_ammonia_energetic | Ammonia | EU | Energy demand | 0 | FEC
LU | TYNDP2026 | LEV | 2035 | TWh | 417 | Sub_sector | Transport | Others_Sector | Others_Sector | Energetic | other_final_demand_electricity_energetic | Electricity | EU | Energy demand | 0 | FEC
LU | TYNDP2026 | LEV | 2035 | TWh | 418 | Sub_sector | Transport | Others_Sector | Others_Sector | Energetic | other_final_demand_hydrogen_energetic | Hydrogen | EU | Energy demand | 0 | FEC
LU | TYNDP2026 | LEV | 2035 | TWh | 419 | Sub_sector | Transport | Pipeline Transport | Others_Sector | Energetic | other_final_demand_methane_energetic | Methane | EU | Energy demand | 0 | FEC
LU | TYNDP2026 | LEV | 2035 | TWh | 420 | Sub_sector | Transport | Others_Sector | Others_Sector | Energetic | other_final_demand_heat_energetic | Heat | EU | Energy demand | 1.81e-05 | FEC
LU | TYNDP2026 | LEV | 2035 | TWh | 421 | Sub_sector | Transport | Others_Sector | Others_Sector | Energetic | other_final_demand_biomass_energetic | Biomass | EU | Energy demand | 0 | FEC
LU | TYNDP2026 | LEV | 2035 | TWh | 422 | Sub_sector | Transport | Others_Sector | Others_Sector | Energetic | other_final_demand_coal_energetic | Solids | EU | Energy demand | 0 | FEC
LU | TYNDP2026 | LEV | 2035 | TWh | 423 | Sub_sector | Transport | Others_Sector | Others_Sector | Energetic | other_final_demand_oil_energetic | Liquids | EU | Energy demand | 0 | FEC
LU | TYNDP2026 | LEV | 2035 | TWh | 424 | Sub_sector | Others_Sector | Others_Sector | Others_Sector | Non-energetic | other_final_demand_oil_non_energetic | Liquids | EU | Energy demand | 0.08882 | not_included_in_FEC
LU | TYNDP2026 | LEV | 2035 | TWh | 425 | Sub_sector | Transport | Others_Sector | Others_Sector | Energetic | other_final_demand_other_energetic | Others | EU | Energy demand | 0 | FEC
LU | TYNDP2026 | LEV | 2035 | TWh | 426 | Sub_sector | Transport | Others_Sector | Others_Sector | Energetic | other_final_demand_ammonia_energetic | Ammonia | EU | Energy demand | 0 | FEC
LU | TYNDP2026 | LEV | 2035 | TWh | 427 | Sub_sector | Industry | Surplus_Heat_in_Industry | Surplus_Heat_in_Industry | Energetic | final_demand_of_industry_unused_local_production_steam_hot_water | Heat | EU | Energy demand | 0 | FEC
LU | TYNDP2026 | LEV | 2035 | TWh | 429 | Sub_sector | Agriculture | Total | Agriculture | Energetic | agriculture_final_demand_electricity_energetic | Electricity | EU | Energy demand | 0.017108 | FEC
LU | TYNDP2026 | LEV | 2035 | TWh | 430 | Sub_sector | Agriculture | Total | Agriculture | Energetic | agriculture_final_demand_hydrogen_energetic | Hydrogen | EU | Energy demand | 0.00062131 | FEC
LU | TYNDP2026 | LEV | 2035 | TWh | 431 | Sub_sector | Agriculture | Total | Agriculture | Energetic | agriculture_final_demand_methane_energetic | Methane | EU | Energy demand | 0.0087273 | FEC
LU | TYNDP2026 | LEV | 2035 | TWh | 432 | Sub_sector | Agriculture | Total | Agriculture | Energetic | agriculture_final_demand_heat_energetic | Heat | EU | Energy demand | 0.00027959 | FEC
LU | TYNDP2026 | LEV | 2035 | TWh | 433 | Sub_sector | Agriculture | Total | Agriculture | Energetic | agriculture_final_demand_biomass_energetic | Biomass | EU | Energy demand | 0.005389 | FEC
LU | TYNDP2026 | LEV | 2035 | TWh | 434 | Sub_sector | Agriculture | Total | Agriculture | Energetic | agriculture_final_demand_coal_energetic | Solids | EU | Energy demand | 0 | FEC
LU | TYNDP2026 | LEV | 2035 | TWh | 435 | Sub_sector | Agriculture | Total | Agriculture | Energetic | agriculture_final_demand_oil_energetic | Liquids | EU | Energy demand | 0.021949 | FEC
LU | TYNDP2026 | LEV | 2035 | TWh | 436 | Sub_sector | Agriculture | Total | Agriculture | Energetic | agriculture_final_demand_other_energetic | Others | EU | Energy demand | 0 | FEC
LU | TYNDP2026 | LEV | 2035 | TWh | 437 | Sub_sector | Agriculture | Total | Agriculture | Energetic | agriculture_final_demand_ammonia_energetic | Ammonia | EU | Energy demand | 0 | FEC
LU | TYNDP2026 | LEV | 2035 | TWh | 447 | Sub_sector | Buildings | Surplus Energy | Buildings | Energetic | GAP | Electricity | EU | Energy demand | 0 | FEC
LU | TYNDP2026 | LEV | 2035 | TWh | 448 | Sub_sector | Buildings | Surplus Energy | Buildings | Energetic | GAP | Hydrogen | EU | Energy demand | 0 | FEC
LU | TYNDP2026 | LEV | 2035 | TWh | 449 | Sub_sector | Buildings | Surplus Energy | Buildings | Energetic | GAP | Methane | EU | Energy demand | 0 | FEC
LU | TYNDP2026 | LEV | 2035 | TWh | 450 | Sub_sector | Buildings | Surplus Energy | Buildings | Energetic | GAP | Heat | EU | Energy demand | 0 | FEC
LU | TYNDP2026 | LEV | 2035 | TWh | 451 | Sub_sector | Buildings | Surplus Energy | Buildings | Energetic | GAP | Biomass | EU | Energy demand | 8.01e-06 | FEC
LU | TYNDP2026 | LEV | 2035 | TWh | 452 | Sub_sector | Buildings | Surplus Energy | Buildings | Energetic | GAP | Solids | EU | Energy demand | 0 | FEC
LU | TYNDP2026 | LEV | 2035 | TWh | 453 | Sub_sector | Buildings | Surplus Energy | Buildings | Energetic | GAP | Liquids | EU | Energy demand | 0.12746 | FEC
LU | TYNDP2026 | LEV | 2035 | TWh | 454 | Sub_sector | Buildings | Surplus Energy | Buildings | Energetic | GAP | Others | EU | Energy demand | 0 | FEC
LU | TYNDP2026 | LEV | 2035 | TWh | 455 | Sub_sector | Buildings | Surplus Energy | Buildings | Energetic | GAP | Ammonia | EU | Energy demand | 0 | FEC
LU | TYNDP2026 | LEV | 2035 | TWh | 456 | Sub_sector | Households | Surplus Energy | Households | Energetic | GAP | Electricity | EU | Energy demand | 0 | FEC
LU | TYNDP2026 | LEV | 2035 | TWh | 457 | Sub_sector | Households | Surplus Energy | Households | Energetic | GAP | Hydrogen | EU | Energy demand | 0 | FEC
LU | TYNDP2026 | LEV | 2035 | TWh | 458 | Sub_sector | Households | Surplus Energy | Households | Energetic | GAP | Methane | EU | Energy demand | 0 | FEC
LU | TYNDP2026 | LEV | 2035 | TWh | 459 | Sub_sector | Households | Surplus Energy | Households | Energetic | GAP | Heat | EU | Energy demand | 0 | FEC
LU | TYNDP2026 | LEV | 2035 | TWh | 460 | Sub_sector | Households | Surplus Energy | Households | Energetic | GAP | Biomass | EU | Energy demand | 0 | FEC
LU | TYNDP2026 | LEV | 2035 | TWh | 461 | Sub_sector | Households | Surplus Energy | Households | Energetic | GAP | Solids | EU | Energy demand | 0 | FEC
LU | TYNDP2026 | LEV | 2035 | TWh | 462 | Sub_sector | Households | Surplus Energy | Households | Energetic | GAP | Liquids | EU | Energy demand | 0 | FEC
LU | TYNDP2026 | LEV | 2035 | TWh | 463 | Sub_sector | Households | Surplus Energy | Households | Energetic | GAP | Others | EU | Energy demand | 0 | FEC
LU | TYNDP2026 | LEV | 2035 | TWh | 464 | Sub_sector | Households | Surplus Energy | Households | Energetic | GAP | Ammonia | EU | Energy demand | 0 | FEC
LU | TYNDP2026 | LEV | 2040 | TWh | 102 | Sub_sector | Industry | Aluminium | Industry (aluminium) | Energetic | industry_aluminium_demand_electricity_energetic | Electricity | EU | Energy demand | 0 | FEC
LU | TYNDP2026 | LEV | 2040 | TWh | 103 | Sub_sector | Industry | Aluminium | Industry (aluminium) | Energetic | industry_aluminium_demand_hydrogen_energetic | Hydrogen | EU | Energy demand | 0 | FEC
LU | TYNDP2026 | LEV | 2040 | TWh | 104 | Sub_sector | Industry | Aluminium | Industry (aluminium) | Energetic | industry_aluminium_demand_methane_energetic | Methane | EU | Energy demand | 0 | FEC
LU | TYNDP2026 | LEV | 2040 | TWh | 105 | Sub_sector | Industry | Aluminium | Industry (aluminium) | Energetic | industry_aluminium_demand_heat_energetic | Heat | EU | Energy demand | 0 | FEC
LU | TYNDP2026 | LEV | 2040 | TWh | 106 | Sub_sector | Industry | Aluminium | Industry (aluminium) | Energetic | industry_aluminium_demand_biomass_energetic | Biomass | EU | Energy demand | 0 | FEC
LU | TYNDP2026 | LEV | 2040 | TWh | 107 | Sub_sector | Industry | Aluminium | Industry (aluminium) | Energetic | industry_aluminium_demand_coal_energetic | Solids | EU | Energy demand | 0 | FEC
LU | TYNDP2026 | LEV | 2040 | TWh | 108 | Sub_sector | Industry | Aluminium | Industry (aluminium) | Energetic | industry_aluminium_demand_oil_energetic | Liquids | EU | Energy demand | 0 | FEC
LU | TYNDP2026 | LEV | 2040 | TWh | 109 | Sub_sector | Industry | Aluminium | Industry (aluminium) | Energetic | industry_aluminium_demand_others_energetic | Others | EU | Energy demand | 0 | FEC
LU | TYNDP2026 | LEV | 2040 | TWh | 110 | Sub_sector | Industry | Aluminium | Industry (aluminium) | Energetic | industry_ammonia_demand_others_energetic | Ammonia | EU | Energy demand | 0 | FEC
LU | TYNDP2026 | LEV | 2040 | TWh | 112 | Sub_sector | Industry | Chemicals | Industry (chemicals, energetic) | Energetic | industry_chemical_demand_electricity_energetic | Electricity | EU | Energy demand | 0 | FEC
LU | TYNDP2026 | LEV | 2040 | TWh | 113 | Sub_sector | Industry | Chemicals | Industry (chemicals, energetic) | Energetic | industry_chemical_demand_hydrogen_energetic | Hydrogen | EU | Energy demand | 0 | FEC
LU | TYNDP2026 | LEV | 2040 | TWh | 114 | Sub_sector | Industry | Chemicals | Industry (chemicals, energetic) | Energetic | industry_chemical_demand_methane_energetic | Methane | EU | Energy demand | 0 | FEC
LU | TYNDP2026 | LEV | 2040 | TWh | 115 | Sub_sector | Industry | Chemicals | Industry (chemicals, energetic) | Energetic | industry_chemical_demand_heat_energetic | Heat | EU | Energy demand | 0 | FEC
LU | TYNDP2026 | LEV | 2040 | TWh | 116 | Sub_sector | Industry | Chemicals | Industry (chemicals, energetic) | Energetic | industry_chemical_demand_biomass_energetic | Biomass | EU | Energy demand | 0 | FEC
LU | TYNDP2026 | LEV | 2040 | TWh | 117 | Sub_sector | Industry | Chemicals | Industry (chemicals, energetic) | Energetic | industry_chemical_demand_coal_energetic | Solids | EU | Energy demand | 0 | FEC
LU | TYNDP2026 | LEV | 2040 | TWh | 118 | Sub_sector | Industry | Chemicals | Industry (chemicals, energetic) | Energetic | industry_chemical_demand_oil_energetic | Liquids | EU | Energy demand | 0 | FEC
LU | TYNDP2026 | LEV | 2040 | TWh | 119 | Sub_sector | Industry | Chemicals | Industry (chemicals, energetic) | Energetic | industry_chemical_demand_others_energetic | Others | EU | Energy demand | 0 | FEC
LU | TYNDP2026 | LEV | 2040 | TWh | 120 | Sub_sector | Industry | Chemicals | Industry (chemicals, energetic) | Energetic | industry_chemical_demand_ammonia_energetic | Ammonia | EU | Energy demand | 0 | FEC
LU | TYNDP2026 | LEV | 2040 | TWh | 122 | Sub_sector | Industry | Chemicals | Industry (chemicals, non-energetic) | Non-energetic | industry_chemical_demand_electricity_non_energetic | Electricity | EU | Energy demand | 0 | not_included_in_FEC
LU | TYNDP2026 | LEV | 2040 | TWh | 123 | Sub_sector | Industry | Chemicals | Industry (chemicals, non-energetic) | Non-energetic | industry_chemical_demand_hydrogen_non_energetic | Hydrogen | EU | Energy demand | 0 | not_included_in_FEC
LU | TYNDP2026 | LEV | 2040 | TWh | 124 | Sub_sector | Industry | Chemicals | Industry (chemicals, non-energetic) | Non-energetic | industry_chemical_demand_methane_non_energetic | Methane | EU | Energy demand | 0 | not_included_in_FEC
LU | TYNDP2026 | LEV | 2040 | TWh | 125 | Sub_sector | Industry | Chemicals | Industry (chemicals, non-energetic) | Non-energetic | industry_chemical_demand_heat_non_energetic | Heat | EU | Energy demand | 0 | not_included_in_FEC
LU | TYNDP2026 | LEV | 2040 | TWh | 126 | Sub_sector | Industry | Chemicals | Industry (chemicals, non-energetic) | Non-energetic | industry_chemical_demand_biomass_non_energetic | Biomass | EU | Energy demand | 0 | not_included_in_FEC
LU | TYNDP2026 | LEV | 2040 | TWh | 127 | Sub_sector | Industry | Chemicals | Industry (chemicals, non-energetic) | Non-energetic | industry_chemical_demand_coal_non_energetic | Solids | EU | Energy demand | 0 | not_included_in_FEC
LU | TYNDP2026 | LEV | 2040 | TWh | 128 | Sub_sector | Industry | Chemicals | Industry (chemicals, non-energetic) | Non-energetic | industry_chemical_demand_oil_non_energetic | Liquids | EU | Energy demand | 0 | not_included_in_FEC
LU | TYNDP2026 | LEV | 2040 | TWh | 129 | Sub_sector | Industry | Chemicals | Industry (chemicals, non-energetic) | Non-energetic | industry_chemical_demand_others_non_energetic | Others | EU | Energy demand | 0 | not_included_in_FEC
LU | TYNDP2026 | LEV | 2040 | TWh | 130 | Sub_sector | Industry | Chemicals | Industry (chemicals, non-energetic) | Non-energetic | industry_chemical_demand_ammonia_non_energetic | Ammonia | EU | Energy demand | 0 | not_included_in_FEC
LU | TYNDP2026 | LEV | 2040 | TWh | 132 | Sub_sector | Industry | Fertilizers | Industry (fertilizers, energetic) | Energetic | industry_fertilizers_demand_electricity_energetic | Electricity | EU | Energy demand | 0 | FEC
LU | TYNDP2026 | LEV | 2040 | TWh | 133 | Sub_sector | Industry | Fertilizers | Industry (fertilizers, energetic) | Energetic | industry_fertilizers_demand_hydrogen_energetic | Hydrogen | EU | Energy demand | 0 | FEC
LU | TYNDP2026 | LEV | 2040 | TWh | 134 | Sub_sector | Industry | Fertilizers | Industry (fertilizers, energetic) | Energetic | industry_fertilizers_demand_methane_energetic | Methane | EU | Energy demand | 0 | FEC
LU | TYNDP2026 | LEV | 2040 | TWh | 135 | Sub_sector | Industry | Fertilizers | Industry (fertilizers, energetic) | Energetic | industry_fertilizers_demand_heat_energetic | Heat | EU | Energy demand | 0 | FEC
LU | TYNDP2026 | LEV | 2040 | TWh | 136 | Sub_sector | Industry | Fertilizers | Industry (fertilizers, energetic) | Energetic | industry_fertilizers_demand_biomass_energetic | Biomass | EU | Energy demand | 0 | FEC
LU | TYNDP2026 | LEV | 2040 | TWh | 137 | Sub_sector | Industry | Fertilizers | Industry (fertilizers, energetic) | Energetic | industry_fertilizers_demand_coal_energetic | Solids | EU | Energy demand | 0 | FEC
LU | TYNDP2026 | LEV | 2040 | TWh | 138 | Sub_sector | Industry | Fertilizers | Industry (fertilizers, energetic) | Energetic | industry_fertilizers_demand_oil_energetic | Liquids | EU | Energy demand | 0 | FEC
LU | TYNDP2026 | LEV | 2040 | TWh | 139 | Sub_sector | Industry | Fertilizers | Industry (fertilizers, energetic) | Energetic | industry_fertilizers_demand_others_energetic | Others | EU | Energy demand | 0 | FEC
LU | TYNDP2026 | LEV | 2040 | TWh | 140 | Sub_sector | Industry | Fertilizers | Industry (fertilizers, energetic) | Energetic | industry_fertilizers_demand_ammonia_energetic | Ammonia | EU | Energy demand | 0 | FEC
LU | TYNDP2026 | LEV | 2040 | TWh | 142 | Sub_sector | Industry | Fertilizers | Industry (fertilizers, non-energetic) | Non-energetic | industry_fertilizers_demand_electricity_non_energetic | Electricity | EU | Energy demand | 0 | not_included_in_FEC
LU | TYNDP2026 | LEV | 2040 | TWh | 143 | Sub_sector | Industry | Fertilizers | Industry (fertilizers, non-energetic) | Non-energetic | industry_fertilizers_demand_hydrogen_non_energetic | Hydrogen | EU | Energy demand | 0 | not_included_in_FEC
LU | TYNDP2026 | LEV | 2040 | TWh | 144 | Sub_sector | Industry | Fertilizers | Industry (fertilizers, non-energetic) | Non-energetic | industry_fertilizers_demand_methane_non_energetic | Methane | EU | Energy demand | 0 | not_included_in_FEC
LU | TYNDP2026 | LEV | 2040 | TWh | 145 | Sub_sector | Industry | Fertilizers | Industry (fertilizers, non-energetic) | Non-energetic | industry_fertilizers_demand_heat_non_energetic | Heat | EU | Energy demand | 0 | not_included_in_FEC
LU | TYNDP2026 | LEV | 2040 | TWh | 146 | Sub_sector | Industry | Fertilizers | Industry (fertilizers, non-energetic) | Non-energetic | industry_fertilizers_demand_biomass_non_energetic | Biomass | EU | Energy demand | 0 | not_included_in_FEC
LU | TYNDP2026 | LEV | 2040 | TWh | 147 | Sub_sector | Industry | Fertilizers | Industry (fertilizers, non-energetic) | Non-energetic | industry_fertilizers_demand_coal_non_energetic | Solids | EU | Energy demand | 0 | not_included_in_FEC
LU | TYNDP2026 | LEV | 2040 | TWh | 148 | Sub_sector | Industry | Fertilizers | Industry (fertilizers, non-energetic) | Non-energetic | industry_fertilizers_demand_oil_non_energetic | Liquids | EU | Energy demand | 0 | not_included_in_FEC
LU | TYNDP2026 | LEV | 2040 | TWh | 149 | Sub_sector | Industry | Fertilizers | Industry (fertilizers, non-energetic) | Non-energetic | industry_fertilizers_demand_others_non_energetic | Others | EU | Energy demand | 0 | not_included_in_FEC
LU | TYNDP2026 | LEV | 2040 | TWh | 150 | Sub_sector | Industry | Fertilizers | Industry (fertilizers, non-energetic) | Non-energetic | industry_fertilizers_demand_ammonia_non_energetic | Ammonia | EU | Energy demand | 0 | not_included_in_FEC
LU | TYNDP2026 | LEV | 2040 | TWh | 152 | Sub_sector | Industry | Food | Industry (food) | Energetic | industry_food_demand_electricity_energetic | Electricity | EU | Energy demand | 0 | FEC
LU | TYNDP2026 | LEV | 2040 | TWh | 153 | Sub_sector | Industry | Food | Industry (food) | Energetic | industry_food_demand_hydrogen_energetic | Hydrogen | EU | Energy demand | 0 | FEC
LU | TYNDP2026 | LEV | 2040 | TWh | 154 | Sub_sector | Industry | Food | Industry (food) | Energetic | industry_food_demand_methane_energetic | Methane | EU | Energy demand | 0 | FEC
LU | TYNDP2026 | LEV | 2040 | TWh | 155 | Sub_sector | Industry | Food | Industry (food) | Energetic | industry_food_demand_heat_energetic | Heat | EU | Energy demand | 0 | FEC
LU | TYNDP2026 | LEV | 2040 | TWh | 156 | Sub_sector | Industry | Food | Industry (food) | Energetic | industry_food_demand_biomass_energetic | Biomass | EU | Energy demand | 0 | FEC
LU | TYNDP2026 | LEV | 2040 | TWh | 157 | Sub_sector | Industry | Food | Industry (food) | Energetic | industry_food_demand_coal_energetic | Solids | EU | Energy demand | 0 | FEC
LU | TYNDP2026 | LEV | 2040 | TWh | 158 | Sub_sector | Industry | Food | Industry (food) | Energetic | industry_food_demand_oil_energetic | Liquids | EU | Energy demand | 0 | FEC
LU | TYNDP2026 | LEV | 2040 | TWh | 159 | Sub_sector | Industry | Food | Industry (food) | Energetic | industry_food_demand_others_energetic | Others | EU | Energy demand | 0 | FEC
LU | TYNDP2026 | LEV | 2040 | TWh | 160 | Sub_sector | Industry | Food | Industry (food) | Energetic | industry_food_demand_ammonia_energetic | Ammonia | EU | Energy demand | 0 | FEC
LU | TYNDP2026 | LEV | 2040 | TWh | 162 | Sub_sector | Industry | Metals | Industry (metal) | Energetic | industry_metal_demand_electricity_energetic | Electricity | EU | Energy demand | 0 | FEC
LU | TYNDP2026 | LEV | 2040 | TWh | 163 | Sub_sector | Industry | Metals | Industry (metal) | Energetic | industry_metal_demand_hydrogen_energetic | Hydrogen | EU | Energy demand | 0 | FEC
LU | TYNDP2026 | LEV | 2040 | TWh | 164 | Sub_sector | Industry | Metals | Industry (metal) | Energetic | industry_metal_demand_methane_energetic | Methane | EU | Energy demand | 0 | FEC
LU | TYNDP2026 | LEV | 2040 | TWh | 165 | Sub_sector | Industry | Metals | Industry (metal) | Energetic | industry_metal_demand_heat_energetic | Heat | EU | Energy demand | 0 | FEC
LU | TYNDP2026 | LEV | 2040 | TWh | 166 | Sub_sector | Industry | Metals | Industry (metal) | Energetic | industry_metal_demand_biomass_energetic | Biomass | EU | Energy demand | 0 | FEC
LU | TYNDP2026 | LEV | 2040 | TWh | 167 | Sub_sector | Industry | Metals | Industry (metal) | Energetic | industry_metal_demand_coal_energetic | Solids | EU | Energy demand | 0 | FEC
LU | TYNDP2026 | LEV | 2040 | TWh | 168 | Sub_sector | Industry | Metals | Industry (metal) | Energetic | industry_metal_demand_oil_energetic | Liquids | EU | Energy demand | 0 | FEC
LU | TYNDP2026 | LEV | 2040 | TWh | 169 | Sub_sector | Industry | Metals | Industry (metal) | Energetic | industry_metal_demand_others_energetic | Others | EU | Energy demand | 0 | FEC
LU | TYNDP2026 | LEV | 2040 | TWh | 170 | Sub_sector | Industry | Metals | Industry (metal) | Energetic | industry_metal_demand_ammonia_energetic | Ammonia | EU | Energy demand | 0 | FEC
LU | TYNDP2026 | LEV | 2040 | TWh | 172 | Sub_sector | Industry | Others | Industry (other, energetic) | Energetic | industry_other_demand_electricity_energetic | Electricity | EU | Energy demand | 0.49338 | FEC
LU | TYNDP2026 | LEV | 2040 | TWh | 173 | Sub_sector | Industry | Others | Industry (other, energetic) | Energetic | industry_other_demand_hydrogen_energetic | Hydrogen | EU | Energy demand | 1.0117 | FEC
LU | TYNDP2026 | LEV | 2040 | TWh | 174 | Sub_sector | Industry | Others | Industry (other, energetic) | Energetic | industry_other_demand_methane_energetic | Methane | EU | Energy demand | 1.7108 | FEC
LU | TYNDP2026 | LEV | 2040 | TWh | 175 | Sub_sector | Industry | Others | Industry (other, energetic) | Energetic | industry_other_demand_heat_energetic | Heat | EU | Energy demand | 0 | FEC
LU | TYNDP2026 | LEV | 2040 | TWh | 176 | Sub_sector | Industry | Others | Industry (other, energetic) | Energetic | industry_other_demand_biomass_energetic | Biomass | EU | Energy demand | 0 | FEC
LU | TYNDP2026 | LEV | 2040 | TWh | 177 | Sub_sector | Industry | Others | Industry (other, energetic) | Energetic | industry_other_demand_coal_energetic | Solids | EU | Energy demand | 0 | FEC
LU | TYNDP2026 | LEV | 2040 | TWh | 178 | Sub_sector | Industry | Others | Industry (other, energetic) | Energetic | industry_other_demand_oil_energetic | Liquids | EU | Energy demand | 0 | FEC
LU | TYNDP2026 | LEV | 2040 | TWh | 179 | Sub_sector | Industry | Others | Industry (other, energetic) | Energetic | industry_other_demand_others_energetic | Others | EU | Energy demand | 0 | FEC
LU | TYNDP2026 | LEV | 2040 | TWh | 180 | Sub_sector | Industry | Others | Industry (other, energetic) | Energetic | industry_other_demand_ammonia_energetic | Ammonia | EU | Energy demand | 0 | FEC
LU | TYNDP2026 | LEV | 2040 | TWh | 182 | Sub_sector | Industry | Others | Industry (other, non-energetic) | Non-energetic | industry_other_demand_electricity_non_energetic | Electricity | EU | Energy demand | 0 | not_included_in_FEC
LU | TYNDP2026 | LEV | 2040 | TWh | 183 | Sub_sector | Industry | Others | Industry (other, non-energetic) | Non-energetic | industry_other_demand_hydrogen_non_energetic | Hydrogen | EU | Energy demand | 1.647 | not_included_in_FEC
LU | TYNDP2026 | LEV | 2040 | TWh | 184 | Sub_sector | Industry | Others | Industry (other, non-energetic) | Non-energetic | industry_other_demand_methane_non_energetic | Methane | EU | Energy demand | 0 | not_included_in_FEC
LU | TYNDP2026 | LEV | 2040 | TWh | 185 | Sub_sector | Industry | Others | Industry (other, non-energetic) | Non-energetic | industry_other_demand_heat_non_energetic | Heat | EU | Energy demand | 0 | not_included_in_FEC
LU | TYNDP2026 | LEV | 2040 | TWh | 186 | Sub_sector | Industry | Others | Industry (other, non-energetic) | Non-energetic | industry_other_demand_biomass_non_energetic | Biomass | EU | Energy demand | 0 | not_included_in_FEC
LU | TYNDP2026 | LEV | 2040 | TWh | 187 | Sub_sector | Industry | Others | Industry (other, non-energetic) | Non-energetic | industry_other_demand_coal_non_energetic | Solids | EU | Energy demand | 0 | not_included_in_FEC
LU | TYNDP2026 | LEV | 2040 | TWh | 188 | Sub_sector | Industry | Others | Industry (other, non-energetic) | Non-energetic | industry_other_demand_oil_non_energetic | Liquids | EU | Energy demand | 4.9411 | not_included_in_FEC
LU | TYNDP2026 | LEV | 2040 | TWh | 189 | Sub_sector | Industry | Others | Industry (other, non-energetic) | Non-energetic | industry_other_demand_others_non_energetic | Others | EU | Energy demand | 0 | not_included_in_FEC
LU | TYNDP2026 | LEV | 2040 | TWh | 190 | Sub_sector | Industry | Others | Industry (other, non-energetic) | Non-energetic | industry_other_demand_ammonia_non_energetic | Ammonia | EU | Energy demand | 0 | not_included_in_FEC
LU | TYNDP2026 | LEV | 2040 | TWh | 192 | Sub_sector | Industry | Paper | Industry (paper) | Energetic | industry_paper_demand_electricity_energetic | Electricity | EU | Energy demand | 0 | FEC
LU | TYNDP2026 | LEV | 2040 | TWh | 193 | Sub_sector | Industry | Paper | Industry (paper) | Energetic | industry_paper_demand_hydrogen_energetic | Hydrogen | EU | Energy demand | 0 | FEC
LU | TYNDP2026 | LEV | 2040 | TWh | 194 | Sub_sector | Industry | Paper | Industry (paper) | Energetic | industry_paper_demand_methane_energetic | Methane | EU | Energy demand | 0 | FEC
LU | TYNDP2026 | LEV | 2040 | TWh | 195 | Sub_sector | Industry | Paper | Industry (paper) | Energetic | industry_paper_demand_heat_energetic | Heat | EU | Energy demand | 0 | FEC
LU | TYNDP2026 | LEV | 2040 | TWh | 196 | Sub_sector | Industry | Paper | Industry (paper) | Energetic | industry_paper_demand_biomass_energetic | Biomass | EU | Energy demand | 0 | FEC
LU | TYNDP2026 | LEV | 2040 | TWh | 197 | Sub_sector | Industry | Paper | Industry (paper) | Energetic | industry_paper_demand_coal_energetic | Solids | EU | Energy demand | 0 | FEC
LU | TYNDP2026 | LEV | 2040 | TWh | 198 | Sub_sector | Industry | Paper | Industry (paper) | Energetic | industry_paper_demand_oil_energetic | Liquids | EU | Energy demand | 0 | FEC
LU | TYNDP2026 | LEV | 2040 | TWh | 199 | Sub_sector | Industry | Paper | Industry (paper) | Energetic | industry_paper_demand_others_energetic | Others | EU | Energy demand | 0 | FEC
LU | TYNDP2026 | LEV | 2040 | TWh | 200 | Sub_sector | Industry | Paper | Industry (paper) | Energetic | industry_paper_demand_ammonia_energetic | Ammonia | EU | Energy demand | 0 | FEC
LU | TYNDP2026 | LEV | 2040 | TWh | 202 | Sub_sector | Industry | Refineries | Industry (refineries, energetic) | Energetic | industry_refinery_demand_electricity_energetic | Electricity | EU | Energy demand | 0 | not_included_in_FEC
LU | TYNDP2026 | LEV | 2040 | TWh | 203 | Sub_sector | Industry | Refineries | Industry (refineries, energetic) | Energetic | industry_refinery_demand_hydrogen_energetic | Hydrogen | EU | Energy demand | 0 | not_included_in_FEC
LU | TYNDP2026 | LEV | 2040 | TWh | 204 | Sub_sector | Industry | Refineries | Industry (refineries, energetic) | Energetic | industry_refinery_demand_methane_energetic | Methane | EU | Energy demand | 0 | not_included_in_FEC
LU | TYNDP2026 | LEV | 2040 | TWh | 205 | Sub_sector | Industry | Refineries | Industry (refineries, energetic) | Energetic | industry_refinery_demand_heat_energetic | Heat | EU | Energy demand | 0 | not_included_in_FEC
LU | TYNDP2026 | LEV | 2040 | TWh | 206 | Sub_sector | Industry | Refineries | Industry (refineries, energetic) | Energetic | industry_refinery_demand_biomass_energetic | Biomass | EU | Energy demand | 0 | not_included_in_FEC
LU | TYNDP2026 | LEV | 2040 | TWh | 207 | Sub_sector | Industry | Refineries | Industry (refineries, energetic) | Energetic | industry_refinery_demand_coal_energetic | Solids | EU | Energy demand | 0 | not_included_in_FEC
LU | TYNDP2026 | LEV | 2040 | TWh | 208 | Sub_sector | Industry | Refineries | Industry (refineries, energetic) | Energetic | industry_refinery_demand_oil_energetic | Liquids | EU | Energy demand | 0 | not_included_in_FEC
LU | TYNDP2026 | LEV | 2040 | TWh | 209 | Sub_sector | Industry | Refineries | Industry (refineries, energetic) | Energetic | industry_refinery_demand_others_energetic | Others | EU | Energy demand | 0 | not_included_in_FEC
LU | TYNDP2026 | LEV | 2040 | TWh | 210 | Sub_sector | Industry | Refineries | Industry (refineries, energetic) | Energetic | industry_refinery_demand_ammonia_energetic | Ammonia | EU | Energy demand | 0 | not_included_in_FEC
LU | TYNDP2026 | LEV | 2040 | TWh | 212 | Sub_sector | Industry | Refineries | Industry (refineries, non-energetic) | Non-energetic | industry_refinery_demand_electricity_non_energetic | Electricity | EU | Energy demand | 0 | not_included_in_FEC
LU | TYNDP2026 | LEV | 2040 | TWh | 213 | Sub_sector | Industry | Refineries | Industry (refineries, non-energetic) | Non-energetic | industry_refinery_demand_hydrogen_non_energetic | Hydrogen | EU | Energy demand | 0 | not_included_in_FEC
LU | TYNDP2026 | LEV | 2040 | TWh | 214 | Sub_sector | Industry | Refineries | Industry (refineries, non-energetic) | Non-energetic | industry_refinery_demand_methane_non_energetic | Methane | EU | Energy demand | 0 | not_included_in_FEC
LU | TYNDP2026 | LEV | 2040 | TWh | 215 | Sub_sector | Industry | Refineries | Industry (refineries, non-energetic) | Non-energetic | industry_refinery_demand_heat_non_energetic | Heat | EU | Energy demand | 0 | not_included_in_FEC
LU | TYNDP2026 | LEV | 2040 | TWh | 216 | Sub_sector | Industry | Refineries | Industry (refineries, non-energetic) | Non-energetic | industry_refinery_demand_biomass_non_energetic | Biomass | EU | Energy demand | 0 | not_included_in_FEC
LU | TYNDP2026 | LEV | 2040 | TWh | 217 | Sub_sector | Industry | Refineries | Industry (refineries, non-energetic) | Non-energetic | industry_refinery_demand_coal_non_energetic | Solids | EU | Energy demand | 0 | not_included_in_FEC
LU | TYNDP2026 | LEV | 2040 | TWh | 218 | Sub_sector | Industry | Refineries | Industry (refineries, non-energetic) | Non-energetic | industry_refinery_demand_oil_non_energetic | Liquids | EU | Energy demand | 0 | not_included_in_FEC
LU | TYNDP2026 | LEV | 2040 | TWh | 219 | Sub_sector | Industry | Refineries | Industry (refineries, non-energetic) | Non-energetic | industry_refinery_demand_others_non_energetic | Others | EU | Energy demand | 0 | not_included_in_FEC
LU | TYNDP2026 | LEV | 2040 | TWh | 220 | Sub_sector | Industry | Refineries | Industry (refineries, non-energetic) | Non-energetic | industry_refinery_demand_ammonia_non_energetic | Ammonia | EU | Energy demand | 0 | not_included_in_FEC
LU | TYNDP2026 | LEV | 2040 | TWh | 222 | Sub_sector | Industry | Steel | Industry (steel) | Energetic | industry_steel_demand_electricity_energetic | Electricity | EU | Energy demand | 0 | FEC
LU | TYNDP2026 | LEV | 2040 | TWh | 223 | Sub_sector | Industry | Steel | Industry (steel) | Energetic | industry_steel_demand_hydrogen_energetic | Hydrogen | EU | Energy demand | 0 | FEC
LU | TYNDP2026 | LEV | 2040 | TWh | 224 | Sub_sector | Industry | Steel | Industry (steel) | Energetic | industry_steel_demand_methane_energetic | Methane | EU | Energy demand | 0 | FEC
LU | TYNDP2026 | LEV | 2040 | TWh | 225 | Sub_sector | Industry | Steel | Industry (steel) | Energetic | industry_steel_demand_heat_energetic | Heat | EU | Energy demand | 0 | FEC
LU | TYNDP2026 | LEV | 2040 | TWh | 226 | Sub_sector | Industry | Steel | Industry (steel) | Energetic | industry_steel_demand_biomass_energetic | Biomass | EU | Energy demand | 0 | FEC
LU | TYNDP2026 | LEV | 2040 | TWh | 227 | Sub_sector | Industry | Steel | Industry (steel) | Energetic | industry_steel_demand_coal_energetic | Solids | EU | Energy demand | 0 | FEC
LU | TYNDP2026 | LEV | 2040 | TWh | 228 | Sub_sector | Industry | Steel | Industry (steel) | Energetic | industry_steel_demand_oil_energetic | Liquids | EU | Energy demand | 0 | FEC
LU | TYNDP2026 | LEV | 2040 | TWh | 229 | Sub_sector | Industry | Steel | Industry (steel) | Energetic | industry_steel_demand_others_energetic | Others | EU | Energy demand | 0 | FEC
LU | TYNDP2026 | LEV | 2040 | TWh | 230 | Sub_sector | Industry | Steel | Industry (steel) | Energetic | industry_steel_demand_ammonia_energetic | Ammonia | EU | Energy demand | 0 | FEC
LU | TYNDP2026 | LEV | 2040 | TWh | 232 | Sub_sector | Transport | Cars | Transport (cars) | Energetic | transport_cars_final_demand_electricity | Electricity | EU | Energy demand | 1.0997 | FEC
LU | TYNDP2026 | LEV | 2040 | TWh | 233 | Sub_sector | Transport | Cars | Transport (cars) | Energetic | transport_cars_final_demand_hydrogen | Hydrogen | EU | Energy demand | 2.4863 | FEC
LU | TYNDP2026 | LEV | 2040 | TWh | 234 | Sub_sector | Transport | Cars | Transport (cars) | Energetic | transport_cars_final_demand_methane | Methane | EU | Energy demand | 0 | FEC
LU | TYNDP2026 | LEV | 2040 | TWh | 235 | Sub_sector | Transport | Cars | Transport (cars) | Energetic | transport_cars_final_demand_heat | Heat | EU | Energy demand | 0 | FEC
LU | TYNDP2026 | LEV | 2040 | TWh | 236 | Sub_sector | Transport | Cars | Transport (cars) | Energetic | transport_cars_final_demand_biomass | Biomass | EU | Energy demand | 0 | FEC
LU | TYNDP2026 | LEV | 2040 | TWh | 237 | Sub_sector | Transport | Cars | Transport (cars) | Energetic | transport_cars_final_demand_coal | Solids | EU | Energy demand | 0 | FEC
LU | TYNDP2026 | LEV | 2040 | TWh | 238 | Sub_sector | Transport | Cars | Transport (cars) | Energetic | transport_cars_final_demand_oil | Liquids | EU | Energy demand | 7.4535 | FEC
LU | TYNDP2026 | LEV | 2040 | TWh | 239 | Sub_sector | Transport | Cars | Transport (cars) | Energetic | transport_cars_final_demand_other | Others | EU | Energy demand | 0 | FEC
LU | TYNDP2026 | LEV | 2040 | TWh | 240 | Sub_sector | Transport | Cars | Transport (cars) | Energetic | transport_cars_final_demand_ammonia | Ammonia | EU | Energy demand | 0 | FEC
LU | TYNDP2026 | LEV | 2040 | TWh | 242 | Sub_sector | Transport | Busses | Transport (busses) | Energetic | transport_busses_final_demand_electricity | Electricity | EU | Energy demand | 0 | FEC
LU | TYNDP2026 | LEV | 2040 | TWh | 243 | Sub_sector | Transport | Busses | Transport (busses) | Energetic | transport_busses_final_demand_hydrogen | Hydrogen | EU | Energy demand | 0 | FEC
LU | TYNDP2026 | LEV | 2040 | TWh | 244 | Sub_sector | Transport | Busses | Transport (busses) | Energetic | transport_busses_final_demand_methane | Methane | EU | Energy demand | 0 | FEC
LU | TYNDP2026 | LEV | 2040 | TWh | 245 | Sub_sector | Transport | Busses | Transport (busses) | Energetic | transport_busses_final_demand_heat | Heat | EU | Energy demand | 0 | FEC
LU | TYNDP2026 | LEV | 2040 | TWh | 246 | Sub_sector | Transport | Busses | Transport (busses) | Energetic | transport_busses_final_demand_biomass | Biomass | EU | Energy demand | 0 | FEC
LU | TYNDP2026 | LEV | 2040 | TWh | 247 | Sub_sector | Transport | Busses | Transport (busses) | Energetic | transport_busses_final_demand_coal | Solids | EU | Energy demand | 0 | FEC
LU | TYNDP2026 | LEV | 2040 | TWh | 248 | Sub_sector | Transport | Busses | Transport (busses) | Energetic | transport_busses_final_demand_oil | Liquids | EU | Energy demand | 0 | FEC
LU | TYNDP2026 | LEV | 2040 | TWh | 249 | Sub_sector | Transport | Busses | Transport (busses) | Energetic | transport_busses_final_demand_other | Others | EU | Energy demand | 0 | FEC
LU | TYNDP2026 | LEV | 2040 | TWh | 250 | Sub_sector | Transport | Busses | Transport (busses) | Energetic | transport_busses_final_demand_ammonia | Ammonia | EU | Energy demand | 0 | FEC
LU | TYNDP2026 | LEV | 2040 | TWh | 252 | Sub_sector | Transport | Trucks | Transport (trucks) | Energetic | transport_trucks_final_demand_electricity | Electricity | EU | Energy demand | 0.52344 | FEC
LU | TYNDP2026 | LEV | 2040 | TWh | 253 | Sub_sector | Transport | Trucks | Transport (trucks) | Energetic | transport_trucks_final_demand_hydrogen | Hydrogen | EU | Energy demand | 0.98898 | FEC
LU | TYNDP2026 | LEV | 2040 | TWh | 254 | Sub_sector | Transport | Trucks | Transport (trucks) | Energetic | transport_trucks_final_demand_methane | Methane | EU | Energy demand | 0 | FEC
LU | TYNDP2026 | LEV | 2040 | TWh | 255 | Sub_sector | Transport | Trucks | Transport (trucks) | Energetic | transport_trucks_final_demand_heat | Heat | EU | Energy demand | 0 | FEC
LU | TYNDP2026 | LEV | 2040 | TWh | 256 | Sub_sector | Transport | Trucks | Transport (trucks) | Energetic | transport_trucks_final_demand_biomass | Biomass | EU | Energy demand | 0 | FEC
LU | TYNDP2026 | LEV | 2040 | TWh | 257 | Sub_sector | Transport | Trucks | Transport (trucks) | Energetic | transport_trucks_final_demand_coal | Solids | EU | Energy demand | 0 | FEC
LU | TYNDP2026 | LEV | 2040 | TWh | 258 | Sub_sector | Transport | Trucks | Transport (trucks) | Energetic | transport_trucks_final_demand_oil | Liquids | EU | Energy demand | 2.9688 | FEC
LU | TYNDP2026 | LEV | 2040 | TWh | 259 | Sub_sector | Transport | Trucks | Transport (trucks) | Energetic | transport_trucks_final_demand_other | Others | EU | Energy demand | 0 | FEC
LU | TYNDP2026 | LEV | 2040 | TWh | 260 | Sub_sector | Transport | Trucks | Transport (trucks) | Energetic | transport_trucks_final_demand_ammonia | Ammonia | EU | Energy demand | 0 | FEC
LU | TYNDP2026 | LEV | 2040 | TWh | 262 | Sub_sector | Transport | Vans | Transport (vans) | Energetic | transport_vans_final_demand_electricity | Electricity | EU | Energy demand | 0 | FEC
LU | TYNDP2026 | LEV | 2040 | TWh | 263 | Sub_sector | Transport | Vans | Transport (vans) | Energetic | transport_vans_final_demand_hydrogen | Hydrogen | EU | Energy demand | 0 | FEC
LU | TYNDP2026 | LEV | 2040 | TWh | 264 | Sub_sector | Transport | Vans | Transport (vans) | Energetic | transport_vans_final_demand_methane | Methane | EU | Energy demand | 0 | FEC
LU | TYNDP2026 | LEV | 2040 | TWh | 265 | Sub_sector | Transport | Vans | Transport (vans) | Energetic | transport_vans_final_demand_heat | Heat | EU | Energy demand | 0 | FEC
LU | TYNDP2026 | LEV | 2040 | TWh | 266 | Sub_sector | Transport | Vans | Transport (vans) | Energetic | transport_vans_final_demand_biomass | Biomass | EU | Energy demand | 0 | FEC
LU | TYNDP2026 | LEV | 2040 | TWh | 267 | Sub_sector | Transport | Vans | Transport (vans) | Energetic | transport_vans_final_demand_coal | Solids | EU | Energy demand | 0 | FEC
LU | TYNDP2026 | LEV | 2040 | TWh | 268 | Sub_sector | Transport | Vans | Transport (vans) | Energetic | transport_vans_final_demand_oil | Liquids | EU | Energy demand | 0 | FEC
LU | TYNDP2026 | LEV | 2040 | TWh | 269 | Sub_sector | Transport | Vans | Transport (vans) | Energetic | transport_vans_final_demand_other | Others | EU | Energy demand | 0 | FEC
LU | TYNDP2026 | LEV | 2040 | TWh | 270 | Sub_sector | Transport | Vans | Transport (vans) | Energetic | transport_vans_final_demand_ammonia | Ammonia | EU | Energy demand | 0 | FEC
LU | TYNDP2026 | LEV | 2040 | TWh | 272 | Sub_sector | Transport | Freight trains | Transport (trains) | Energetic | transport_trains_final_demand_electricity | Electricity | EU | Energy demand | 0 | FEC
LU | TYNDP2026 | LEV | 2040 | TWh | 273 | Sub_sector | Transport | Freight trains | Transport (trains) | Energetic | transport_trains_final_demand_hydrogen | Hydrogen | EU | Energy demand | 0 | FEC
LU | TYNDP2026 | LEV | 2040 | TWh | 274 | Sub_sector | Transport | Freight trains | Transport (trains) | Energetic | transport_trains_final_demand_methane | Methane | EU | Energy demand | 0 | FEC
LU | TYNDP2026 | LEV | 2040 | TWh | 275 | Sub_sector | Transport | Freight trains | Transport (trains) | Energetic | transport_trains_final_demand_heat | Heat | EU | Energy demand | 0 | FEC
LU | TYNDP2026 | LEV | 2040 | TWh | 276 | Sub_sector | Transport | Freight trains | Transport (trains) | Energetic | transport_trains_final_demand_biomass | Biomass | EU | Energy demand | 0 | FEC
LU | TYNDP2026 | LEV | 2040 | TWh | 277 | Sub_sector | Transport | Freight trains | Transport (trains) | Energetic | transport_trains_final_demand_coal | Solids | EU | Energy demand | 0 | FEC
LU | TYNDP2026 | LEV | 2040 | TWh | 278 | Sub_sector | Transport | Freight trains | Transport (trains) | Energetic | transport_trains_final_demand_oil | Liquids | EU | Energy demand | 0 | FEC
LU | TYNDP2026 | LEV | 2040 | TWh | 279 | Sub_sector | Transport | Freight trains | Transport (trains) | Energetic | transport_trains_final_demand_other | Others | EU | Energy demand | 0 | FEC
LU | TYNDP2026 | LEV | 2040 | TWh | 280 | Sub_sector | Transport | Freight trains | Transport (trains) | Energetic | transport_trains_final_demand_ammonia | Ammonia | EU | Energy demand | 0 | FEC
LU | TYNDP2026 | LEV | 2040 | TWh | 282 | Sub_sector | Transport | Ships | Transport (ships) | Energetic | transport_ships_final_demand_electricity | Electricity | EU | Energy demand | 3.65e-12 | FEC
LU | TYNDP2026 | LEV | 2040 | TWh | 283 | Sub_sector | Transport | Ships | Transport (ships) | Energetic | transport_ships_final_demand_hydrogen | Hydrogen | EU | Energy demand | 1.35e-10 | FEC
LU | TYNDP2026 | LEV | 2040 | TWh | 284 | Sub_sector | Transport | Ships | Transport (ships) | Energetic | transport_ships_final_demand_methane | Methane | EU | Energy demand | 5.76e-10 | FEC
LU | TYNDP2026 | LEV | 2040 | TWh | 285 | Sub_sector | Transport | Ships | Transport (ships) | Energetic | transport_ships_final_demand_heat | Heat | EU | Energy demand | 0 | FEC
LU | TYNDP2026 | LEV | 2040 | TWh | 286 | Sub_sector | Transport | Ships | Transport (ships) | Energetic | transport_ships_final_demand_biomass | Biomass | EU | Energy demand | 0 | FEC
LU | TYNDP2026 | LEV | 2040 | TWh | 287 | Sub_sector | Transport | Ships | Transport (ships) | Energetic | transport_ships_final_demand_coal | Solids | EU | Energy demand | 0 | FEC
LU | TYNDP2026 | LEV | 2040 | TWh | 288 | Sub_sector | Transport | Ships | Transport (ships) | Energetic | transport_ships_final_demand_oil | Liquids | EU | Energy demand | 7.14e-10 | FEC
LU | TYNDP2026 | LEV | 2040 | TWh | 289 | Sub_sector | Transport | Ships | Transport (ships) | Energetic | transport_ships_final_demand_other | Others | EU | Energy demand | 0 | FEC
LU | TYNDP2026 | LEV | 2040 | TWh | 290 | Sub_sector | Transport | Ships | Transport (ships) | Energetic | transport_ships_final_demand_ammonia | Ammonia | EU | Energy demand | 0 | FEC
LU | TYNDP2026 | LEV | 2040 | TWh | 292 | Sub_sector | Transport | Planes | Transport (planes) | Energetic | transport_planes_final_demand_electricity | Electricity | EU | Energy demand | 0 | FEC
LU | TYNDP2026 | LEV | 2040 | TWh | 293 | Sub_sector | Transport | Planes | Transport (planes) | Energetic | transport_planes_final_demand_hydrogen | Hydrogen | EU | Energy demand | 0 | FEC
LU | TYNDP2026 | LEV | 2040 | TWh | 294 | Sub_sector | Transport | Planes | Transport (planes) | Energetic | transport_planes_final_demand_methane | Methane | EU | Energy demand | 0 | FEC
LU | TYNDP2026 | LEV | 2040 | TWh | 295 | Sub_sector | Transport | Planes | Transport (planes) | Energetic | transport_planes_final_demand_heat | Heat | EU | Energy demand | 0 | FEC
LU | TYNDP2026 | LEV | 2040 | TWh | 296 | Sub_sector | Transport | Planes | Transport (planes) | Energetic | transport_planes_final_demand_biomass | Biomass | EU | Energy demand | 0 | FEC
LU | TYNDP2026 | LEV | 2040 | TWh | 297 | Sub_sector | Transport | Planes | Transport (planes) | Energetic | transport_planes_final_demand_coal | Solids | EU | Energy demand | 0 | FEC
LU | TYNDP2026 | LEV | 2040 | TWh | 298 | Sub_sector | Transport | Planes | Transport (planes) | Energetic | transport_planes_final_demand_oil | Liquids | EU | Energy demand | 0 | FEC
LU | TYNDP2026 | LEV | 2040 | TWh | 299 | Sub_sector | Transport | Planes | Transport (planes) | Energetic | transport_planes_final_demand_other | Others | EU | Energy demand | 0 | FEC
LU | TYNDP2026 | LEV | 2040 | TWh | 300 | Sub_sector | Transport | Planes | Transport (planes) | Energetic | transport_planes_final_demand_ammonia | Ammonia | EU | Energy demand | 0 | FEC
LU | TYNDP2026 | LEV | 2040 | TWh | 302 | Sub_sector | Transport | Others | Transport (others) | Energetic | transport_other_final_demand_electricity | Electricity | EU | Energy demand | 0 | FEC
LU | TYNDP2026 | LEV | 2040 | TWh | 303 | Sub_sector | Transport | Others | Transport (others) | Energetic | transport_other_final_demand_hydrogen | Hydrogen | EU | Energy demand | 0 | FEC
LU | TYNDP2026 | LEV | 2040 | TWh | 304 | Sub_sector | Transport | Others | Transport (others) | Energetic | transport_other_final_demand_methane | Methane | EU | Energy demand | 0 | FEC
LU | TYNDP2026 | LEV | 2040 | TWh | 305 | Sub_sector | Transport | Others | Transport (others) | Energetic | transport_other_final_demand_heat | Heat | EU | Energy demand | 0 | FEC
LU | TYNDP2026 | LEV | 2040 | TWh | 306 | Sub_sector | Transport | Others | Transport (others) | Energetic | transport_other_final_demand_biomass | Biomass | EU | Energy demand | 0 | FEC
LU | TYNDP2026 | LEV | 2040 | TWh | 307 | Sub_sector | Transport | Others | Transport (others) | Energetic | transport_other_final_demand_coal | Solids | EU | Energy demand | 0 | FEC
LU | TYNDP2026 | LEV | 2040 | TWh | 308 | Sub_sector | Transport | Others | Transport (others) | Energetic | transport_other_final_demand_oil | Liquids | EU | Energy demand | 0 | FEC
LU | TYNDP2026 | LEV | 2040 | TWh | 309 | Sub_sector | Transport | Others | Transport (others) | Energetic | transport_other_final_demand_other | Others | EU | Energy demand | 0 | FEC
LU | TYNDP2026 | LEV | 2040 | TWh | 310 | Sub_sector | Transport | Others | Transport (others) | Energetic | transport_other_final_demand_ammonia | Ammonia | EU | Energy demand | 0 | FEC
LU | TYNDP2026 | LEV | 2040 | TWh | 312 | Sub_sector | International transport | International aviation | Transport (int. aviation) | Energetic | transport_int_aviation_final_demand_electricity | Electricity | EU | Energy demand | 0 | FEC
LU | TYNDP2026 | LEV | 2040 | TWh | 313 | Sub_sector | International transport | International aviation | Transport (int. aviation) | Energetic | transport_int_aviation_final_demand_hydrogen | Hydrogen | EU | Energy demand | 0 | FEC
LU | TYNDP2026 | LEV | 2040 | TWh | 314 | Sub_sector | International transport | International aviation | Transport (int. aviation) | Energetic | transport_int_aviation_final_demand_methane | Methane | EU | Energy demand | 0 | FEC
LU | TYNDP2026 | LEV | 2040 | TWh | 315 | Sub_sector | International transport | International aviation | Transport (int. aviation) | Energetic | transport_int_aviation_final_demand_heat | Heat | EU | Energy demand | 0 | FEC
LU | TYNDP2026 | LEV | 2040 | TWh | 316 | Sub_sector | International transport | International aviation | Transport (int. aviation) | Energetic | transport_int_aviation_final_demand_biofuels | Biomass | EU | Energy demand | 0 | FEC
LU | TYNDP2026 | LEV | 2040 | TWh | 317 | Sub_sector | International transport | International aviation | Transport (int. aviation) | Energetic | transport_int_aviation_final_demand_coal | Solids | EU | Energy demand | 0 | FEC
LU | TYNDP2026 | LEV | 2040 | TWh | 318 | Sub_sector | International transport | International aviation | Transport (int. aviation) | Energetic | transport_int_aviation_final_demand_oil | Liquids | EU | Energy demand | 0 | FEC
LU | TYNDP2026 | LEV | 2040 | TWh | 319 | Sub_sector | International transport | International aviation | Transport (int. aviation) | Energetic | transport_int_aviation_final_demand_other | Others | EU | Energy demand | 0 | FEC
LU | TYNDP2026 | LEV | 2040 | TWh | 320 | Sub_sector | International transport | International aviation | Transport (int. aviation) | Energetic | transport_int_aviation_final_demand_ammonia | Ammonia | EU | Energy demand | 0 | FEC
LU | TYNDP2026 | LEV | 2040 | TWh | 322 | Sub_sector | International transport | International shipping | Transport (int. shipping) | Energetic | transport_int_shipping_final_demand_electricity | Electricity | EU | Energy demand | 0 | not_included_in_FEC
LU | TYNDP2026 | LEV | 2040 | TWh | 323 | Sub_sector | International transport | International shipping | Transport (int. shipping) | Energetic | transport_int_shipping_final_demand_hydrogen | Hydrogen | EU | Energy demand | 0 | not_included_in_FEC
LU | TYNDP2026 | LEV | 2040 | TWh | 324 | Sub_sector | International transport | International shipping | Transport (int. shipping) | Energetic | transport_int_shipping_final_demand_methane | Methane | EU | Energy demand | 0 | not_included_in_FEC
LU | TYNDP2026 | LEV | 2040 | TWh | 325 | Sub_sector | International transport | International shipping | Transport (int. shipping) | Energetic | transport_int_shipping_final_demand_heat | Heat | EU | Energy demand | 0 | not_included_in_FEC
LU | TYNDP2026 | LEV | 2040 | TWh | 326 | Sub_sector | International transport | International shipping | Transport (int. shipping) | Energetic | transport_int_shipping_final_demand_biofuels | Biomass | EU | Energy demand | 0 | not_included_in_FEC
LU | TYNDP2026 | LEV | 2040 | TWh | 327 | Sub_sector | International transport | International shipping | Transport (int. shipping) | Energetic | transport_int_shipping_final_demand_coal | Solids | EU | Energy demand | 0 | not_included_in_FEC
LU | TYNDP2026 | LEV | 2040 | TWh | 328 | Sub_sector | International transport | International shipping | Transport (int. shipping) | Energetic | transport_int_shipping_final_demand_oil | Liquids | EU | Energy demand | 0 | not_included_in_FEC
LU | TYNDP2026 | LEV | 2040 | TWh | 329 | Sub_sector | International transport | International shipping | Transport (int. shipping) | Energetic | transport_int_shipping_final_demand_other | Others | EU | Energy demand | 0 | not_included_in_FEC
LU | TYNDP2026 | LEV | 2040 | TWh | 330 | Sub_sector | International transport | International shipping | Transport (int. shipping) | Energetic | transport_int_shipping_final_demand_ammonia | Ammonia | EU | Energy demand | 0 | not_included_in_FEC
LU | TYNDP2026 | LEV | 2040 | TWh | 332 | Sub_sector | Households | Space heating | Households (heating) | Energetic | households_heating_final_demand_electricity | Electricity | EU | Energy demand | 0.1975 | FEC
LU | TYNDP2026 | LEV | 2040 | TWh | 333 | Sub_sector | Households | Space heating | Households (heating) | Energetic | households_heating_final_demand_hydrogen | Hydrogen | EU | Energy demand | 0.22192 | FEC
LU | TYNDP2026 | LEV | 2040 | TWh | 334 | Sub_sector | Households | Space heating | Households (heating) | Energetic | households_heating_final_demand_methane | Methane | EU | Energy demand | 1.2603 | FEC
LU | TYNDP2026 | LEV | 2040 | TWh | 335 | Sub_sector | Households | Space heating | Households (heating) | Energetic | households_heating_final_demand_heat | Heat | EU | Energy demand | 0.33005 | FEC
LU | TYNDP2026 | LEV | 2040 | TWh | 336 | Sub_sector | Households | Space heating | Households (heating) | Energetic | households_heating_final_demand_biomass | Biomass | EU | Energy demand | 0.18802 | FEC
LU | TYNDP2026 | LEV | 2040 | TWh | 337 | Sub_sector | Households | Space heating | Households (heating) | Energetic | households_heating_final_demand_coal | Solids | EU | Energy demand | 0.001712 | FEC
LU | TYNDP2026 | LEV | 2040 | TWh | 338 | Sub_sector | Households | Space heating | Households (heating) | Energetic | households_heating_final_demand_oil | Liquids | EU | Energy demand | 0.37386 | FEC
LU | TYNDP2026 | LEV | 2040 | TWh | 339 | Sub_sector | Households | Space heating | Households (heating) | Energetic | households_heating_final_demand_other | Others | EU | Energy demand | 0.063128 | FEC
LU | TYNDP2026 | LEV | 2040 | TWh | 340 | Sub_sector | Households | Space heating | Households (heating) | Energetic | households_heating_final_demand_ammonia | Ammonia | EU | Energy demand | 0 | FEC
LU | TYNDP2026 | LEV | 2040 | TWh | 343 | Sub_sector | Households | Cooling | Households (cooling) | Energetic | households_cooling_final_demand_electricity | Electricity | EU | Energy demand | 0.024037 | FEC
LU | TYNDP2026 | LEV | 2040 | TWh | 344 | Sub_sector | Households | Cooling | Households (cooling) | Energetic | households_cooling_final_demand_hydrogen | Hydrogen | EU | Energy demand | 0 | FEC
LU | TYNDP2026 | LEV | 2040 | TWh | 345 | Sub_sector | Households | Cooling | Households (cooling) | Energetic | households_cooling_final_demand_methane | Methane | EU | Energy demand | 0 | FEC
LU | TYNDP2026 | LEV | 2040 | TWh | 346 | Sub_sector | Households | Cooling | Households (cooling) | Energetic | households_cooling_final_demand_heat | Heat | EU | Energy demand | 0 | FEC
LU | TYNDP2026 | LEV | 2040 | TWh | 347 | Sub_sector | Households | Cooling | Households (cooling) | Energetic | households_cooling_final_demand_biomass | Biomass | EU | Energy demand | 0 | FEC
LU | TYNDP2026 | LEV | 2040 | TWh | 348 | Sub_sector | Households | Cooling | Households (cooling) | Energetic | households_cooling_final_demand_coal | Solids | EU | Energy demand | 0 | FEC
LU | TYNDP2026 | LEV | 2040 | TWh | 349 | Sub_sector | Households | Cooling | Households (cooling) | Energetic | households_cooling_final_demand_oil | Liquids | EU | Energy demand | 0 | FEC
LU | TYNDP2026 | LEV | 2040 | TWh | 350 | Sub_sector | Households | Cooling | Households (cooling) | Energetic | households_cooling_final_demand_other | Others | EU | Energy demand | 0 | FEC
LU | TYNDP2026 | LEV | 2040 | TWh | 351 | Sub_sector | Households | Cooling | Households (cooling) | Energetic | households_cooling_final_demand_ammonia | Ammonia | EU | Energy demand | 0 | FEC
LU | TYNDP2026 | LEV | 2040 | TWh | 354 | Sub_sector | Households | Hot water | Households (hot water) | Energetic | households_hot_water_final_demand_electricity | Electricity | EU | Energy demand | 0.081271 | FEC
LU | TYNDP2026 | LEV | 2040 | TWh | 355 | Sub_sector | Households | Hot water | Households (hot water) | Energetic | households_hot_water_final_demand_hydrogen | Hydrogen | EU | Energy demand | 0.031803 | FEC
LU | TYNDP2026 | LEV | 2040 | TWh | 356 | Sub_sector | Households | Hot water | Households (hot water) | Energetic | households_hot_water_final_demand_methane | Methane | EU | Energy demand | 0.22878 | FEC
LU | TYNDP2026 | LEV | 2040 | TWh | 357 | Sub_sector | Households | Hot water | Households (hot water) | Energetic | households_hot_water_final_demand_heat | Heat | EU | Energy demand | 0.037607 | FEC
LU | TYNDP2026 | LEV | 2040 | TWh | 358 | Sub_sector | Households | Hot water | Households (hot water) | Energetic | households_hot_water_final_demand_biomass | Biomass | EU | Energy demand | 0.012372 | FEC
LU | TYNDP2026 | LEV | 2040 | TWh | 359 | Sub_sector | Households | Hot water | Households (hot water) | Energetic | households_hot_water_final_demand_coal | Solids | EU | Energy demand | 0.00011265 | FEC
LU | TYNDP2026 | LEV | 2040 | TWh | 360 | Sub_sector | Households | Hot water | Households (hot water) | Energetic | households_hot_water_final_demand_oil | Liquids | EU | Energy demand | 0.024601 | FEC
LU | TYNDP2026 | LEV | 2040 | TWh | 361 | Sub_sector | Households | Hot water | Households (hot water) | Energetic | households_hot_water_final_demand_other | Others | EU | Energy demand | 0.075366 | FEC
LU | TYNDP2026 | LEV | 2040 | TWh | 362 | Sub_sector | Households | Hot water | Households (hot water) | Energetic | households_hot_water_final_demand_ammonia | Ammonia | EU | Energy demand | 0 | FEC
LU | TYNDP2026 | LEV | 2040 | TWh | 365 | Sub_sector | Households | Appliances | Households (appliances) | Energetic | households_appliances_final_demand_electricity | Electricity | EU | Energy demand | 1.3617 | FEC
LU | TYNDP2026 | LEV | 2040 | TWh | 366 | Sub_sector | Households | Appliances | Households (appliances) | Energetic | households_appliances_final_demand_hydrogen | Hydrogen | EU | Energy demand | 0 | FEC
LU | TYNDP2026 | LEV | 2040 | TWh | 367 | Sub_sector | Households | Appliances | Households (appliances) | Energetic | households_appliances_final_demand_methane | Methane | EU | Energy demand | 0.057583 | FEC
LU | TYNDP2026 | LEV | 2040 | TWh | 368 | Sub_sector | Households | Appliances | Households (appliances) | Energetic | households_appliances_final_demand_heat | Heat | EU | Energy demand | 0 | FEC
LU | TYNDP2026 | LEV | 2040 | TWh | 369 | Sub_sector | Households | Appliances | Households (appliances) | Energetic | households_appliances_final_demand_biomass | Biomass | EU | Energy demand | 0.00058506 | FEC
LU | TYNDP2026 | LEV | 2040 | TWh | 370 | Sub_sector | Households | Appliances | Households (appliances) | Energetic | households_appliances_final_demand_coal | Solids | EU | Energy demand | 0 | FEC
LU | TYNDP2026 | LEV | 2040 | TWh | 371 | Sub_sector | Households | Appliances | Households (appliances) | Energetic | households_appliances_final_demand_oil | Liquids | EU | Energy demand | 0 | FEC
LU | TYNDP2026 | LEV | 2040 | TWh | 372 | Sub_sector | Households | Appliances | Households (appliances) | Energetic | households_appliances_final_demand_other | Others | EU | Energy demand | 0 | FEC
LU | TYNDP2026 | LEV | 2040 | TWh | 373 | Sub_sector | Households | Appliances | Households (appliances) | Energetic | households_appliances_final_demand_ammonia | Ammonia | EU | Energy demand | 0 | FEC
LU | TYNDP2026 | LEV | 2040 | TWh | 375 | Sub_sector | Buildings | Space heating | Buildings (heat) | Energetic | buildings_heat_final_demand_electricity | Electricity | EU | Energy demand | 1.1789 | FEC
LU | TYNDP2026 | LEV | 2040 | TWh | 376 | Sub_sector | Buildings | Space heating | Buildings (heat) | Energetic | buildings_heat_final_demand_hydrogen | Hydrogen | EU | Energy demand | 0 | FEC
LU | TYNDP2026 | LEV | 2040 | TWh | 377 | Sub_sector | Buildings | Space heating | Buildings (heat) | Energetic | buildings_heat_final_demand_methane | Methane | EU | Energy demand | 0 | FEC
LU | TYNDP2026 | LEV | 2040 | TWh | 378 | Sub_sector | Buildings | Space heating | Buildings (heat) | Energetic | buildings_heat_final_demand_heat | Heat | EU | Energy demand | 0 | FEC
LU | TYNDP2026 | LEV | 2040 | TWh | 379 | Sub_sector | Buildings | Space heating | Buildings (heat) | Energetic | buildings_heat_final_demand_biomass | Biomass | EU | Energy demand | 0 | FEC
LU | TYNDP2026 | LEV | 2040 | TWh | 380 | Sub_sector | Buildings | Space heating | Buildings (heat) | Energetic | buildings_heat_final_demand_coal | Solids | EU | Energy demand | 0 | FEC
LU | TYNDP2026 | LEV | 2040 | TWh | 381 | Sub_sector | Buildings | Space heating | Buildings (heat) | Energetic | buildings_heat_final_demand_oil | Liquids | EU | Energy demand | 0 | FEC
LU | TYNDP2026 | LEV | 2040 | TWh | 382 | Sub_sector | Buildings | Space heating | Buildings (heat) | Energetic | buildings_heat_final_demand_other | Others | EU | Energy demand | 0.040836 | FEC
LU | TYNDP2026 | LEV | 2040 | TWh | 383 | Sub_sector | Buildings | Space heating | Buildings (heat) | Energetic | buildings_heat_final_demand_ammonia | Ammonia | EU | Energy demand | 0 | FEC
LU | TYNDP2026 | LEV | 2040 | TWh | 386 | Sub_sector | Buildings | Cooling | Buildings (cooling) | Energetic | buildings_cooling_final_demand_electricity | Electricity | EU | Energy demand | 0.034475 | FEC
LU | TYNDP2026 | LEV | 2040 | TWh | 387 | Sub_sector | Buildings | Cooling | Buildings (cooling) | Energetic | buildings_cooling_final_demand_hydrogen | Hydrogen | EU | Energy demand | 0 | FEC
LU | TYNDP2026 | LEV | 2040 | TWh | 388 | Sub_sector | Buildings | Cooling | Buildings (cooling) | Energetic | buildings_cooling_final_demand_methane | Methane | EU | Energy demand | 0.0027729 | FEC
LU | TYNDP2026 | LEV | 2040 | TWh | 389 | Sub_sector | Buildings | Cooling | Buildings (cooling) | Energetic | buildings_cooling_final_demand_heat | Heat | EU | Energy demand | 0 | FEC
LU | TYNDP2026 | LEV | 2040 | TWh | 390 | Sub_sector | Buildings | Cooling | Buildings (cooling) | Energetic | buildings_cooling_final_demand_biomass | Biomass | EU | Energy demand | 0 | FEC
LU | TYNDP2026 | LEV | 2040 | TWh | 391 | Sub_sector | Buildings | Cooling | Buildings (cooling) | Energetic | buildings_cooling_final_demand_coal | Solids | EU | Energy demand | 0 | FEC
LU | TYNDP2026 | LEV | 2040 | TWh | 392 | Sub_sector | Buildings | Cooling | Buildings (cooling) | Energetic | buildings_cooling_final_demand_oil | Liquids | EU | Energy demand | 0 | FEC
LU | TYNDP2026 | LEV | 2040 | TWh | 393 | Sub_sector | Buildings | Cooling | Buildings (cooling) | Energetic | buildings_cooling_final_demand_other | Others | EU | Energy demand | 0 | FEC
LU | TYNDP2026 | LEV | 2040 | TWh | 394 | Sub_sector | Buildings | Cooling | Buildings (cooling) | Energetic | buildings_cooling_final_demand_ammonia | Ammonia | EU | Energy demand | 0 | FEC
LU | TYNDP2026 | LEV | 2040 | TWh | 397 | Sub_sector | Buildings | Appliances | Buildings (appliances) | Energetic | buildings_appliances_final_demand_electricity | Electricity | EU | Energy demand | 1.6894 | FEC
LU | TYNDP2026 | LEV | 2040 | TWh | 398 | Sub_sector | Buildings | Appliances | Buildings (appliances) | Energetic | buildings_appliances_final_demand_hydrogen | Hydrogen | EU | Energy demand | 0 | FEC
LU | TYNDP2026 | LEV | 2040 | TWh | 399 | Sub_sector | Buildings | Appliances | Buildings (appliances) | Energetic | buildings_appliances_final_demand_methane | Methane | EU | Energy demand | 0.39391 | FEC
LU | TYNDP2026 | LEV | 2040 | TWh | 400 | Sub_sector | Buildings | Appliances | Buildings (appliances) | Energetic | buildings_appliances_final_demand_heat | Heat | EU | Energy demand | 0 | FEC
LU | TYNDP2026 | LEV | 2040 | TWh | 401 | Sub_sector | Buildings | Appliances | Buildings (appliances) | Energetic | buildings_appliances_final_demand_biomass | Biomass | EU | Energy demand | 0 | FEC
LU | TYNDP2026 | LEV | 2040 | TWh | 402 | Sub_sector | Buildings | Appliances | Buildings (appliances) | Energetic | buildings_appliances_final_demand_coal | Solids | EU | Energy demand | 0 | FEC
LU | TYNDP2026 | LEV | 2040 | TWh | 403 | Sub_sector | Buildings | Appliances | Buildings (appliances) | Energetic | buildings_appliances_final_demand_oil | Liquids | EU | Energy demand | 0 | FEC
LU | TYNDP2026 | LEV | 2040 | TWh | 404 | Sub_sector | Buildings | Appliances | Buildings (appliances) | Energetic | buildings_appliances_final_demand_other | Others | EU | Energy demand | 0 | FEC
LU | TYNDP2026 | LEV | 2040 | TWh | 405 | Sub_sector | Buildings | Appliances | Buildings (appliances) | Energetic | buildings_appliances_final_demand_ammonia | Ammonia | EU | Energy demand | 0 | FEC
LU | TYNDP2026 | LEV | 2040 | TWh | 407 | Sub_sector | Buildings | Datacenters | Datacenters & ICT | Energetic | datacentres_final_demand_electricity_energetic | Electricity | EU | Energy demand | 3.1294 | FEC
LU | TYNDP2026 | LEV | 2040 | TWh | 408 | Sub_sector | Buildings | Datacenters | Datacenters & ICT | Energetic | datacentres_final_demand_hydrogen_energetic | Hydrogen | EU | Energy demand | 0 | FEC
LU | TYNDP2026 | LEV | 2040 | TWh | 409 | Sub_sector | Buildings | Datacenters | Datacenters & ICT | Energetic | datacentres_final_demand_methane_energetic | Methane | EU | Energy demand | 0 | FEC
LU | TYNDP2026 | LEV | 2040 | TWh | 410 | Sub_sector | Buildings | Datacenters | Datacenters & ICT | Energetic | datacentres_final_demand_heat_energetic | Heat | EU | Energy demand | 0 | FEC
LU | TYNDP2026 | LEV | 2040 | TWh | 411 | Sub_sector | Buildings | Datacenters | Datacenters & ICT | Energetic | datacentres_final_demand_biomass_energetic | Biomass | EU | Energy demand | 0 | FEC
LU | TYNDP2026 | LEV | 2040 | TWh | 412 | Sub_sector | Buildings | Datacenters | Datacenters & ICT | Energetic | datacentres_final_demand_coal_energetic | Solids | EU | Energy demand | 0 | FEC
LU | TYNDP2026 | LEV | 2040 | TWh | 413 | Sub_sector | Buildings | Datacenters | Datacenters & ICT | Energetic | datacentres_final_demand_oil_energetic | Liquids | EU | Energy demand | 0 | FEC
LU | TYNDP2026 | LEV | 2040 | TWh | 414 | Sub_sector | Buildings | Datacenters | Datacenters & ICT | Energetic | datacentres_final_demand_other_energetic | Others | EU | Energy demand | 0 | FEC
LU | TYNDP2026 | LEV | 2040 | TWh | 415 | Sub_sector | Buildings | Datacenters | Datacenters & ICT | Energetic | datacentres_final_demand_ammonia_energetic | Ammonia | EU | Energy demand | 0 | FEC
LU | TYNDP2026 | LEV | 2040 | TWh | 417 | Sub_sector | Transport | Others_Sector | Others_Sector | Energetic | other_final_demand_electricity_energetic | Electricity | EU | Energy demand | 0 | FEC
LU | TYNDP2026 | LEV | 2040 | TWh | 418 | Sub_sector | Transport | Others_Sector | Others_Sector | Energetic | other_final_demand_hydrogen_energetic | Hydrogen | EU | Energy demand | 0 | FEC
LU | TYNDP2026 | LEV | 2040 | TWh | 419 | Sub_sector | Transport | Pipeline Transport | Others_Sector | Energetic | other_final_demand_methane_energetic | Methane | EU | Energy demand | 0 | FEC
LU | TYNDP2026 | LEV | 2040 | TWh | 420 | Sub_sector | Transport | Others_Sector | Others_Sector | Energetic | other_final_demand_heat_energetic | Heat | EU | Energy demand | 1.81e-05 | FEC
LU | TYNDP2026 | LEV | 2040 | TWh | 421 | Sub_sector | Transport | Others_Sector | Others_Sector | Energetic | other_final_demand_biomass_energetic | Biomass | EU | Energy demand | 0 | FEC
LU | TYNDP2026 | LEV | 2040 | TWh | 422 | Sub_sector | Transport | Others_Sector | Others_Sector | Energetic | other_final_demand_coal_energetic | Solids | EU | Energy demand | 0 | FEC
LU | TYNDP2026 | LEV | 2040 | TWh | 423 | Sub_sector | Transport | Others_Sector | Others_Sector | Energetic | other_final_demand_oil_energetic | Liquids | EU | Energy demand | 0 | FEC
LU | TYNDP2026 | LEV | 2040 | TWh | 424 | Sub_sector | Others_Sector | Others_Sector | Others_Sector | Non-energetic | other_final_demand_oil_non_energetic | Liquids | EU | Energy demand | 0.08882 | not_included_in_FEC
LU | TYNDP2026 | LEV | 2040 | TWh | 425 | Sub_sector | Transport | Others_Sector | Others_Sector | Energetic | other_final_demand_other_energetic | Others | EU | Energy demand | 0 | FEC
LU | TYNDP2026 | LEV | 2040 | TWh | 426 | Sub_sector | Transport | Others_Sector | Others_Sector | Energetic | other_final_demand_ammonia_energetic | Ammonia | EU | Energy demand | 0 | FEC
LU | TYNDP2026 | LEV | 2040 | TWh | 427 | Sub_sector | Industry | Surplus_Heat_in_Industry | Surplus_Heat_in_Industry | Energetic | final_demand_of_industry_unused_local_production_steam_hot_water | Heat | EU | Energy demand | 0 | FEC
LU | TYNDP2026 | LEV | 2040 | TWh | 429 | Sub_sector | Agriculture | Total | Agriculture | Energetic | agriculture_final_demand_electricity_energetic | Electricity | EU | Energy demand | 0.037166 | FEC
LU | TYNDP2026 | LEV | 2040 | TWh | 430 | Sub_sector | Agriculture | Total | Agriculture | Energetic | agriculture_final_demand_hydrogen_energetic | Hydrogen | EU | Energy demand | 0.0009254 | FEC
LU | TYNDP2026 | LEV | 2040 | TWh | 431 | Sub_sector | Agriculture | Total | Agriculture | Energetic | agriculture_final_demand_methane_energetic | Methane | EU | Energy demand | 0.0065837 | FEC
LU | TYNDP2026 | LEV | 2040 | TWh | 432 | Sub_sector | Agriculture | Total | Agriculture | Energetic | agriculture_final_demand_heat_energetic | Heat | EU | Energy demand | 0.00041643 | FEC
LU | TYNDP2026 | LEV | 2040 | TWh | 433 | Sub_sector | Agriculture | Total | Agriculture | Energetic | agriculture_final_demand_biomass_energetic | Biomass | EU | Energy demand | 0.0076633 | FEC
LU | TYNDP2026 | LEV | 2040 | TWh | 434 | Sub_sector | Agriculture | Total | Agriculture | Energetic | agriculture_final_demand_coal_energetic | Solids | EU | Energy demand | 0 | FEC
LU | TYNDP2026 | LEV | 2040 | TWh | 435 | Sub_sector | Agriculture | Total | Agriculture | Energetic | agriculture_final_demand_oil_energetic | Liquids | EU | Energy demand | 0.0099973 | FEC
LU | TYNDP2026 | LEV | 2040 | TWh | 436 | Sub_sector | Agriculture | Total | Agriculture | Energetic | agriculture_final_demand_other_energetic | Others | EU | Energy demand | 0 | FEC
LU | TYNDP2026 | LEV | 2040 | TWh | 437 | Sub_sector | Agriculture | Total | Agriculture | Energetic | agriculture_final_demand_ammonia_energetic | Ammonia | EU | Energy demand | 0 | FEC
LU | TYNDP2026 | LEV | 2040 | TWh | 447 | Sub_sector | Buildings | Surplus Energy | Buildings | Energetic | GAP | Electricity | EU | Energy demand | 0 | FEC
LU | TYNDP2026 | LEV | 2040 | TWh | 448 | Sub_sector | Buildings | Surplus Energy | Buildings | Energetic | GAP | Hydrogen | EU | Energy demand | 0 | FEC
LU | TYNDP2026 | LEV | 2040 | TWh | 449 | Sub_sector | Buildings | Surplus Energy | Buildings | Energetic | GAP | Methane | EU | Energy demand | 0 | FEC
LU | TYNDP2026 | LEV | 2040 | TWh | 450 | Sub_sector | Buildings | Surplus Energy | Buildings | Energetic | GAP | Heat | EU | Energy demand | 0 | FEC
LU | TYNDP2026 | LEV | 2040 | TWh | 451 | Sub_sector | Buildings | Surplus Energy | Buildings | Energetic | GAP | Biomass | EU | Energy demand | 1.06e-05 | FEC
LU | TYNDP2026 | LEV | 2040 | TWh | 452 | Sub_sector | Buildings | Surplus Energy | Buildings | Energetic | GAP | Solids | EU | Energy demand | 0 | FEC
LU | TYNDP2026 | LEV | 2040 | TWh | 453 | Sub_sector | Buildings | Surplus Energy | Buildings | Energetic | GAP | Liquids | EU | Energy demand | 0.16931 | FEC
LU | TYNDP2026 | LEV | 2040 | TWh | 454 | Sub_sector | Buildings | Surplus Energy | Buildings | Energetic | GAP | Others | EU | Energy demand | 0 | FEC
LU | TYNDP2026 | LEV | 2040 | TWh | 455 | Sub_sector | Buildings | Surplus Energy | Buildings | Energetic | GAP | Ammonia | EU | Energy demand | 0 | FEC
LU | TYNDP2026 | LEV | 2040 | TWh | 456 | Sub_sector | Households | Surplus Energy | Households | Energetic | GAP | Electricity | EU | Energy demand | 0 | FEC
LU | TYNDP2026 | LEV | 2040 | TWh | 457 | Sub_sector | Households | Surplus Energy | Households | Energetic | GAP | Hydrogen | EU | Energy demand | 0 | FEC
LU | TYNDP2026 | LEV | 2040 | TWh | 458 | Sub_sector | Households | Surplus Energy | Households | Energetic | GAP | Methane | EU | Energy demand | 0 | FEC
LU | TYNDP2026 | LEV | 2040 | TWh | 459 | Sub_sector | Households | Surplus Energy | Households | Energetic | GAP | Heat | EU | Energy demand | 0 | FEC
LU | TYNDP2026 | LEV | 2040 | TWh | 460 | Sub_sector | Households | Surplus Energy | Households | Energetic | GAP | Biomass | EU | Energy demand | 0 | FEC
LU | TYNDP2026 | LEV | 2040 | TWh | 461 | Sub_sector | Households | Surplus Energy | Households | Energetic | GAP | Solids | EU | Energy demand | 0 | FEC
LU | TYNDP2026 | LEV | 2040 | TWh | 462 | Sub_sector | Households | Surplus Energy | Households | Energetic | GAP | Liquids | EU | Energy demand | 0 | FEC
LU | TYNDP2026 | LEV | 2040 | TWh | 463 | Sub_sector | Households | Surplus Energy | Households | Energetic | GAP | Others | EU | Energy demand | 0 | FEC
LU | TYNDP2026 | LEV | 2040 | TWh | 464 | Sub_sector | Households | Surplus Energy | Households | Energetic | GAP | Ammonia | EU | Energy demand | 0 | FEC
LV | TYNDP2026 | NT | 2030 | TWh | 102 | Sub_sector | Industry | Aluminium | Industry (aluminium) | Energetic | industry_aluminium_demand_electricity_energetic | Electricity | EU | Energy demand | 0 | FEC
LV | TYNDP2026 | NT | 2030 | TWh | 103 | Sub_sector | Industry | Aluminium | Industry (aluminium) | Energetic | industry_aluminium_demand_hydrogen_energetic | Hydrogen | EU | Energy demand | 0 | FEC
LV | TYNDP2026 | NT | 2030 | TWh | 104 | Sub_sector | Industry | Aluminium | Industry (aluminium) | Energetic | industry_aluminium_demand_methane_energetic | Methane | EU | Energy demand | 0 | FEC
LV | TYNDP2026 | NT | 2030 | TWh | 105 | Sub_sector | Industry | Aluminium | Industry (aluminium) | Energetic | industry_aluminium_demand_heat_energetic | Heat | EU | Energy demand | 0 | FEC
LV | TYNDP2026 | NT | 2030 | TWh | 106 | Sub_sector | Industry | Aluminium | Industry (aluminium) | Energetic | industry_aluminium_demand_biomass_energetic | Biomass | EU | Energy demand | 0 | FEC
LV | TYNDP2026 | NT | 2030 | TWh | 107 | Sub_sector | Industry | Aluminium | Industry (aluminium) | Energetic | industry_aluminium_demand_coal_energetic | Solids | EU | Energy demand | 0 | FEC
LV | TYNDP2026 | NT | 2030 | TWh | 108 | Sub_sector | Industry | Aluminium | Industry (aluminium) | Energetic | industry_aluminium_demand_oil_energetic | Liquids | EU | Energy demand | 0 | FEC
LV | TYNDP2026 | NT | 2030 | TWh | 109 | Sub_sector | Industry | Aluminium | Industry (aluminium) | Energetic | industry_aluminium_demand_others_energetic | Others | EU | Energy demand | 0 | FEC
LV | TYNDP2026 | NT | 2030 | TWh | 110 | Sub_sector | Industry | Aluminium | Industry (aluminium) | Energetic | industry_ammonia_demand_others_energetic | Ammonia | EU | Energy demand | 0 | FEC
LV | TYNDP2026 | NT | 2030 | TWh | 112 | Sub_sector | Industry | Chemicals | Industry (chemicals, energetic) | Energetic | industry_chemical_demand_electricity_energetic | Electricity | EU | Energy demand | 0.060558 | FEC
LV | TYNDP2026 | NT | 2030 | TWh | 113 | Sub_sector | Industry | Chemicals | Industry (chemicals, energetic) | Energetic | industry_chemical_demand_hydrogen_energetic | Hydrogen | EU | Energy demand | 0 | FEC
LV | TYNDP2026 | NT | 2030 | TWh | 114 | Sub_sector | Industry | Chemicals | Industry (chemicals, energetic) | Energetic | industry_chemical_demand_methane_energetic | Methane | EU | Energy demand | 0.08244 | FEC
LV | TYNDP2026 | NT | 2030 | TWh | 115 | Sub_sector | Industry | Chemicals | Industry (chemicals, energetic) | Energetic | industry_chemical_demand_heat_energetic | Heat | EU | Energy demand | 0.01134 | FEC
LV | TYNDP2026 | NT | 2030 | TWh | 116 | Sub_sector | Industry | Chemicals | Industry (chemicals, energetic) | Energetic | industry_chemical_demand_biomass_energetic | Biomass | EU | Energy demand | 0.043399 | FEC
LV | TYNDP2026 | NT | 2030 | TWh | 117 | Sub_sector | Industry | Chemicals | Industry (chemicals, energetic) | Energetic | industry_chemical_demand_coal_energetic | Solids | EU | Energy demand | 4.06e-05 | FEC
LV | TYNDP2026 | NT | 2030 | TWh | 118 | Sub_sector | Industry | Chemicals | Industry (chemicals, energetic) | Energetic | industry_chemical_demand_oil_energetic | Liquids | EU | Energy demand | 0.048657 | FEC
LV | TYNDP2026 | NT | 2030 | TWh | 119 | Sub_sector | Industry | Chemicals | Industry (chemicals, energetic) | Energetic | industry_chemical_demand_others_energetic | Others | EU | Energy demand | 0 | FEC
LV | TYNDP2026 | NT | 2030 | TWh | 120 | Sub_sector | Industry | Chemicals | Industry (chemicals, energetic) | Energetic | industry_chemical_demand_ammonia_energetic | Ammonia | EU | Energy demand | 0 | FEC
LV | TYNDP2026 | NT | 2030 | TWh | 122 | Sub_sector | Industry | Chemicals | Industry (chemicals, non-energetic) | Non-energetic | industry_chemical_demand_electricity_non_energetic | Electricity | EU | Energy demand | 0 | not_included_in_FEC
LV | TYNDP2026 | NT | 2030 | TWh | 123 | Sub_sector | Industry | Chemicals | Industry (chemicals, non-energetic) | Non-energetic | industry_chemical_demand_hydrogen_non_energetic | Hydrogen | EU | Energy demand | 0 | not_included_in_FEC
LV | TYNDP2026 | NT | 2030 | TWh | 124 | Sub_sector | Industry | Chemicals | Industry (chemicals, non-energetic) | Non-energetic | industry_chemical_demand_methane_non_energetic | Methane | EU | Energy demand | 0 | not_included_in_FEC
LV | TYNDP2026 | NT | 2030 | TWh | 125 | Sub_sector | Industry | Chemicals | Industry (chemicals, non-energetic) | Non-energetic | industry_chemical_demand_heat_non_energetic | Heat | EU | Energy demand | 0 | not_included_in_FEC
LV | TYNDP2026 | NT | 2030 | TWh | 126 | Sub_sector | Industry | Chemicals | Industry (chemicals, non-energetic) | Non-energetic | industry_chemical_demand_biomass_non_energetic | Biomass | EU | Energy demand | 0 | not_included_in_FEC
LV | TYNDP2026 | NT | 2030 | TWh | 127 | Sub_sector | Industry | Chemicals | Industry (chemicals, non-energetic) | Non-energetic | industry_chemical_demand_coal_non_energetic | Solids | EU | Energy demand | 0 | not_included_in_FEC
LV | TYNDP2026 | NT | 2030 | TWh | 128 | Sub_sector | Industry | Chemicals | Industry (chemicals, non-energetic) | Non-energetic | industry_chemical_demand_oil_non_energetic | Liquids | EU | Energy demand | 0.013143 | not_included_in_FEC
LV | TYNDP2026 | NT | 2030 | TWh | 129 | Sub_sector | Industry | Chemicals | Industry (chemicals, non-energetic) | Non-energetic | industry_chemical_demand_others_non_energetic | Others | EU | Energy demand | 0 | not_included_in_FEC
LV | TYNDP2026 | NT | 2030 | TWh | 130 | Sub_sector | Industry | Chemicals | Industry (chemicals, non-energetic) | Non-energetic | industry_chemical_demand_ammonia_non_energetic | Ammonia | EU | Energy demand | 0 | not_included_in_FEC
LV | TYNDP2026 | NT | 2030 | TWh | 132 | Sub_sector | Industry | Fertilizers | Industry (fertilizers, energetic) | Energetic | industry_fertilizers_demand_electricity_energetic | Electricity | EU | Energy demand | 0 | FEC
LV | TYNDP2026 | NT | 2030 | TWh | 133 | Sub_sector | Industry | Fertilizers | Industry (fertilizers, energetic) | Energetic | industry_fertilizers_demand_hydrogen_energetic | Hydrogen | EU | Energy demand | 0 | FEC
LV | TYNDP2026 | NT | 2030 | TWh | 134 | Sub_sector | Industry | Fertilizers | Industry (fertilizers, energetic) | Energetic | industry_fertilizers_demand_methane_energetic | Methane | EU | Energy demand | 0 | FEC
LV | TYNDP2026 | NT | 2030 | TWh | 135 | Sub_sector | Industry | Fertilizers | Industry (fertilizers, energetic) | Energetic | industry_fertilizers_demand_heat_energetic | Heat | EU | Energy demand | 0 | FEC
LV | TYNDP2026 | NT | 2030 | TWh | 136 | Sub_sector | Industry | Fertilizers | Industry (fertilizers, energetic) | Energetic | industry_fertilizers_demand_biomass_energetic | Biomass | EU | Energy demand | 0 | FEC
LV | TYNDP2026 | NT | 2030 | TWh | 137 | Sub_sector | Industry | Fertilizers | Industry (fertilizers, energetic) | Energetic | industry_fertilizers_demand_coal_energetic | Solids | EU | Energy demand | 0 | FEC
LV | TYNDP2026 | NT | 2030 | TWh | 138 | Sub_sector | Industry | Fertilizers | Industry (fertilizers, energetic) | Energetic | industry_fertilizers_demand_oil_energetic | Liquids | EU | Energy demand | 0 | FEC
LV | TYNDP2026 | NT | 2030 | TWh | 139 | Sub_sector | Industry | Fertilizers | Industry (fertilizers, energetic) | Energetic | industry_fertilizers_demand_others_energetic | Others | EU | Energy demand | 0 | FEC
LV | TYNDP2026 | NT | 2030 | TWh | 140 | Sub_sector | Industry | Fertilizers | Industry (fertilizers, energetic) | Energetic | industry_fertilizers_demand_ammonia_energetic | Ammonia | EU | Energy demand | 0 | FEC
LV | TYNDP2026 | NT | 2030 | TWh | 142 | Sub_sector | Industry | Fertilizers | Industry (fertilizers, non-energetic) | Non-energetic | industry_fertilizers_demand_electricity_non_energetic | Electricity | EU | Energy demand | 0 | not_included_in_FEC
LV | TYNDP2026 | NT | 2030 | TWh | 143 | Sub_sector | Industry | Fertilizers | Industry (fertilizers, non-energetic) | Non-energetic | industry_fertilizers_demand_hydrogen_non_energetic | Hydrogen | EU | Energy demand | 0 | not_included_in_FEC
LV | TYNDP2026 | NT | 2030 | TWh | 144 | Sub_sector | Industry | Fertilizers | Industry (fertilizers, non-energetic) | Non-energetic | industry_fertilizers_demand_methane_non_energetic | Methane | EU | Energy demand | 0 | not_included_in_FEC
LV | TYNDP2026 | NT | 2030 | TWh | 145 | Sub_sector | Industry | Fertilizers | Industry (fertilizers, non-energetic) | Non-energetic | industry_fertilizers_demand_heat_non_energetic | Heat | EU | Energy demand | 0 | not_included_in_FEC
LV | TYNDP2026 | NT | 2030 | TWh | 146 | Sub_sector | Industry | Fertilizers | Industry (fertilizers, non-energetic) | Non-energetic | industry_fertilizers_demand_biomass_non_energetic | Biomass | EU | Energy demand | 0 | not_included_in_FEC
LV | TYNDP2026 | NT | 2030 | TWh | 147 | Sub_sector | Industry | Fertilizers | Industry (fertilizers, non-energetic) | Non-energetic | industry_fertilizers_demand_coal_non_energetic | Solids | EU | Energy demand | 0 | not_included_in_FEC
LV | TYNDP2026 | NT | 2030 | TWh | 148 | Sub_sector | Industry | Fertilizers | Industry (fertilizers, non-energetic) | Non-energetic | industry_fertilizers_demand_oil_non_energetic | Liquids | EU | Energy demand | 0 | not_included_in_FEC
LV | TYNDP2026 | NT | 2030 | TWh | 149 | Sub_sector | Industry | Fertilizers | Industry (fertilizers, non-energetic) | Non-energetic | industry_fertilizers_demand_others_non_energetic | Others | EU | Energy demand | 0 | not_included_in_FEC
LV | TYNDP2026 | NT | 2030 | TWh | 150 | Sub_sector | Industry | Fertilizers | Industry (fertilizers, non-energetic) | Non-energetic | industry_fertilizers_demand_ammonia_non_energetic | Ammonia | EU | Energy demand | 0 | not_included_in_FEC
LV | TYNDP2026 | NT | 2030 | TWh | 152 | Sub_sector | Industry | Food | Industry (food) | Energetic | industry_food_demand_electricity_energetic | Electricity | EU | Energy demand | 0.27878 | FEC
LV | TYNDP2026 | NT | 2030 | TWh | 153 | Sub_sector | Industry | Food | Industry (food) | Energetic | industry_food_demand_hydrogen_energetic | Hydrogen | EU | Energy demand | 0 | FEC
LV | TYNDP2026 | NT | 2030 | TWh | 154 | Sub_sector | Industry | Food | Industry (food) | Energetic | industry_food_demand_methane_energetic | Methane | EU | Energy demand | 0.3479 | FEC
LV | TYNDP2026 | NT | 2030 | TWh | 155 | Sub_sector | Industry | Food | Industry (food) | Energetic | industry_food_demand_heat_energetic | Heat | EU | Energy demand | 0.074338 | FEC
LV | TYNDP2026 | NT | 2030 | TWh | 156 | Sub_sector | Industry | Food | Industry (food) | Energetic | industry_food_demand_biomass_energetic | Biomass | EU | Energy demand | 0.12508 | FEC
LV | TYNDP2026 | NT | 2030 | TWh | 157 | Sub_sector | Industry | Food | Industry (food) | Energetic | industry_food_demand_coal_energetic | Solids | EU | Energy demand | 0.0040064 | FEC
LV | TYNDP2026 | NT | 2030 | TWh | 158 | Sub_sector | Industry | Food | Industry (food) | Energetic | industry_food_demand_oil_energetic | Liquids | EU | Energy demand | 0.078509 | FEC
LV | TYNDP2026 | NT | 2030 | TWh | 159 | Sub_sector | Industry | Food | Industry (food) | Energetic | industry_food_demand_others_energetic | Others | EU | Energy demand | 0 | FEC
LV | TYNDP2026 | NT | 2030 | TWh | 160 | Sub_sector | Industry | Food | Industry (food) | Energetic | industry_food_demand_ammonia_energetic | Ammonia | EU | Energy demand | 0 | FEC
LV | TYNDP2026 | NT | 2030 | TWh | 162 | Sub_sector | Industry | Metals | Industry (metal) | Energetic | industry_metal_demand_electricity_energetic | Electricity | EU | Energy demand | 0.0047519 | FEC
LV | TYNDP2026 | NT | 2030 | TWh | 163 | Sub_sector | Industry | Metals | Industry (metal) | Energetic | industry_metal_demand_hydrogen_energetic | Hydrogen | EU | Energy demand | 0 | FEC
LV | TYNDP2026 | NT | 2030 | TWh | 164 | Sub_sector | Industry | Metals | Industry (metal) | Energetic | industry_metal_demand_methane_energetic | Methane | EU | Energy demand | 0.0062381 | FEC
LV | TYNDP2026 | NT | 2030 | TWh | 165 | Sub_sector | Industry | Metals | Industry (metal) | Energetic | industry_metal_demand_heat_energetic | Heat | EU | Energy demand | 0 | FEC
LV | TYNDP2026 | NT | 2030 | TWh | 166 | Sub_sector | Industry | Metals | Industry (metal) | Energetic | industry_metal_demand_biomass_energetic | Biomass | EU | Energy demand | 0 | FEC
LV | TYNDP2026 | NT | 2030 | TWh | 167 | Sub_sector | Industry | Metals | Industry (metal) | Energetic | industry_metal_demand_coal_energetic | Solids | EU | Energy demand | 0.00020972 | FEC
LV | TYNDP2026 | NT | 2030 | TWh | 168 | Sub_sector | Industry | Metals | Industry (metal) | Energetic | industry_metal_demand_oil_energetic | Liquids | EU | Energy demand | 0 | FEC
LV | TYNDP2026 | NT | 2030 | TWh | 169 | Sub_sector | Industry | Metals | Industry (metal) | Energetic | industry_metal_demand_others_energetic | Others | EU | Energy demand | 0 | FEC
LV | TYNDP2026 | NT | 2030 | TWh | 170 | Sub_sector | Industry | Metals | Industry (metal) | Energetic | industry_metal_demand_ammonia_energetic | Ammonia | EU | Energy demand | 0 | FEC
LV | TYNDP2026 | NT | 2030 | TWh | 172 | Sub_sector | Industry | Others | Industry (other, energetic) | Energetic | industry_other_demand_electricity_energetic | Electricity | EU | Energy demand | 1.4634 | FEC
LV | TYNDP2026 | NT | 2030 | TWh | 173 | Sub_sector | Industry | Others | Industry (other, energetic) | Energetic | industry_other_demand_hydrogen_energetic | Hydrogen | EU | Energy demand | 0 | FEC
LV | TYNDP2026 | NT | 2030 | TWh | 174 | Sub_sector | Industry | Others | Industry (other, energetic) | Energetic | industry_other_demand_methane_energetic | Methane | EU | Energy demand | 0.66951 | FEC
LV | TYNDP2026 | NT | 2030 | TWh | 175 | Sub_sector | Industry | Others | Industry (other, energetic) | Energetic | industry_other_demand_heat_energetic | Heat | EU | Energy demand | 0.86532 | FEC
LV | TYNDP2026 | NT | 2030 | TWh | 176 | Sub_sector | Industry | Others | Industry (other, energetic) | Energetic | industry_other_demand_biomass_energetic | Biomass | EU | Energy demand | 4.1644 | FEC
LV | TYNDP2026 | NT | 2030 | TWh | 177 | Sub_sector | Industry | Others | Industry (other, energetic) | Energetic | industry_other_demand_coal_energetic | Solids | EU | Energy demand | 0.33677 | FEC
LV | TYNDP2026 | NT | 2030 | TWh | 178 | Sub_sector | Industry | Others | Industry (other, energetic) | Energetic | industry_other_demand_oil_energetic | Liquids | EU | Energy demand | 0.44963 | FEC
LV | TYNDP2026 | NT | 2030 | TWh | 179 | Sub_sector | Industry | Others | Industry (other, energetic) | Energetic | industry_other_demand_others_energetic | Others | EU | Energy demand | 0 | FEC
LV | TYNDP2026 | NT | 2030 | TWh | 180 | Sub_sector | Industry | Others | Industry (other, energetic) | Energetic | industry_other_demand_ammonia_energetic | Ammonia | EU | Energy demand | 0 | FEC
LV | TYNDP2026 | NT | 2030 | TWh | 182 | Sub_sector | Industry | Others | Industry (other, non-energetic) | Non-energetic | industry_other_demand_electricity_non_energetic | Electricity | EU | Energy demand | 0 | not_included_in_FEC
LV | TYNDP2026 | NT | 2030 | TWh | 183 | Sub_sector | Industry | Others | Industry (other, non-energetic) | Non-energetic | industry_other_demand_hydrogen_non_energetic | Hydrogen | EU | Energy demand | 0 | not_included_in_FEC
LV | TYNDP2026 | NT | 2030 | TWh | 184 | Sub_sector | Industry | Others | Industry (other, non-energetic) | Non-energetic | industry_other_demand_methane_non_energetic | Methane | EU | Energy demand | 0 | not_included_in_FEC
LV | TYNDP2026 | NT | 2030 | TWh | 185 | Sub_sector | Industry | Others | Industry (other, non-energetic) | Non-energetic | industry_other_demand_heat_non_energetic | Heat | EU | Energy demand | 0 | not_included_in_FEC
LV | TYNDP2026 | NT | 2030 | TWh | 186 | Sub_sector | Industry | Others | Industry (other, non-energetic) | Non-energetic | industry_other_demand_biomass_non_energetic | Biomass | EU | Energy demand | 0 | not_included_in_FEC
LV | TYNDP2026 | NT | 2030 | TWh | 187 | Sub_sector | Industry | Others | Industry (other, non-energetic) | Non-energetic | industry_other_demand_coal_non_energetic | Solids | EU | Energy demand | 0 | not_included_in_FEC
LV | TYNDP2026 | NT | 2030 | TWh | 188 | Sub_sector | Industry | Others | Industry (other, non-energetic) | Non-energetic | industry_other_demand_oil_non_energetic | Liquids | EU | Energy demand | 0.71471 | not_included_in_FEC
LV | TYNDP2026 | NT | 2030 | TWh | 189 | Sub_sector | Industry | Others | Industry (other, non-energetic) | Non-energetic | industry_other_demand_others_non_energetic | Others | EU | Energy demand | 0 | not_included_in_FEC
LV | TYNDP2026 | NT | 2030 | TWh | 190 | Sub_sector | Industry | Others | Industry (other, non-energetic) | Non-energetic | industry_other_demand_ammonia_non_energetic | Ammonia | EU | Energy demand | 0 | not_included_in_FEC
LV | TYNDP2026 | NT | 2030 | TWh | 192 | Sub_sector | Industry | Paper | Industry (paper) | Energetic | industry_paper_demand_electricity_energetic | Electricity | EU | Energy demand | 0.027382 | FEC
LV | TYNDP2026 | NT | 2030 | TWh | 193 | Sub_sector | Industry | Paper | Industry (paper) | Energetic | industry_paper_demand_hydrogen_energetic | Hydrogen | EU | Energy demand | 0 | FEC
LV | TYNDP2026 | NT | 2030 | TWh | 194 | Sub_sector | Industry | Paper | Industry (paper) | Energetic | industry_paper_demand_methane_energetic | Methane | EU | Energy demand | 0.026251 | FEC
LV | TYNDP2026 | NT | 2030 | TWh | 195 | Sub_sector | Industry | Paper | Industry (paper) | Energetic | industry_paper_demand_heat_energetic | Heat | EU | Energy demand | 0.0015203 | FEC
LV | TYNDP2026 | NT | 2030 | TWh | 196 | Sub_sector | Industry | Paper | Industry (paper) | Energetic | industry_paper_demand_biomass_energetic | Biomass | EU | Energy demand | 0.0048158 | FEC
LV | TYNDP2026 | NT | 2030 | TWh | 197 | Sub_sector | Industry | Paper | Industry (paper) | Energetic | industry_paper_demand_coal_energetic | Solids | EU | Energy demand | 0 | FEC
LV | TYNDP2026 | NT | 2030 | TWh | 198 | Sub_sector | Industry | Paper | Industry (paper) | Energetic | industry_paper_demand_oil_energetic | Liquids | EU | Energy demand | 0.0011519 | FEC
LV | TYNDP2026 | NT | 2030 | TWh | 199 | Sub_sector | Industry | Paper | Industry (paper) | Energetic | industry_paper_demand_others_energetic | Others | EU | Energy demand | 0 | FEC
LV | TYNDP2026 | NT | 2030 | TWh | 200 | Sub_sector | Industry | Paper | Industry (paper) | Energetic | industry_paper_demand_ammonia_energetic | Ammonia | EU | Energy demand | 0 | FEC
LV | TYNDP2026 | NT | 2030 | TWh | 202 | Sub_sector | Industry | Refineries | Industry (refineries, energetic) | Energetic | industry_refinery_demand_electricity_energetic | Electricity | EU | Energy demand | 0 | not_included_in_FEC
LV | TYNDP2026 | NT | 2030 | TWh | 203 | Sub_sector | Industry | Refineries | Industry (refineries, energetic) | Energetic | industry_refinery_demand_hydrogen_energetic | Hydrogen | EU | Energy demand | 0 | not_included_in_FEC
LV | TYNDP2026 | NT | 2030 | TWh | 204 | Sub_sector | Industry | Refineries | Industry (refineries, energetic) | Energetic | industry_refinery_demand_methane_energetic | Methane | EU | Energy demand | 0 | not_included_in_FEC
LV | TYNDP2026 | NT | 2030 | TWh | 205 | Sub_sector | Industry | Refineries | Industry (refineries, energetic) | Energetic | industry_refinery_demand_heat_energetic | Heat | EU | Energy demand | 0 | not_included_in_FEC
LV | TYNDP2026 | NT | 2030 | TWh | 206 | Sub_sector | Industry | Refineries | Industry (refineries, energetic) | Energetic | industry_refinery_demand_biomass_energetic | Biomass | EU | Energy demand | 0 | not_included_in_FEC
LV | TYNDP2026 | NT | 2030 | TWh | 207 | Sub_sector | Industry | Refineries | Industry (refineries, energetic) | Energetic | industry_refinery_demand_coal_energetic | Solids | EU | Energy demand | 0 | not_included_in_FEC
LV | TYNDP2026 | NT | 2030 | TWh | 208 | Sub_sector | Industry | Refineries | Industry (refineries, energetic) | Energetic | industry_refinery_demand_oil_energetic | Liquids | EU | Energy demand | 0 | not_included_in_FEC
LV | TYNDP2026 | NT | 2030 | TWh | 209 | Sub_sector | Industry | Refineries | Industry (refineries, energetic) | Energetic | industry_refinery_demand_others_energetic | Others | EU | Energy demand | 0 | not_included_in_FEC
LV | TYNDP2026 | NT | 2030 | TWh | 210 | Sub_sector | Industry | Refineries | Industry (refineries, energetic) | Energetic | industry_refinery_demand_ammonia_energetic | Ammonia | EU | Energy demand | 0 | not_included_in_FEC
LV | TYNDP2026 | NT | 2030 | TWh | 212 | Sub_sector | Industry | Refineries | Industry (refineries, non-energetic) | Non-energetic | industry_refinery_demand_electricity_non_energetic | Electricity | EU | Energy demand | 0 | not_included_in_FEC
LV | TYNDP2026 | NT | 2030 | TWh | 213 | Sub_sector | Industry | Refineries | Industry (refineries, non-energetic) | Non-energetic | industry_refinery_demand_hydrogen_non_energetic | Hydrogen | EU | Energy demand | 0 | not_included_in_FEC
LV | TYNDP2026 | NT | 2030 | TWh | 214 | Sub_sector | Industry | Refineries | Industry (refineries, non-energetic) | Non-energetic | industry_refinery_demand_methane_non_energetic | Methane | EU | Energy demand | 0 | not_included_in_FEC
LV | TYNDP2026 | NT | 2030 | TWh | 215 | Sub_sector | Industry | Refineries | Industry (refineries, non-energetic) | Non-energetic | industry_refinery_demand_heat_non_energetic | Heat | EU | Energy demand | 0 | not_included_in_FEC
LV | TYNDP2026 | NT | 2030 | TWh | 216 | Sub_sector | Industry | Refineries | Industry (refineries, non-energetic) | Non-energetic | industry_refinery_demand_biomass_non_energetic | Biomass | EU | Energy demand | 0 | not_included_in_FEC
LV | TYNDP2026 | NT | 2030 | TWh | 217 | Sub_sector | Industry | Refineries | Industry (refineries, non-energetic) | Non-energetic | industry_refinery_demand_coal_non_energetic | Solids | EU | Energy demand | 0 | not_included_in_FEC
LV | TYNDP2026 | NT | 2030 | TWh | 218 | Sub_sector | Industry | Refineries | Industry (refineries, non-energetic) | Non-energetic | industry_refinery_demand_oil_non_energetic | Liquids | EU | Energy demand | 0 | not_included_in_FEC
LV | TYNDP2026 | NT | 2030 | TWh | 219 | Sub_sector | Industry | Refineries | Industry (refineries, non-energetic) | Non-energetic | industry_refinery_demand_others_non_energetic | Others | EU | Energy demand | 0 | not_included_in_FEC
LV | TYNDP2026 | NT | 2030 | TWh | 220 | Sub_sector | Industry | Refineries | Industry (refineries, non-energetic) | Non-energetic | industry_refinery_demand_ammonia_non_energetic | Ammonia | EU | Energy demand | 0 | not_included_in_FEC
LV | TYNDP2026 | NT | 2030 | TWh | 222 | Sub_sector | Industry | Steel | Industry (steel) | Energetic | industry_steel_demand_electricity_energetic | Electricity | EU | Energy demand | 0 | FEC
LV | TYNDP2026 | NT | 2030 | TWh | 223 | Sub_sector | Industry | Steel | Industry (steel) | Energetic | industry_steel_demand_hydrogen_energetic | Hydrogen | EU | Energy demand | 0 | FEC
LV | TYNDP2026 | NT | 2030 | TWh | 224 | Sub_sector | Industry | Steel | Industry (steel) | Energetic | industry_steel_demand_methane_energetic | Methane | EU | Energy demand | 0 | FEC
LV | TYNDP2026 | NT | 2030 | TWh | 225 | Sub_sector | Industry | Steel | Industry (steel) | Energetic | industry_steel_demand_heat_energetic | Heat | EU | Energy demand | 0 | FEC
LV | TYNDP2026 | NT | 2030 | TWh | 226 | Sub_sector | Industry | Steel | Industry (steel) | Energetic | industry_steel_demand_biomass_energetic | Biomass | EU | Energy demand | 0 | FEC
LV | TYNDP2026 | NT | 2030 | TWh | 227 | Sub_sector | Industry | Steel | Industry (steel) | Energetic | industry_steel_demand_coal_energetic | Solids | EU | Energy demand | 0 | FEC
LV | TYNDP2026 | NT | 2030 | TWh | 228 | Sub_sector | Industry | Steel | Industry (steel) | Energetic | industry_steel_demand_oil_energetic | Liquids | EU | Energy demand | 0 | FEC
LV | TYNDP2026 | NT | 2030 | TWh | 229 | Sub_sector | Industry | Steel | Industry (steel) | Energetic | industry_steel_demand_others_energetic | Others | EU | Energy demand | 0 | FEC
LV | TYNDP2026 | NT | 2030 | TWh | 230 | Sub_sector | Industry | Steel | Industry (steel) | Energetic | industry_steel_demand_ammonia_energetic | Ammonia | EU | Energy demand | 0 | FEC
LV | TYNDP2026 | NT | 2030 | TWh | 232 | Sub_sector | Transport | Cars | Transport (cars) | Energetic | transport_cars_final_demand_electricity | Electricity | EU | Energy demand | 0.00076212 | FEC
LV | TYNDP2026 | NT | 2030 | TWh | 233 | Sub_sector | Transport | Cars | Transport (cars) | Energetic | transport_cars_final_demand_hydrogen | Hydrogen | EU | Energy demand | 0 | FEC
LV | TYNDP2026 | NT | 2030 | TWh | 234 | Sub_sector | Transport | Cars | Transport (cars) | Energetic | transport_cars_final_demand_methane | Methane | EU | Energy demand | 0.0009314 | FEC
LV | TYNDP2026 | NT | 2030 | TWh | 235 | Sub_sector | Transport | Cars | Transport (cars) | Energetic | transport_cars_final_demand_heat | Heat | EU | Energy demand | 0 | FEC
LV | TYNDP2026 | NT | 2030 | TWh | 236 | Sub_sector | Transport | Cars | Transport (cars) | Energetic | transport_cars_final_demand_biomass | Biomass | EU | Energy demand | 0 | FEC
LV | TYNDP2026 | NT | 2030 | TWh | 237 | Sub_sector | Transport | Cars | Transport (cars) | Energetic | transport_cars_final_demand_coal | Solids | EU | Energy demand | 0 | FEC
LV | TYNDP2026 | NT | 2030 | TWh | 238 | Sub_sector | Transport | Cars | Transport (cars) | Energetic | transport_cars_final_demand_oil | Liquids | EU | Energy demand | 8.2476 | FEC
LV | TYNDP2026 | NT | 2030 | TWh | 239 | Sub_sector | Transport | Cars | Transport (cars) | Energetic | transport_cars_final_demand_other | Others | EU | Energy demand | 0 | FEC
LV | TYNDP2026 | NT | 2030 | TWh | 240 | Sub_sector | Transport | Cars | Transport (cars) | Energetic | transport_cars_final_demand_ammonia | Ammonia | EU | Energy demand | 0 | FEC
LV | TYNDP2026 | NT | 2030 | TWh | 242 | Sub_sector | Transport | Busses | Transport (busses) | Energetic | transport_busses_final_demand_electricity | Electricity | EU | Energy demand | 0.024613 | FEC
LV | TYNDP2026 | NT | 2030 | TWh | 243 | Sub_sector | Transport | Busses | Transport (busses) | Energetic | transport_busses_final_demand_hydrogen | Hydrogen | EU | Energy demand | 0 | FEC
LV | TYNDP2026 | NT | 2030 | TWh | 244 | Sub_sector | Transport | Busses | Transport (busses) | Energetic | transport_busses_final_demand_methane | Methane | EU | Energy demand | 0.0010362 | FEC
LV | TYNDP2026 | NT | 2030 | TWh | 245 | Sub_sector | Transport | Busses | Transport (busses) | Energetic | transport_busses_final_demand_heat | Heat | EU | Energy demand | 0 | FEC
LV | TYNDP2026 | NT | 2030 | TWh | 246 | Sub_sector | Transport | Busses | Transport (busses) | Energetic | transport_busses_final_demand_biomass | Biomass | EU | Energy demand | 0 | FEC
LV | TYNDP2026 | NT | 2030 | TWh | 247 | Sub_sector | Transport | Busses | Transport (busses) | Energetic | transport_busses_final_demand_coal | Solids | EU | Energy demand | 0 | FEC
LV | TYNDP2026 | NT | 2030 | TWh | 248 | Sub_sector | Transport | Busses | Transport (busses) | Energetic | transport_busses_final_demand_oil | Liquids | EU | Energy demand | 0.49265 | FEC
LV | TYNDP2026 | NT | 2030 | TWh | 249 | Sub_sector | Transport | Busses | Transport (busses) | Energetic | transport_busses_final_demand_other | Others | EU | Energy demand | 0 | FEC
LV | TYNDP2026 | NT | 2030 | TWh | 250 | Sub_sector | Transport | Busses | Transport (busses) | Energetic | transport_busses_final_demand_ammonia | Ammonia | EU | Energy demand | 0 | FEC
LV | TYNDP2026 | NT | 2030 | TWh | 252 | Sub_sector | Transport | Trucks | Transport (trucks) | Energetic | transport_trucks_final_demand_electricity | Electricity | EU | Energy demand | 0 | FEC
LV | TYNDP2026 | NT | 2030 | TWh | 253 | Sub_sector | Transport | Trucks | Transport (trucks) | Energetic | transport_trucks_final_demand_hydrogen | Hydrogen | EU | Energy demand | 0 | FEC
LV | TYNDP2026 | NT | 2030 | TWh | 254 | Sub_sector | Transport | Trucks | Transport (trucks) | Energetic | transport_trucks_final_demand_methane | Methane | EU | Energy demand | 3.16e-05 | FEC
LV | TYNDP2026 | NT | 2030 | TWh | 255 | Sub_sector | Transport | Trucks | Transport (trucks) | Energetic | transport_trucks_final_demand_heat | Heat | EU | Energy demand | 0 | FEC
LV | TYNDP2026 | NT | 2030 | TWh | 256 | Sub_sector | Transport | Trucks | Transport (trucks) | Energetic | transport_trucks_final_demand_biomass | Biomass | EU | Energy demand | 0 | FEC
LV | TYNDP2026 | NT | 2030 | TWh | 257 | Sub_sector | Transport | Trucks | Transport (trucks) | Energetic | transport_trucks_final_demand_coal | Solids | EU | Energy demand | 0 | FEC
LV | TYNDP2026 | NT | 2030 | TWh | 258 | Sub_sector | Transport | Trucks | Transport (trucks) | Energetic | transport_trucks_final_demand_oil | Liquids | EU | Energy demand | 2.261 | FEC
LV | TYNDP2026 | NT | 2030 | TWh | 259 | Sub_sector | Transport | Trucks | Transport (trucks) | Energetic | transport_trucks_final_demand_other | Others | EU | Energy demand | 0 | FEC
LV | TYNDP2026 | NT | 2030 | TWh | 260 | Sub_sector | Transport | Trucks | Transport (trucks) | Energetic | transport_trucks_final_demand_ammonia | Ammonia | EU | Energy demand | 0 | FEC
LV | TYNDP2026 | NT | 2030 | TWh | 262 | Sub_sector | Transport | Vans | Transport (vans) | Energetic | transport_vans_final_demand_electricity | Electricity | EU | Energy demand | 0.00020324 | FEC
LV | TYNDP2026 | NT | 2030 | TWh | 263 | Sub_sector | Transport | Vans | Transport (vans) | Energetic | transport_vans_final_demand_hydrogen | Hydrogen | EU | Energy demand | 0 | FEC
LV | TYNDP2026 | NT | 2030 | TWh | 264 | Sub_sector | Transport | Vans | Transport (vans) | Energetic | transport_vans_final_demand_methane | Methane | EU | Energy demand | 6.05e-05 | FEC
LV | TYNDP2026 | NT | 2030 | TWh | 265 | Sub_sector | Transport | Vans | Transport (vans) | Energetic | transport_vans_final_demand_heat | Heat | EU | Energy demand | 0 | FEC
LV | TYNDP2026 | NT | 2030 | TWh | 266 | Sub_sector | Transport | Vans | Transport (vans) | Energetic | transport_vans_final_demand_biomass | Biomass | EU | Energy demand | 0 | FEC
LV | TYNDP2026 | NT | 2030 | TWh | 267 | Sub_sector | Transport | Vans | Transport (vans) | Energetic | transport_vans_final_demand_coal | Solids | EU | Energy demand | 0 | FEC
LV | TYNDP2026 | NT | 2030 | TWh | 268 | Sub_sector | Transport | Vans | Transport (vans) | Energetic | transport_vans_final_demand_oil | Liquids | EU | Energy demand | 0.57158 | FEC
LV | TYNDP2026 | NT | 2030 | TWh | 269 | Sub_sector | Transport | Vans | Transport (vans) | Energetic | transport_vans_final_demand_other | Others | EU | Energy demand | 0 | FEC
LV | TYNDP2026 | NT | 2030 | TWh | 270 | Sub_sector | Transport | Vans | Transport (vans) | Energetic | transport_vans_final_demand_ammonia | Ammonia | EU | Energy demand | 0 | FEC
LV | TYNDP2026 | NT | 2030 | TWh | 272 | Sub_sector | Transport | Freight trains | Transport (trains) | Energetic | transport_trains_final_demand_electricity | Electricity | EU | Energy demand | 0.066743 | FEC
LV | TYNDP2026 | NT | 2030 | TWh | 273 | Sub_sector | Transport | Freight trains | Transport (trains) | Energetic | transport_trains_final_demand_hydrogen | Hydrogen | EU | Energy demand | 0 | FEC
LV | TYNDP2026 | NT | 2030 | TWh | 274 | Sub_sector | Transport | Freight trains | Transport (trains) | Energetic | transport_trains_final_demand_methane | Methane | EU | Energy demand | 0 | FEC
LV | TYNDP2026 | NT | 2030 | TWh | 275 | Sub_sector | Transport | Freight trains | Transport (trains) | Energetic | transport_trains_final_demand_heat | Heat | EU | Energy demand | 0 | FEC
LV | TYNDP2026 | NT | 2030 | TWh | 276 | Sub_sector | Transport | Freight trains | Transport (trains) | Energetic | transport_trains_final_demand_biomass | Biomass | EU | Energy demand | 0 | FEC
LV | TYNDP2026 | NT | 2030 | TWh | 277 | Sub_sector | Transport | Freight trains | Transport (trains) | Energetic | transport_trains_final_demand_coal | Solids | EU | Energy demand | 0 | FEC
LV | TYNDP2026 | NT | 2030 | TWh | 278 | Sub_sector | Transport | Freight trains | Transport (trains) | Energetic | transport_trains_final_demand_oil | Liquids | EU | Energy demand | 0.51976 | FEC
LV | TYNDP2026 | NT | 2030 | TWh | 279 | Sub_sector | Transport | Freight trains | Transport (trains) | Energetic | transport_trains_final_demand_other | Others | EU | Energy demand | 0 | FEC
LV | TYNDP2026 | NT | 2030 | TWh | 280 | Sub_sector | Transport | Freight trains | Transport (trains) | Energetic | transport_trains_final_demand_ammonia | Ammonia | EU | Energy demand | 0 | FEC
LV | TYNDP2026 | NT | 2030 | TWh | 282 | Sub_sector | Transport | Ships | Transport (ships) | Energetic | transport_ships_final_demand_electricity | Electricity | EU | Energy demand | 0.011065 | FEC
LV | TYNDP2026 | NT | 2030 | TWh | 283 | Sub_sector | Transport | Ships | Transport (ships) | Energetic | transport_ships_final_demand_hydrogen | Hydrogen | EU | Energy demand | 0 | FEC
LV | TYNDP2026 | NT | 2030 | TWh | 284 | Sub_sector | Transport | Ships | Transport (ships) | Energetic | transport_ships_final_demand_methane | Methane | EU | Energy demand | 0.00085731 | FEC
LV | TYNDP2026 | NT | 2030 | TWh | 285 | Sub_sector | Transport | Ships | Transport (ships) | Energetic | transport_ships_final_demand_heat | Heat | EU | Energy demand | 0 | FEC
LV | TYNDP2026 | NT | 2030 | TWh | 286 | Sub_sector | Transport | Ships | Transport (ships) | Energetic | transport_ships_final_demand_biomass | Biomass | EU | Energy demand | 0 | FEC
LV | TYNDP2026 | NT | 2030 | TWh | 287 | Sub_sector | Transport | Ships | Transport (ships) | Energetic | transport_ships_final_demand_coal | Solids | EU | Energy demand | 0 | FEC
LV | TYNDP2026 | NT | 2030 | TWh | 288 | Sub_sector | Transport | Ships | Transport (ships) | Energetic | transport_ships_final_demand_oil | Liquids | EU | Energy demand | 0.074757 | FEC
LV | TYNDP2026 | NT | 2030 | TWh | 289 | Sub_sector | Transport | Ships | Transport (ships) | Energetic | transport_ships_final_demand_other | Others | EU | Energy demand | 0 | FEC
LV | TYNDP2026 | NT | 2030 | TWh | 290 | Sub_sector | Transport | Ships | Transport (ships) | Energetic | transport_ships_final_demand_ammonia | Ammonia | EU | Energy demand | 0 | FEC
LV | TYNDP2026 | NT | 2030 | TWh | 292 | Sub_sector | Transport | Planes | Transport (planes) | Energetic | transport_planes_final_demand_electricity | Electricity | EU | Energy demand | 0 | FEC
LV | TYNDP2026 | NT | 2030 | TWh | 293 | Sub_sector | Transport | Planes | Transport (planes) | Energetic | transport_planes_final_demand_hydrogen | Hydrogen | EU | Energy demand | 0 | FEC
LV | TYNDP2026 | NT | 2030 | TWh | 294 | Sub_sector | Transport | Planes | Transport (planes) | Energetic | transport_planes_final_demand_methane | Methane | EU | Energy demand | 0 | FEC
LV | TYNDP2026 | NT | 2030 | TWh | 295 | Sub_sector | Transport | Planes | Transport (planes) | Energetic | transport_planes_final_demand_heat | Heat | EU | Energy demand | 0 | FEC
LV | TYNDP2026 | NT | 2030 | TWh | 296 | Sub_sector | Transport | Planes | Transport (planes) | Energetic | transport_planes_final_demand_biomass | Biomass | EU | Energy demand | 0 | FEC
LV | TYNDP2026 | NT | 2030 | TWh | 297 | Sub_sector | Transport | Planes | Transport (planes) | Energetic | transport_planes_final_demand_coal | Solids | EU | Energy demand | 0 | FEC
LV | TYNDP2026 | NT | 2030 | TWh | 298 | Sub_sector | Transport | Planes | Transport (planes) | Energetic | transport_planes_final_demand_oil | Liquids | EU | Energy demand | 0.0023431 | FEC
LV | TYNDP2026 | NT | 2030 | TWh | 299 | Sub_sector | Transport | Planes | Transport (planes) | Energetic | transport_planes_final_demand_other | Others | EU | Energy demand | 0 | FEC
LV | TYNDP2026 | NT | 2030 | TWh | 300 | Sub_sector | Transport | Planes | Transport (planes) | Energetic | transport_planes_final_demand_ammonia | Ammonia | EU | Energy demand | 0 | FEC
LV | TYNDP2026 | NT | 2030 | TWh | 302 | Sub_sector | Transport | Others | Transport (others) | Energetic | transport_other_final_demand_electricity | Electricity | EU | Energy demand | 0.00023121 | FEC
LV | TYNDP2026 | NT | 2030 | TWh | 303 | Sub_sector | Transport | Others | Transport (others) | Energetic | transport_other_final_demand_hydrogen | Hydrogen | EU | Energy demand | 0 | FEC
LV | TYNDP2026 | NT | 2030 | TWh | 304 | Sub_sector | Transport | Others | Transport (others) | Energetic | transport_other_final_demand_methane | Methane | EU | Energy demand | 0 | FEC
LV | TYNDP2026 | NT | 2030 | TWh | 305 | Sub_sector | Transport | Others | Transport (others) | Energetic | transport_other_final_demand_heat | Heat | EU | Energy demand | 0 | FEC
LV | TYNDP2026 | NT | 2030 | TWh | 306 | Sub_sector | Transport | Others | Transport (others) | Energetic | transport_other_final_demand_biomass | Biomass | EU | Energy demand | 0 | FEC
LV | TYNDP2026 | NT | 2030 | TWh | 307 | Sub_sector | Transport | Others | Transport (others) | Energetic | transport_other_final_demand_coal | Solids | EU | Energy demand | 0 | FEC
LV | TYNDP2026 | NT | 2030 | TWh | 308 | Sub_sector | Transport | Others | Transport (others) | Energetic | transport_other_final_demand_oil | Liquids | EU | Energy demand | 0.03513 | FEC
LV | TYNDP2026 | NT | 2030 | TWh | 309 | Sub_sector | Transport | Others | Transport (others) | Energetic | transport_other_final_demand_other | Others | EU | Energy demand | 0 | FEC
LV | TYNDP2026 | NT | 2030 | TWh | 310 | Sub_sector | Transport | Others | Transport (others) | Energetic | transport_other_final_demand_ammonia | Ammonia | EU | Energy demand | 0 | FEC
LV | TYNDP2026 | NT | 2030 | TWh | 312 | Sub_sector | International transport | International aviation | Transport (int. aviation) | Energetic | transport_int_aviation_final_demand_electricity | Electricity | EU | Energy demand | 0 | FEC
LV | TYNDP2026 | NT | 2030 | TWh | 313 | Sub_sector | International transport | International aviation | Transport (int. aviation) | Energetic | transport_int_aviation_final_demand_hydrogen | Hydrogen | EU | Energy demand | 0 | FEC
LV | TYNDP2026 | NT | 2030 | TWh | 314 | Sub_sector | International transport | International aviation | Transport (int. aviation) | Energetic | transport_int_aviation_final_demand_methane | Methane | EU | Energy demand | 0 | FEC
LV | TYNDP2026 | NT | 2030 | TWh | 315 | Sub_sector | International transport | International aviation | Transport (int. aviation) | Energetic | transport_int_aviation_final_demand_heat | Heat | EU | Energy demand | 0 | FEC
LV | TYNDP2026 | NT | 2030 | TWh | 316 | Sub_sector | International transport | International aviation | Transport (int. aviation) | Energetic | transport_int_aviation_final_demand_biofuels | Biomass | EU | Energy demand | 0 | FEC
LV | TYNDP2026 | NT | 2030 | TWh | 317 | Sub_sector | International transport | International aviation | Transport (int. aviation) | Energetic | transport_int_aviation_final_demand_coal | Solids | EU | Energy demand | 0 | FEC
LV | TYNDP2026 | NT | 2030 | TWh | 318 | Sub_sector | International transport | International aviation | Transport (int. aviation) | Energetic | transport_int_aviation_final_demand_oil | Liquids | EU | Energy demand | 1.8245 | FEC
LV | TYNDP2026 | NT | 2030 | TWh | 319 | Sub_sector | International transport | International aviation | Transport (int. aviation) | Energetic | transport_int_aviation_final_demand_other | Others | EU | Energy demand | 0 | FEC
LV | TYNDP2026 | NT | 2030 | TWh | 320 | Sub_sector | International transport | International aviation | Transport (int. aviation) | Energetic | transport_int_aviation_final_demand_ammonia | Ammonia | EU | Energy demand | 0 | FEC
LV | TYNDP2026 | NT | 2030 | TWh | 322 | Sub_sector | International transport | International shipping | Transport (int. shipping) | Energetic | transport_int_shipping_final_demand_electricity | Electricity | EU | Energy demand | 0 | not_included_in_FEC
LV | TYNDP2026 | NT | 2030 | TWh | 323 | Sub_sector | International transport | International shipping | Transport (int. shipping) | Energetic | transport_int_shipping_final_demand_hydrogen | Hydrogen | EU | Energy demand | 0 | not_included_in_FEC
LV | TYNDP2026 | NT | 2030 | TWh | 324 | Sub_sector | International transport | International shipping | Transport (int. shipping) | Energetic | transport_int_shipping_final_demand_methane | Methane | EU | Energy demand | 0 | not_included_in_FEC
LV | TYNDP2026 | NT | 2030 | TWh | 325 | Sub_sector | International transport | International shipping | Transport (int. shipping) | Energetic | transport_int_shipping_final_demand_heat | Heat | EU | Energy demand | 0 | not_included_in_FEC
LV | TYNDP2026 | NT | 2030 | TWh | 326 | Sub_sector | International transport | International shipping | Transport (int. shipping) | Energetic | transport_int_shipping_final_demand_biofuels | Biomass | EU | Energy demand | 0 | not_included_in_FEC
LV | TYNDP2026 | NT | 2030 | TWh | 327 | Sub_sector | International transport | International shipping | Transport (int. shipping) | Energetic | transport_int_shipping_final_demand_coal | Solids | EU | Energy demand | 0 | not_included_in_FEC
LV | TYNDP2026 | NT | 2030 | TWh | 328 | Sub_sector | International transport | International shipping | Transport (int. shipping) | Energetic | transport_int_shipping_final_demand_oil | Liquids | EU | Energy demand | 3.0169 | not_included_in_FEC
LV | TYNDP2026 | NT | 2030 | TWh | 329 | Sub_sector | International transport | International shipping | Transport (int. shipping) | Energetic | transport_int_shipping_final_demand_other | Others | EU | Energy demand | 0 | not_included_in_FEC
LV | TYNDP2026 | NT | 2030 | TWh | 330 | Sub_sector | International transport | International shipping | Transport (int. shipping) | Energetic | transport_int_shipping_final_demand_ammonia | Ammonia | EU | Energy demand | 0 | not_included_in_FEC
LV | TYNDP2026 | NT | 2030 | TWh | 332 | Sub_sector | Households | Space heating | Households (heating) | Energetic | households_heating_final_demand_electricity | Electricity | EU | Energy demand | 0 | FEC
LV | TYNDP2026 | NT | 2030 | TWh | 333 | Sub_sector | Households | Space heating | Households (heating) | Energetic | households_heating_final_demand_hydrogen | Hydrogen | EU | Energy demand | 0 | FEC
LV | TYNDP2026 | NT | 2030 | TWh | 334 | Sub_sector | Households | Space heating | Households (heating) | Energetic | households_heating_final_demand_methane | Methane | EU | Energy demand | 0.48955 | FEC
LV | TYNDP2026 | NT | 2030 | TWh | 335 | Sub_sector | Households | Space heating | Households (heating) | Energetic | households_heating_final_demand_heat | Heat | EU | Energy demand | 3.008 | FEC
LV | TYNDP2026 | NT | 2030 | TWh | 336 | Sub_sector | Households | Space heating | Households (heating) | Energetic | households_heating_final_demand_biomass | Biomass | EU | Energy demand | 3.8808 | FEC
LV | TYNDP2026 | NT | 2030 | TWh | 337 | Sub_sector | Households | Space heating | Households (heating) | Energetic | households_heating_final_demand_coal | Solids | EU | Energy demand | 0.11276 | FEC
LV | TYNDP2026 | NT | 2030 | TWh | 338 | Sub_sector | Households | Space heating | Households (heating) | Energetic | households_heating_final_demand_oil | Liquids | EU | Energy demand | 1.828 | FEC
LV | TYNDP2026 | NT | 2030 | TWh | 339 | Sub_sector | Households | Space heating | Households (heating) | Energetic | households_heating_final_demand_other | Others | EU | Energy demand | 0 | FEC
LV | TYNDP2026 | NT | 2030 | TWh | 340 | Sub_sector | Households | Space heating | Households (heating) | Energetic | households_heating_final_demand_ammonia | Ammonia | EU | Energy demand | 0 | FEC
LV | TYNDP2026 | NT | 2030 | TWh | 343 | Sub_sector | Households | Cooling | Households (cooling) | Energetic | households_cooling_final_demand_electricity | Electricity | EU | Energy demand | 0 | FEC
LV | TYNDP2026 | NT | 2030 | TWh | 344 | Sub_sector | Households | Cooling | Households (cooling) | Energetic | households_cooling_final_demand_hydrogen | Hydrogen | EU | Energy demand | 0 | FEC
LV | TYNDP2026 | NT | 2030 | TWh | 345 | Sub_sector | Households | Cooling | Households (cooling) | Energetic | households_cooling_final_demand_methane | Methane | EU | Energy demand | 0 | FEC
LV | TYNDP2026 | NT | 2030 | TWh | 346 | Sub_sector | Households | Cooling | Households (cooling) | Energetic | households_cooling_final_demand_heat | Heat | EU | Energy demand | 0 | FEC
LV | TYNDP2026 | NT | 2030 | TWh | 347 | Sub_sector | Households | Cooling | Households (cooling) | Energetic | households_cooling_final_demand_biomass | Biomass | EU | Energy demand | 0 | FEC
LV | TYNDP2026 | NT | 2030 | TWh | 348 | Sub_sector | Households | Cooling | Households (cooling) | Energetic | households_cooling_final_demand_coal | Solids | EU | Energy demand | 0 | FEC
LV | TYNDP2026 | NT | 2030 | TWh | 349 | Sub_sector | Households | Cooling | Households (cooling) | Energetic | households_cooling_final_demand_oil | Liquids | EU | Energy demand | 0 | FEC
LV | TYNDP2026 | NT | 2030 | TWh | 350 | Sub_sector | Households | Cooling | Households (cooling) | Energetic | households_cooling_final_demand_other | Others | EU | Energy demand | 0 | FEC
LV | TYNDP2026 | NT | 2030 | TWh | 351 | Sub_sector | Households | Cooling | Households (cooling) | Energetic | households_cooling_final_demand_ammonia | Ammonia | EU | Energy demand | 0 | FEC
LV | TYNDP2026 | NT | 2030 | TWh | 354 | Sub_sector | Households | Hot water | Households (hot water) | Energetic | households_hot_water_final_demand_electricity | Electricity | EU | Energy demand | 0 | FEC
LV | TYNDP2026 | NT | 2030 | TWh | 355 | Sub_sector | Households | Hot water | Households (hot water) | Energetic | households_hot_water_final_demand_hydrogen | Hydrogen | EU | Energy demand | 0 | FEC
LV | TYNDP2026 | NT | 2030 | TWh | 356 | Sub_sector | Households | Hot water | Households (hot water) | Energetic | households_hot_water_final_demand_methane | Methane | EU | Energy demand | 0.20506 | FEC
LV | TYNDP2026 | NT | 2030 | TWh | 357 | Sub_sector | Households | Hot water | Households (hot water) | Energetic | households_hot_water_final_demand_heat | Heat | EU | Energy demand | 1.2926 | FEC
LV | TYNDP2026 | NT | 2030 | TWh | 358 | Sub_sector | Households | Hot water | Households (hot water) | Energetic | households_hot_water_final_demand_biomass | Biomass | EU | Energy demand | 0.94335 | FEC
LV | TYNDP2026 | NT | 2030 | TWh | 359 | Sub_sector | Households | Hot water | Households (hot water) | Energetic | households_hot_water_final_demand_coal | Solids | EU | Energy demand | 0.018088 | FEC
LV | TYNDP2026 | NT | 2030 | TWh | 360 | Sub_sector | Households | Hot water | Households (hot water) | Energetic | households_hot_water_final_demand_oil | Liquids | EU | Energy demand | 0.19575 | FEC
LV | TYNDP2026 | NT | 2030 | TWh | 361 | Sub_sector | Households | Hot water | Households (hot water) | Energetic | households_hot_water_final_demand_other | Others | EU | Energy demand | 0 | FEC
LV | TYNDP2026 | NT | 2030 | TWh | 362 | Sub_sector | Households | Hot water | Households (hot water) | Energetic | households_hot_water_final_demand_ammonia | Ammonia | EU | Energy demand | 0 | FEC
LV | TYNDP2026 | NT | 2030 | TWh | 365 | Sub_sector | Households | Appliances | Households (appliances) | Energetic | households_appliances_final_demand_electricity | Electricity | EU | Energy demand | 1.46 | FEC
LV | TYNDP2026 | NT | 2030 | TWh | 366 | Sub_sector | Households | Appliances | Households (appliances) | Energetic | households_appliances_final_demand_hydrogen | Hydrogen | EU | Energy demand | 0 | FEC
LV | TYNDP2026 | NT | 2030 | TWh | 367 | Sub_sector | Households | Appliances | Households (appliances) | Energetic | households_appliances_final_demand_methane | Methane | EU | Energy demand | 0.2491 | FEC
LV | TYNDP2026 | NT | 2030 | TWh | 368 | Sub_sector | Households | Appliances | Households (appliances) | Energetic | households_appliances_final_demand_heat | Heat | EU | Energy demand | 0 | FEC
LV | TYNDP2026 | NT | 2030 | TWh | 369 | Sub_sector | Households | Appliances | Households (appliances) | Energetic | households_appliances_final_demand_biomass | Biomass | EU | Energy demand | 0.020049 | FEC
LV | TYNDP2026 | NT | 2030 | TWh | 370 | Sub_sector | Households | Appliances | Households (appliances) | Energetic | households_appliances_final_demand_coal | Solids | EU | Energy demand | 0 | FEC
LV | TYNDP2026 | NT | 2030 | TWh | 371 | Sub_sector | Households | Appliances | Households (appliances) | Energetic | households_appliances_final_demand_oil | Liquids | EU | Energy demand | 0 | FEC
LV | TYNDP2026 | NT | 2030 | TWh | 372 | Sub_sector | Households | Appliances | Households (appliances) | Energetic | households_appliances_final_demand_other | Others | EU | Energy demand | 0 | FEC
LV | TYNDP2026 | NT | 2030 | TWh | 373 | Sub_sector | Households | Appliances | Households (appliances) | Energetic | households_appliances_final_demand_ammonia | Ammonia | EU | Energy demand | 0 | FEC
LV | TYNDP2026 | NT | 2030 | TWh | 375 | Sub_sector | Buildings | Space heating | Buildings (heat) | Energetic | buildings_heat_final_demand_electricity | Electricity | EU | Energy demand | 0.68768 | FEC
LV | TYNDP2026 | NT | 2030 | TWh | 376 | Sub_sector | Buildings | Space heating | Buildings (heat) | Energetic | buildings_heat_final_demand_hydrogen | Hydrogen | EU | Energy demand | 0 | FEC
LV | TYNDP2026 | NT | 2030 | TWh | 377 | Sub_sector | Buildings | Space heating | Buildings (heat) | Energetic | buildings_heat_final_demand_methane | Methane | EU | Energy demand | 0.96311 | FEC
LV | TYNDP2026 | NT | 2030 | TWh | 378 | Sub_sector | Buildings | Space heating | Buildings (heat) | Energetic | buildings_heat_final_demand_heat | Heat | EU | Energy demand | 1.4462 | FEC
LV | TYNDP2026 | NT | 2030 | TWh | 379 | Sub_sector | Buildings | Space heating | Buildings (heat) | Energetic | buildings_heat_final_demand_biomass | Biomass | EU | Energy demand | 0.5729 | FEC
LV | TYNDP2026 | NT | 2030 | TWh | 380 | Sub_sector | Buildings | Space heating | Buildings (heat) | Energetic | buildings_heat_final_demand_coal | Solids | EU | Energy demand | 0.031274 | FEC
LV | TYNDP2026 | NT | 2030 | TWh | 381 | Sub_sector | Buildings | Space heating | Buildings (heat) | Energetic | buildings_heat_final_demand_oil | Liquids | EU | Energy demand | 0.29139 | FEC
LV | TYNDP2026 | NT | 2030 | TWh | 382 | Sub_sector | Buildings | Space heating | Buildings (heat) | Energetic | buildings_heat_final_demand_other | Others | EU | Energy demand | 0 | FEC
LV | TYNDP2026 | NT | 2030 | TWh | 383 | Sub_sector | Buildings | Space heating | Buildings (heat) | Energetic | buildings_heat_final_demand_ammonia | Ammonia | EU | Energy demand | 0 | FEC
LV | TYNDP2026 | NT | 2030 | TWh | 386 | Sub_sector | Buildings | Cooling | Buildings (cooling) | Energetic | buildings_cooling_final_demand_electricity | Electricity | EU | Energy demand | 0.033687 | FEC
LV | TYNDP2026 | NT | 2030 | TWh | 387 | Sub_sector | Buildings | Cooling | Buildings (cooling) | Energetic | buildings_cooling_final_demand_hydrogen | Hydrogen | EU | Energy demand | 0 | FEC
LV | TYNDP2026 | NT | 2030 | TWh | 388 | Sub_sector | Buildings | Cooling | Buildings (cooling) | Energetic | buildings_cooling_final_demand_methane | Methane | EU | Energy demand | 4.03e-05 | FEC
LV | TYNDP2026 | NT | 2030 | TWh | 389 | Sub_sector | Buildings | Cooling | Buildings (cooling) | Energetic | buildings_cooling_final_demand_heat | Heat | EU | Energy demand | 0 | FEC
LV | TYNDP2026 | NT | 2030 | TWh | 390 | Sub_sector | Buildings | Cooling | Buildings (cooling) | Energetic | buildings_cooling_final_demand_biomass | Biomass | EU | Energy demand | 0 | FEC
LV | TYNDP2026 | NT | 2030 | TWh | 391 | Sub_sector | Buildings | Cooling | Buildings (cooling) | Energetic | buildings_cooling_final_demand_coal | Solids | EU | Energy demand | 0 | FEC
LV | TYNDP2026 | NT | 2030 | TWh | 392 | Sub_sector | Buildings | Cooling | Buildings (cooling) | Energetic | buildings_cooling_final_demand_oil | Liquids | EU | Energy demand | 0 | FEC
LV | TYNDP2026 | NT | 2030 | TWh | 393 | Sub_sector | Buildings | Cooling | Buildings (cooling) | Energetic | buildings_cooling_final_demand_other | Others | EU | Energy demand | 0 | FEC
LV | TYNDP2026 | NT | 2030 | TWh | 394 | Sub_sector | Buildings | Cooling | Buildings (cooling) | Energetic | buildings_cooling_final_demand_ammonia | Ammonia | EU | Energy demand | 0 | FEC
LV | TYNDP2026 | NT | 2030 | TWh | 397 | Sub_sector | Buildings | Appliances | Buildings (appliances) | Energetic | buildings_appliances_final_demand_electricity | Electricity | EU | Energy demand | 1.7399 | FEC
LV | TYNDP2026 | NT | 2030 | TWh | 398 | Sub_sector | Buildings | Appliances | Buildings (appliances) | Energetic | buildings_appliances_final_demand_hydrogen | Hydrogen | EU | Energy demand | 0 | FEC
LV | TYNDP2026 | NT | 2030 | TWh | 399 | Sub_sector | Buildings | Appliances | Buildings (appliances) | Energetic | buildings_appliances_final_demand_methane | Methane | EU | Energy demand | 0.35221 | FEC
LV | TYNDP2026 | NT | 2030 | TWh | 400 | Sub_sector | Buildings | Appliances | Buildings (appliances) | Energetic | buildings_appliances_final_demand_heat | Heat | EU | Energy demand | 0 | FEC
LV | TYNDP2026 | NT | 2030 | TWh | 401 | Sub_sector | Buildings | Appliances | Buildings (appliances) | Energetic | buildings_appliances_final_demand_biomass | Biomass | EU | Energy demand | 0 | FEC
LV | TYNDP2026 | NT | 2030 | TWh | 402 | Sub_sector | Buildings | Appliances | Buildings (appliances) | Energetic | buildings_appliances_final_demand_coal | Solids | EU | Energy demand | 0 | FEC
LV | TYNDP2026 | NT | 2030 | TWh | 403 | Sub_sector | Buildings | Appliances | Buildings (appliances) | Energetic | buildings_appliances_final_demand_oil | Liquids | EU | Energy demand | 0 | FEC
LV | TYNDP2026 | NT | 2030 | TWh | 404 | Sub_sector | Buildings | Appliances | Buildings (appliances) | Energetic | buildings_appliances_final_demand_other | Others | EU | Energy demand | 0 | FEC
LV | TYNDP2026 | NT | 2030 | TWh | 405 | Sub_sector | Buildings | Appliances | Buildings (appliances) | Energetic | buildings_appliances_final_demand_ammonia | Ammonia | EU | Energy demand | 0 | FEC
LV | TYNDP2026 | NT | 2030 | TWh | 407 | Sub_sector | Buildings | Datacenters | Datacenters & ICT | Energetic | datacentres_final_demand_electricity_energetic | Electricity | EU | Energy demand | 0.45806 | FEC
LV | TYNDP2026 | NT | 2030 | TWh | 408 | Sub_sector | Buildings | Datacenters | Datacenters & ICT | Energetic | datacentres_final_demand_hydrogen_energetic | Hydrogen | EU | Energy demand | 0 | FEC
LV | TYNDP2026 | NT | 2030 | TWh | 409 | Sub_sector | Buildings | Datacenters | Datacenters & ICT | Energetic | datacentres_final_demand_methane_energetic | Methane | EU | Energy demand | 0 | FEC
LV | TYNDP2026 | NT | 2030 | TWh | 410 | Sub_sector | Buildings | Datacenters | Datacenters & ICT | Energetic | datacentres_final_demand_heat_energetic | Heat | EU | Energy demand | 0 | FEC
LV | TYNDP2026 | NT | 2030 | TWh | 411 | Sub_sector | Buildings | Datacenters | Datacenters & ICT | Energetic | datacentres_final_demand_biomass_energetic | Biomass | EU | Energy demand | 0 | FEC
LV | TYNDP2026 | NT | 2030 | TWh | 412 | Sub_sector | Buildings | Datacenters | Datacenters & ICT | Energetic | datacentres_final_demand_coal_energetic | Solids | EU | Energy demand | 0 | FEC
LV | TYNDP2026 | NT | 2030 | TWh | 413 | Sub_sector | Buildings | Datacenters | Datacenters & ICT | Energetic | datacentres_final_demand_oil_energetic | Liquids | EU | Energy demand | 0 | FEC
LV | TYNDP2026 | NT | 2030 | TWh | 414 | Sub_sector | Buildings | Datacenters | Datacenters & ICT | Energetic | datacentres_final_demand_other_energetic | Others | EU | Energy demand | 0 | FEC
LV | TYNDP2026 | NT | 2030 | TWh | 415 | Sub_sector | Buildings | Datacenters | Datacenters & ICT | Energetic | datacentres_final_demand_ammonia_energetic | Ammonia | EU | Energy demand | 0 | FEC
LV | TYNDP2026 | NT | 2030 | TWh | 417 | Sub_sector | Transport | Others_Sector | Others_Sector | Energetic | other_final_demand_electricity_energetic | Electricity | EU | Energy demand | 0.00023389 | FEC
LV | TYNDP2026 | NT | 2030 | TWh | 418 | Sub_sector | Transport | Others_Sector | Others_Sector | Energetic | other_final_demand_hydrogen_energetic | Hydrogen | EU | Energy demand | 0 | FEC
LV | TYNDP2026 | NT | 2030 | TWh | 419 | Sub_sector | Transport | Pipeline Transport | Others_Sector | Energetic | other_final_demand_methane_energetic | Methane | EU | Energy demand | 0.00642 | FEC
LV | TYNDP2026 | NT | 2030 | TWh | 420 | Sub_sector | Transport | Others_Sector | Others_Sector | Energetic | other_final_demand_heat_energetic | Heat | EU | Energy demand | 0.0013925 | FEC
LV | TYNDP2026 | NT | 2030 | TWh | 421 | Sub_sector | Transport | Others_Sector | Others_Sector | Energetic | other_final_demand_biomass_energetic | Biomass | EU | Energy demand | 0 | FEC
LV | TYNDP2026 | NT | 2030 | TWh | 422 | Sub_sector | Transport | Others_Sector | Others_Sector | Energetic | other_final_demand_coal_energetic | Solids | EU | Energy demand | 0 | FEC
LV | TYNDP2026 | NT | 2030 | TWh | 423 | Sub_sector | Transport | Others_Sector | Others_Sector | Energetic | other_final_demand_oil_energetic | Liquids | EU | Energy demand | 0.089421 | FEC
LV | TYNDP2026 | NT | 2030 | TWh | 424 | Sub_sector | Others_Sector | Others_Sector | Others_Sector | Non-energetic | other_final_demand_oil_non_energetic | Liquids | EU | Energy demand | 0.31049 | not_included_in_FEC
LV | TYNDP2026 | NT | 2030 | TWh | 425 | Sub_sector | Transport | Others_Sector | Others_Sector | Energetic | other_final_demand_other_energetic | Others | EU | Energy demand | 0 | FEC
LV | TYNDP2026 | NT | 2030 | TWh | 426 | Sub_sector | Transport | Others_Sector | Others_Sector | Energetic | other_final_demand_ammonia_energetic | Ammonia | EU | Energy demand | 0 | FEC
LV | TYNDP2026 | NT | 2030 | TWh | 427 | Sub_sector | Industry | Surplus_Heat_in_Industry | Surplus_Heat_in_Industry | Energetic | final_demand_of_industry_unused_local_production_steam_hot_water | Heat | EU | Energy demand | 0.32996 | FEC
LV | TYNDP2026 | NT | 2030 | TWh | 429 | Sub_sector | Agriculture | Total | Agriculture | Energetic | agriculture_final_demand_electricity_energetic | Electricity | EU | Energy demand | 0.1792 | FEC
LV | TYNDP2026 | NT | 2030 | TWh | 430 | Sub_sector | Agriculture | Total | Agriculture | Energetic | agriculture_final_demand_hydrogen_energetic | Hydrogen | EU | Energy demand | 0 | FEC
LV | TYNDP2026 | NT | 2030 | TWh | 431 | Sub_sector | Agriculture | Total | Agriculture | Energetic | agriculture_final_demand_methane_energetic | Methane | EU | Energy demand | 0.11679 | FEC
LV | TYNDP2026 | NT | 2030 | TWh | 432 | Sub_sector | Agriculture | Total | Agriculture | Energetic | agriculture_final_demand_heat_energetic | Heat | EU | Energy demand | 0.11429 | FEC
LV | TYNDP2026 | NT | 2030 | TWh | 433 | Sub_sector | Agriculture | Total | Agriculture | Energetic | agriculture_final_demand_biomass_energetic | Biomass | EU | Energy demand | 0.33249 | FEC
LV | TYNDP2026 | NT | 2030 | TWh | 434 | Sub_sector | Agriculture | Total | Agriculture | Energetic | agriculture_final_demand_coal_energetic | Solids | EU | Energy demand | 0 | FEC
LV | TYNDP2026 | NT | 2030 | TWh | 435 | Sub_sector | Agriculture | Total | Agriculture | Energetic | agriculture_final_demand_oil_energetic | Liquids | EU | Energy demand | 1.6021 | FEC
LV | TYNDP2026 | NT | 2030 | TWh | 436 | Sub_sector | Agriculture | Total | Agriculture | Energetic | agriculture_final_demand_other_energetic | Others | EU | Energy demand | 0 | FEC
LV | TYNDP2026 | NT | 2030 | TWh | 437 | Sub_sector | Agriculture | Total | Agriculture | Energetic | agriculture_final_demand_ammonia_energetic | Ammonia | EU | Energy demand | 0 | FEC
LV | TYNDP2026 | NT | 2030 | TWh | 447 | Sub_sector | Buildings | Surplus Energy | Buildings | Energetic | GAP | Electricity | EU | Energy demand | 0 | FEC
LV | TYNDP2026 | NT | 2030 | TWh | 448 | Sub_sector | Buildings | Surplus Energy | Buildings | Energetic | GAP | Hydrogen | EU | Energy demand | 0 | FEC
LV | TYNDP2026 | NT | 2030 | TWh | 449 | Sub_sector | Buildings | Surplus Energy | Buildings | Energetic | GAP | Methane | EU | Energy demand | 0 | FEC
LV | TYNDP2026 | NT | 2030 | TWh | 450 | Sub_sector | Buildings | Surplus Energy | Buildings | Energetic | GAP | Heat | EU | Energy demand | 0 | FEC
LV | TYNDP2026 | NT | 2030 | TWh | 451 | Sub_sector | Buildings | Surplus Energy | Buildings | Energetic | GAP | Biomass | EU | Energy demand | 0.069264 | FEC
LV | TYNDP2026 | NT | 2030 | TWh | 452 | Sub_sector | Buildings | Surplus Energy | Buildings | Energetic | GAP | Solids | EU | Energy demand | 0 | FEC
LV | TYNDP2026 | NT | 2030 | TWh | 453 | Sub_sector | Buildings | Surplus Energy | Buildings | Energetic | GAP | Liquids | EU | Energy demand | 0.030768 | FEC
LV | TYNDP2026 | NT | 2030 | TWh | 454 | Sub_sector | Buildings | Surplus Energy | Buildings | Energetic | GAP | Others | EU | Energy demand | 0 | FEC
LV | TYNDP2026 | NT | 2030 | TWh | 455 | Sub_sector | Buildings | Surplus Energy | Buildings | Energetic | GAP | Ammonia | EU | Energy demand | 0 | FEC
LV | TYNDP2026 | NT | 2030 | TWh | 456 | Sub_sector | Households | Surplus Energy | Households | Energetic | GAP | Electricity | EU | Energy demand | 0 | FEC
LV | TYNDP2026 | NT | 2030 | TWh | 457 | Sub_sector | Households | Surplus Energy | Households | Energetic | GAP | Hydrogen | EU | Energy demand | 0 | FEC
LV | TYNDP2026 | NT | 2030 | TWh | 458 | Sub_sector | Households | Surplus Energy | Households | Energetic | GAP | Methane | EU | Energy demand | 0 | FEC
LV | TYNDP2026 | NT | 2030 | TWh | 459 | Sub_sector | Households | Surplus Energy | Households | Energetic | GAP | Heat | EU | Energy demand | 0 | FEC
LV | TYNDP2026 | NT | 2030 | TWh | 460 | Sub_sector | Households | Surplus Energy | Households | Energetic | GAP | Biomass | EU | Energy demand | 0 | FEC
LV | TYNDP2026 | NT | 2030 | TWh | 461 | Sub_sector | Households | Surplus Energy | Households | Energetic | GAP | Solids | EU | Energy demand | 0 | FEC
LV | TYNDP2026 | NT | 2030 | TWh | 462 | Sub_sector | Households | Surplus Energy | Households | Energetic | GAP | Liquids | EU | Energy demand | 0 | FEC
LV | TYNDP2026 | NT | 2030 | TWh | 463 | Sub_sector | Households | Surplus Energy | Households | Energetic | GAP | Others | EU | Energy demand | 0 | FEC
LV | TYNDP2026 | NT | 2030 | TWh | 464 | Sub_sector | Households | Surplus Energy | Households | Energetic | GAP | Ammonia | EU | Energy demand | 0 | FEC
LV | TYNDP2026 | NT | 2035 | TWh | 102 | Sub_sector | Industry | Aluminium | Industry (aluminium) | Energetic | industry_aluminium_demand_electricity_energetic | Electricity | EU | Energy demand | 0 | FEC
LV | TYNDP2026 | NT | 2035 | TWh | 103 | Sub_sector | Industry | Aluminium | Industry (aluminium) | Energetic | industry_aluminium_demand_hydrogen_energetic | Hydrogen | EU | Energy demand | 0 | FEC
LV | TYNDP2026 | NT | 2035 | TWh | 104 | Sub_sector | Industry | Aluminium | Industry (aluminium) | Energetic | industry_aluminium_demand_methane_energetic | Methane | EU | Energy demand | 0 | FEC
LV | TYNDP2026 | NT | 2035 | TWh | 105 | Sub_sector | Industry | Aluminium | Industry (aluminium) | Energetic | industry_aluminium_demand_heat_energetic | Heat | EU | Energy demand | 0 | FEC
LV | TYNDP2026 | NT | 2035 | TWh | 106 | Sub_sector | Industry | Aluminium | Industry (aluminium) | Energetic | industry_aluminium_demand_biomass_energetic | Biomass | EU | Energy demand | 0 | FEC
LV | TYNDP2026 | NT | 2035 | TWh | 107 | Sub_sector | Industry | Aluminium | Industry (aluminium) | Energetic | industry_aluminium_demand_coal_energetic | Solids | EU | Energy demand | 0 | FEC
LV | TYNDP2026 | NT | 2035 | TWh | 108 | Sub_sector | Industry | Aluminium | Industry (aluminium) | Energetic | industry_aluminium_demand_oil_energetic | Liquids | EU | Energy demand | 0 | FEC
LV | TYNDP2026 | NT | 2035 | TWh | 109 | Sub_sector | Industry | Aluminium | Industry (aluminium) | Energetic | industry_aluminium_demand_others_energetic | Others | EU | Energy demand | 0 | FEC
LV | TYNDP2026 | NT | 2035 | TWh | 110 | Sub_sector | Industry | Aluminium | Industry (aluminium) | Energetic | industry_ammonia_demand_others_energetic | Ammonia | EU | Energy demand | 0 | FEC
LV | TYNDP2026 | NT | 2035 | TWh | 112 | Sub_sector | Industry | Chemicals | Industry (chemicals, energetic) | Energetic | industry_chemical_demand_electricity_energetic | Electricity | EU | Energy demand | 0.060558 | FEC
LV | TYNDP2026 | NT | 2035 | TWh | 113 | Sub_sector | Industry | Chemicals | Industry (chemicals, energetic) | Energetic | industry_chemical_demand_hydrogen_energetic | Hydrogen | EU | Energy demand | 0 | FEC
LV | TYNDP2026 | NT | 2035 | TWh | 114 | Sub_sector | Industry | Chemicals | Industry (chemicals, energetic) | Energetic | industry_chemical_demand_methane_energetic | Methane | EU | Energy demand | 0.08244 | FEC
LV | TYNDP2026 | NT | 2035 | TWh | 115 | Sub_sector | Industry | Chemicals | Industry (chemicals, energetic) | Energetic | industry_chemical_demand_heat_energetic | Heat | EU | Energy demand | 0.01134 | FEC
LV | TYNDP2026 | NT | 2035 | TWh | 116 | Sub_sector | Industry | Chemicals | Industry (chemicals, energetic) | Energetic | industry_chemical_demand_biomass_energetic | Biomass | EU | Energy demand | 0.043399 | FEC
LV | TYNDP2026 | NT | 2035 | TWh | 117 | Sub_sector | Industry | Chemicals | Industry (chemicals, energetic) | Energetic | industry_chemical_demand_coal_energetic | Solids | EU | Energy demand | 4.06e-05 | FEC
LV | TYNDP2026 | NT | 2035 | TWh | 118 | Sub_sector | Industry | Chemicals | Industry (chemicals, energetic) | Energetic | industry_chemical_demand_oil_energetic | Liquids | EU | Energy demand | 0.048657 | FEC
LV | TYNDP2026 | NT | 2035 | TWh | 119 | Sub_sector | Industry | Chemicals | Industry (chemicals, energetic) | Energetic | industry_chemical_demand_others_energetic | Others | EU | Energy demand | 0 | FEC
LV | TYNDP2026 | NT | 2035 | TWh | 120 | Sub_sector | Industry | Chemicals | Industry (chemicals, energetic) | Energetic | industry_chemical_demand_ammonia_energetic | Ammonia | EU | Energy demand | 0 | FEC
LV | TYNDP2026 | NT | 2035 | TWh | 122 | Sub_sector | Industry | Chemicals | Industry (chemicals, non-energetic) | Non-energetic | industry_chemical_demand_electricity_non_energetic | Electricity | EU | Energy demand | 0 | not_included_in_FEC
LV | TYNDP2026 | NT | 2035 | TWh | 123 | Sub_sector | Industry | Chemicals | Industry (chemicals, non-energetic) | Non-energetic | industry_chemical_demand_hydrogen_non_energetic | Hydrogen | EU | Energy demand | 0 | not_included_in_FEC
LV | TYNDP2026 | NT | 2035 | TWh | 124 | Sub_sector | Industry | Chemicals | Industry (chemicals, non-energetic) | Non-energetic | industry_chemical_demand_methane_non_energetic | Methane | EU | Energy demand | 0 | not_included_in_FEC
LV | TYNDP2026 | NT | 2035 | TWh | 125 | Sub_sector | Industry | Chemicals | Industry (chemicals, non-energetic) | Non-energetic | industry_chemical_demand_heat_non_energetic | Heat | EU | Energy demand | 0 | not_included_in_FEC
LV | TYNDP2026 | NT | 2035 | TWh | 126 | Sub_sector | Industry | Chemicals | Industry (chemicals, non-energetic) | Non-energetic | industry_chemical_demand_biomass_non_energetic | Biomass | EU | Energy demand | 0 | not_included_in_FEC
LV | TYNDP2026 | NT | 2035 | TWh | 127 | Sub_sector | Industry | Chemicals | Industry (chemicals, non-energetic) | Non-energetic | industry_chemical_demand_coal_non_energetic | Solids | EU | Energy demand | 0 | not_included_in_FEC
LV | TYNDP2026 | NT | 2035 | TWh | 128 | Sub_sector | Industry | Chemicals | Industry (chemicals, non-energetic) | Non-energetic | industry_chemical_demand_oil_non_energetic | Liquids | EU | Energy demand | 0.013143 | not_included_in_FEC
LV | TYNDP2026 | NT | 2035 | TWh | 129 | Sub_sector | Industry | Chemicals | Industry (chemicals, non-energetic) | Non-energetic | industry_chemical_demand_others_non_energetic | Others | EU | Energy demand | 0 | not_included_in_FEC
LV | TYNDP2026 | NT | 2035 | TWh | 130 | Sub_sector | Industry | Chemicals | Industry (chemicals, non-energetic) | Non-energetic | industry_chemical_demand_ammonia_non_energetic | Ammonia | EU | Energy demand | 0 | not_included_in_FEC
LV | TYNDP2026 | NT | 2035 | TWh | 132 | Sub_sector | Industry | Fertilizers | Industry (fertilizers, energetic) | Energetic | industry_fertilizers_demand_electricity_energetic | Electricity | EU | Energy demand | 0 | FEC
LV | TYNDP2026 | NT | 2035 | TWh | 133 | Sub_sector | Industry | Fertilizers | Industry (fertilizers, energetic) | Energetic | industry_fertilizers_demand_hydrogen_energetic | Hydrogen | EU | Energy demand | 0 | FEC
LV | TYNDP2026 | NT | 2035 | TWh | 134 | Sub_sector | Industry | Fertilizers | Industry (fertilizers, energetic) | Energetic | industry_fertilizers_demand_methane_energetic | Methane | EU | Energy demand | 0 | FEC
LV | TYNDP2026 | NT | 2035 | TWh | 135 | Sub_sector | Industry | Fertilizers | Industry (fertilizers, energetic) | Energetic | industry_fertilizers_demand_heat_energetic | Heat | EU | Energy demand | 0 | FEC
LV | TYNDP2026 | NT | 2035 | TWh | 136 | Sub_sector | Industry | Fertilizers | Industry (fertilizers, energetic) | Energetic | industry_fertilizers_demand_biomass_energetic | Biomass | EU | Energy demand | 0 | FEC
LV | TYNDP2026 | NT | 2035 | TWh | 137 | Sub_sector | Industry | Fertilizers | Industry (fertilizers, energetic) | Energetic | industry_fertilizers_demand_coal_energetic | Solids | EU | Energy demand | 0 | FEC
LV | TYNDP2026 | NT | 2035 | TWh | 138 | Sub_sector | Industry | Fertilizers | Industry (fertilizers, energetic) | Energetic | industry_fertilizers_demand_oil_energetic | Liquids | EU | Energy demand | 0 | FEC
LV | TYNDP2026 | NT | 2035 | TWh | 139 | Sub_sector | Industry | Fertilizers | Industry (fertilizers, energetic) | Energetic | industry_fertilizers_demand_others_energetic | Others | EU | Energy demand | 0 | FEC
LV | TYNDP2026 | NT | 2035 | TWh | 140 | Sub_sector | Industry | Fertilizers | Industry (fertilizers, energetic) | Energetic | industry_fertilizers_demand_ammonia_energetic | Ammonia | EU | Energy demand | 0 | FEC
LV | TYNDP2026 | NT | 2035 | TWh | 142 | Sub_sector | Industry | Fertilizers | Industry (fertilizers, non-energetic) | Non-energetic | industry_fertilizers_demand_electricity_non_energetic | Electricity | EU | Energy demand | 0 | not_included_in_FEC
LV | TYNDP2026 | NT | 2035 | TWh | 143 | Sub_sector | Industry | Fertilizers | Industry (fertilizers, non-energetic) | Non-energetic | industry_fertilizers_demand_hydrogen_non_energetic | Hydrogen | EU | Energy demand | 0 | not_included_in_FEC
LV | TYNDP2026 | NT | 2035 | TWh | 144 | Sub_sector | Industry | Fertilizers | Industry (fertilizers, non-energetic) | Non-energetic | industry_fertilizers_demand_methane_non_energetic | Methane | EU | Energy demand | 0 | not_included_in_FEC
LV | TYNDP2026 | NT | 2035 | TWh | 145 | Sub_sector | Industry | Fertilizers | Industry (fertilizers, non-energetic) | Non-energetic | industry_fertilizers_demand_heat_non_energetic | Heat | EU | Energy demand | 0 | not_included_in_FEC
LV | TYNDP2026 | NT | 2035 | TWh | 146 | Sub_sector | Industry | Fertilizers | Industry (fertilizers, non-energetic) | Non-energetic | industry_fertilizers_demand_biomass_non_energetic | Biomass | EU | Energy demand | 0 | not_included_in_FEC
LV | TYNDP2026 | NT | 2035 | TWh | 147 | Sub_sector | Industry | Fertilizers | Industry (fertilizers, non-energetic) | Non-energetic | industry_fertilizers_demand_coal_non_energetic | Solids | EU | Energy demand | 0 | not_included_in_FEC
LV | TYNDP2026 | NT | 2035 | TWh | 148 | Sub_sector | Industry | Fertilizers | Industry (fertilizers, non-energetic) | Non-energetic | industry_fertilizers_demand_oil_non_energetic | Liquids | EU | Energy demand | 0 | not_included_in_FEC
LV | TYNDP2026 | NT | 2035 | TWh | 149 | Sub_sector | Industry | Fertilizers | Industry (fertilizers, non-energetic) | Non-energetic | industry_fertilizers_demand_others_non_energetic | Others | EU | Energy demand | 0 | not_included_in_FEC
LV | TYNDP2026 | NT | 2035 | TWh | 150 | Sub_sector | Industry | Fertilizers | Industry (fertilizers, non-energetic) | Non-energetic | industry_fertilizers_demand_ammonia_non_energetic | Ammonia | EU | Energy demand | 0 | not_included_in_FEC
LV | TYNDP2026 | NT | 2035 | TWh | 152 | Sub_sector | Industry | Food | Industry (food) | Energetic | industry_food_demand_electricity_energetic | Electricity | EU | Energy demand | 0.27878 | FEC
LV | TYNDP2026 | NT | 2035 | TWh | 153 | Sub_sector | Industry | Food | Industry (food) | Energetic | industry_food_demand_hydrogen_energetic | Hydrogen | EU | Energy demand | 0 | FEC
LV | TYNDP2026 | NT | 2035 | TWh | 154 | Sub_sector | Industry | Food | Industry (food) | Energetic | industry_food_demand_methane_energetic | Methane | EU | Energy demand | 0.3479 | FEC
LV | TYNDP2026 | NT | 2035 | TWh | 155 | Sub_sector | Industry | Food | Industry (food) | Energetic | industry_food_demand_heat_energetic | Heat | EU | Energy demand | 0.074338 | FEC
LV | TYNDP2026 | NT | 2035 | TWh | 156 | Sub_sector | Industry | Food | Industry (food) | Energetic | industry_food_demand_biomass_energetic | Biomass | EU | Energy demand | 0.12508 | FEC
LV | TYNDP2026 | NT | 2035 | TWh | 157 | Sub_sector | Industry | Food | Industry (food) | Energetic | industry_food_demand_coal_energetic | Solids | EU | Energy demand | 0.0040064 | FEC
LV | TYNDP2026 | NT | 2035 | TWh | 158 | Sub_sector | Industry | Food | Industry (food) | Energetic | industry_food_demand_oil_energetic | Liquids | EU | Energy demand | 0.078509 | FEC
LV | TYNDP2026 | NT | 2035 | TWh | 159 | Sub_sector | Industry | Food | Industry (food) | Energetic | industry_food_demand_others_energetic | Others | EU | Energy demand | 0 | FEC
LV | TYNDP2026 | NT | 2035 | TWh | 160 | Sub_sector | Industry | Food | Industry (food) | Energetic | industry_food_demand_ammonia_energetic | Ammonia | EU | Energy demand | 0 | FEC
LV | TYNDP2026 | NT | 2035 | TWh | 162 | Sub_sector | Industry | Metals | Industry (metal) | Energetic | industry_metal_demand_electricity_energetic | Electricity | EU | Energy demand | 0.0047519 | FEC
LV | TYNDP2026 | NT | 2035 | TWh | 163 | Sub_sector | Industry | Metals | Industry (metal) | Energetic | industry_metal_demand_hydrogen_energetic | Hydrogen | EU | Energy demand | 0 | FEC
LV | TYNDP2026 | NT | 2035 | TWh | 164 | Sub_sector | Industry | Metals | Industry (metal) | Energetic | industry_metal_demand_methane_energetic | Methane | EU | Energy demand | 0.0062381 | FEC
LV | TYNDP2026 | NT | 2035 | TWh | 165 | Sub_sector | Industry | Metals | Industry (metal) | Energetic | industry_metal_demand_heat_energetic | Heat | EU | Energy demand | 0 | FEC
LV | TYNDP2026 | NT | 2035 | TWh | 166 | Sub_sector | Industry | Metals | Industry (metal) | Energetic | industry_metal_demand_biomass_energetic | Biomass | EU | Energy demand | 0 | FEC
LV | TYNDP2026 | NT | 2035 | TWh | 167 | Sub_sector | Industry | Metals | Industry (metal) | Energetic | industry_metal_demand_coal_energetic | Solids | EU | Energy demand | 0.00020972 | FEC
LV | TYNDP2026 | NT | 2035 | TWh | 168 | Sub_sector | Industry | Metals | Industry (metal) | Energetic | industry_metal_demand_oil_energetic | Liquids | EU | Energy demand | 0 | FEC
LV | TYNDP2026 | NT | 2035 | TWh | 169 | Sub_sector | Industry | Metals | Industry (metal) | Energetic | industry_metal_demand_others_energetic | Others | EU | Energy demand | 0 | FEC
LV | TYNDP2026 | NT | 2035 | TWh | 170 | Sub_sector | Industry | Metals | Industry (metal) | Energetic | industry_metal_demand_ammonia_energetic | Ammonia | EU | Energy demand | 0 | FEC
LV | TYNDP2026 | NT | 2035 | TWh | 172 | Sub_sector | Industry | Others | Industry (other, energetic) | Energetic | industry_other_demand_electricity_energetic | Electricity | EU | Energy demand | 1.4634 | FEC
LV | TYNDP2026 | NT | 2035 | TWh | 173 | Sub_sector | Industry | Others | Industry (other, energetic) | Energetic | industry_other_demand_hydrogen_energetic | Hydrogen | EU | Energy demand | 0 | FEC
LV | TYNDP2026 | NT | 2035 | TWh | 174 | Sub_sector | Industry | Others | Industry (other, energetic) | Energetic | industry_other_demand_methane_energetic | Methane | EU | Energy demand | 0.66951 | FEC
LV | TYNDP2026 | NT | 2035 | TWh | 175 | Sub_sector | Industry | Others | Industry (other, energetic) | Energetic | industry_other_demand_heat_energetic | Heat | EU | Energy demand | 0.86532 | FEC
LV | TYNDP2026 | NT | 2035 | TWh | 176 | Sub_sector | Industry | Others | Industry (other, energetic) | Energetic | industry_other_demand_biomass_energetic | Biomass | EU | Energy demand | 4.1644 | FEC
LV | TYNDP2026 | NT | 2035 | TWh | 177 | Sub_sector | Industry | Others | Industry (other, energetic) | Energetic | industry_other_demand_coal_energetic | Solids | EU | Energy demand | 0.33677 | FEC
LV | TYNDP2026 | NT | 2035 | TWh | 178 | Sub_sector | Industry | Others | Industry (other, energetic) | Energetic | industry_other_demand_oil_energetic | Liquids | EU | Energy demand | 0.44963 | FEC
LV | TYNDP2026 | NT | 2035 | TWh | 179 | Sub_sector | Industry | Others | Industry (other, energetic) | Energetic | industry_other_demand_others_energetic | Others | EU | Energy demand | 0 | FEC
LV | TYNDP2026 | NT | 2035 | TWh | 180 | Sub_sector | Industry | Others | Industry (other, energetic) | Energetic | industry_other_demand_ammonia_energetic | Ammonia | EU | Energy demand | 0 | FEC
LV | TYNDP2026 | NT | 2035 | TWh | 182 | Sub_sector | Industry | Others | Industry (other, non-energetic) | Non-energetic | industry_other_demand_electricity_non_energetic | Electricity | EU | Energy demand | 0 | not_included_in_FEC
LV | TYNDP2026 | NT | 2035 | TWh | 183 | Sub_sector | Industry | Others | Industry (other, non-energetic) | Non-energetic | industry_other_demand_hydrogen_non_energetic | Hydrogen | EU | Energy demand | 0 | not_included_in_FEC
LV | TYNDP2026 | NT | 2035 | TWh | 184 | Sub_sector | Industry | Others | Industry (other, non-energetic) | Non-energetic | industry_other_demand_methane_non_energetic | Methane | EU | Energy demand | 0 | not_included_in_FEC
LV | TYNDP2026 | NT | 2035 | TWh | 185 | Sub_sector | Industry | Others | Industry (other, non-energetic) | Non-energetic | industry_other_demand_heat_non_energetic | Heat | EU | Energy demand | 0 | not_included_in_FEC
LV | TYNDP2026 | NT | 2035 | TWh | 186 | Sub_sector | Industry | Others | Industry (other, non-energetic) | Non-energetic | industry_other_demand_biomass_non_energetic | Biomass | EU | Energy demand | 0 | not_included_in_FEC
LV | TYNDP2026 | NT | 2035 | TWh | 187 | Sub_sector | Industry | Others | Industry (other, non-energetic) | Non-energetic | industry_other_demand_coal_non_energetic | Solids | EU | Energy demand | 0 | not_included_in_FEC
LV | TYNDP2026 | NT | 2035 | TWh | 188 | Sub_sector | Industry | Others | Industry (other, non-energetic) | Non-energetic | industry_other_demand_oil_non_energetic | Liquids | EU | Energy demand | 0.71471 | not_included_in_FEC
LV | TYNDP2026 | NT | 2035 | TWh | 189 | Sub_sector | Industry | Others | Industry (other, non-energetic) | Non-energetic | industry_other_demand_others_non_energetic | Others | EU | Energy demand | 0 | not_included_in_FEC
LV | TYNDP2026 | NT | 2035 | TWh | 190 | Sub_sector | Industry | Others | Industry (other, non-energetic) | Non-energetic | industry_other_demand_ammonia_non_energetic | Ammonia | EU | Energy demand | 0 | not_included_in_FEC
LV | TYNDP2026 | NT | 2035 | TWh | 192 | Sub_sector | Industry | Paper | Industry (paper) | Energetic | industry_paper_demand_electricity_energetic | Electricity | EU | Energy demand | 0.027382 | FEC
LV | TYNDP2026 | NT | 2035 | TWh | 193 | Sub_sector | Industry | Paper | Industry (paper) | Energetic | industry_paper_demand_hydrogen_energetic | Hydrogen | EU | Energy demand | 0 | FEC
LV | TYNDP2026 | NT | 2035 | TWh | 194 | Sub_sector | Industry | Paper | Industry (paper) | Energetic | industry_paper_demand_methane_energetic | Methane | EU | Energy demand | 0.026251 | FEC
LV | TYNDP2026 | NT | 2035 | TWh | 195 | Sub_sector | Industry | Paper | Industry (paper) | Energetic | industry_paper_demand_heat_energetic | Heat | EU | Energy demand | 0.0015203 | FEC
LV | TYNDP2026 | NT | 2035 | TWh | 196 | Sub_sector | Industry | Paper | Industry (paper) | Energetic | industry_paper_demand_biomass_energetic | Biomass | EU | Energy demand | 0.0048158 | FEC
LV | TYNDP2026 | NT | 2035 | TWh | 197 | Sub_sector | Industry | Paper | Industry (paper) | Energetic | industry_paper_demand_coal_energetic | Solids | EU | Energy demand | 0 | FEC
LV | TYNDP2026 | NT | 2035 | TWh | 198 | Sub_sector | Industry | Paper | Industry (paper) | Energetic | industry_paper_demand_oil_energetic | Liquids | EU | Energy demand | 0.0011519 | FEC
LV | TYNDP2026 | NT | 2035 | TWh | 199 | Sub_sector | Industry | Paper | Industry (paper) | Energetic | industry_paper_demand_others_energetic | Others | EU | Energy demand | 0 | FEC
LV | TYNDP2026 | NT | 2035 | TWh | 200 | Sub_sector | Industry | Paper | Industry (paper) | Energetic | industry_paper_demand_ammonia_energetic | Ammonia | EU | Energy demand | 0 | FEC
LV | TYNDP2026 | NT | 2035 | TWh | 202 | Sub_sector | Industry | Refineries | Industry (refineries, energetic) | Energetic | industry_refinery_demand_electricity_energetic | Electricity | EU | Energy demand | 0 | not_included_in_FEC
LV | TYNDP2026 | NT | 2035 | TWh | 203 | Sub_sector | Industry | Refineries | Industry (refineries, energetic) | Energetic | industry_refinery_demand_hydrogen_energetic | Hydrogen | EU | Energy demand | 0 | not_included_in_FEC
LV | TYNDP2026 | NT | 2035 | TWh | 204 | Sub_sector | Industry | Refineries | Industry (refineries, energetic) | Energetic | industry_refinery_demand_methane_energetic | Methane | EU | Energy demand | 0 | not_included_in_FEC
LV | TYNDP2026 | NT | 2035 | TWh | 205 | Sub_sector | Industry | Refineries | Industry (refineries, energetic) | Energetic | industry_refinery_demand_heat_energetic | Heat | EU | Energy demand | 0 | not_included_in_FEC
LV | TYNDP2026 | NT | 2035 | TWh | 206 | Sub_sector | Industry | Refineries | Industry (refineries, energetic) | Energetic | industry_refinery_demand_biomass_energetic | Biomass | EU | Energy demand | 0 | not_included_in_FEC
LV | TYNDP2026 | NT | 2035 | TWh | 207 | Sub_sector | Industry | Refineries | Industry (refineries, energetic) | Energetic | industry_refinery_demand_coal_energetic | Solids | EU | Energy demand | 0 | not_included_in_FEC
LV | TYNDP2026 | NT | 2035 | TWh | 208 | Sub_sector | Industry | Refineries | Industry (refineries, energetic) | Energetic | industry_refinery_demand_oil_energetic | Liquids | EU | Energy demand | 0 | not_included_in_FEC
LV | TYNDP2026 | NT | 2035 | TWh | 209 | Sub_sector | Industry | Refineries | Industry (refineries, energetic) | Energetic | industry_refinery_demand_others_energetic | Others | EU | Energy demand | 0 | not_included_in_FEC
LV | TYNDP2026 | NT | 2035 | TWh | 210 | Sub_sector | Industry | Refineries | Industry (refineries, energetic) | Energetic | industry_refinery_demand_ammonia_energetic | Ammonia | EU | Energy demand | 0 | not_included_in_FEC
LV | TYNDP2026 | NT | 2035 | TWh | 212 | Sub_sector | Industry | Refineries | Industry (refineries, non-energetic) | Non-energetic | industry_refinery_demand_electricity_non_energetic | Electricity | EU | Energy demand | 0 | not_included_in_FEC
LV | TYNDP2026 | NT | 2035 | TWh | 213 | Sub_sector | Industry | Refineries | Industry (refineries, non-energetic) | Non-energetic | industry_refinery_demand_hydrogen_non_energetic | Hydrogen | EU | Energy demand | 0 | not_included_in_FEC
LV | TYNDP2026 | NT | 2035 | TWh | 214 | Sub_sector | Industry | Refineries | Industry (refineries, non-energetic) | Non-energetic | industry_refinery_demand_methane_non_energetic | Methane | EU | Energy demand | 0 | not_included_in_FEC
LV | TYNDP2026 | NT | 2035 | TWh | 215 | Sub_sector | Industry | Refineries | Industry (refineries, non-energetic) | Non-energetic | industry_refinery_demand_heat_non_energetic | Heat | EU | Energy demand | 0 | not_included_in_FEC
LV | TYNDP2026 | NT | 2035 | TWh | 216 | Sub_sector | Industry | Refineries | Industry (refineries, non-energetic) | Non-energetic | industry_refinery_demand_biomass_non_energetic | Biomass | EU | Energy demand | 0 | not_included_in_FEC
LV | TYNDP2026 | NT | 2035 | TWh | 217 | Sub_sector | Industry | Refineries | Industry (refineries, non-energetic) | Non-energetic | industry_refinery_demand_coal_non_energetic | Solids | EU | Energy demand | 0 | not_included_in_FEC
LV | TYNDP2026 | NT | 2035 | TWh | 218 | Sub_sector | Industry | Refineries | Industry (refineries, non-energetic) | Non-energetic | industry_refinery_demand_oil_non_energetic | Liquids | EU | Energy demand | 0 | not_included_in_FEC
LV | TYNDP2026 | NT | 2035 | TWh | 219 | Sub_sector | Industry | Refineries | Industry (refineries, non-energetic) | Non-energetic | industry_refinery_demand_others_non_energetic | Others | EU | Energy demand | 0 | not_included_in_FEC
LV | TYNDP2026 | NT | 2035 | TWh | 220 | Sub_sector | Industry | Refineries | Industry (refineries, non-energetic) | Non-energetic | industry_refinery_demand_ammonia_non_energetic | Ammonia | EU | Energy demand | 0 | not_included_in_FEC
LV | TYNDP2026 | NT | 2035 | TWh | 222 | Sub_sector | Industry | Steel | Industry (steel) | Energetic | industry_steel_demand_electricity_energetic | Electricity | EU | Energy demand | 0 | FEC
LV | TYNDP2026 | NT | 2035 | TWh | 223 | Sub_sector | Industry | Steel | Industry (steel) | Energetic | industry_steel_demand_hydrogen_energetic | Hydrogen | EU | Energy demand | 0 | FEC
LV | TYNDP2026 | NT | 2035 | TWh | 224 | Sub_sector | Industry | Steel | Industry (steel) | Energetic | industry_steel_demand_methane_energetic | Methane | EU | Energy demand | 0 | FEC
LV | TYNDP2026 | NT | 2035 | TWh | 225 | Sub_sector | Industry | Steel | Industry (steel) | Energetic | industry_steel_demand_heat_energetic | Heat | EU | Energy demand | 0 | FEC
LV | TYNDP2026 | NT | 2035 | TWh | 226 | Sub_sector | Industry | Steel | Industry (steel) | Energetic | industry_steel_demand_biomass_energetic | Biomass | EU | Energy demand | 0 | FEC
LV | TYNDP2026 | NT | 2035 | TWh | 227 | Sub_sector | Industry | Steel | Industry (steel) | Energetic | industry_steel_demand_coal_energetic | Solids | EU | Energy demand | 0 | FEC
LV | TYNDP2026 | NT | 2035 | TWh | 228 | Sub_sector | Industry | Steel | Industry (steel) | Energetic | industry_steel_demand_oil_energetic | Liquids | EU | Energy demand | 0 | FEC
LV | TYNDP2026 | NT | 2035 | TWh | 229 | Sub_sector | Industry | Steel | Industry (steel) | Energetic | industry_steel_demand_others_energetic | Others | EU | Energy demand | 0 | FEC
LV | TYNDP2026 | NT | 2035 | TWh | 230 | Sub_sector | Industry | Steel | Industry (steel) | Energetic | industry_steel_demand_ammonia_energetic | Ammonia | EU | Energy demand | 0 | FEC
LV | TYNDP2026 | NT | 2035 | TWh | 232 | Sub_sector | Transport | Cars | Transport (cars) | Energetic | transport_cars_final_demand_electricity | Electricity | EU | Energy demand | 0.00075079 | FEC
LV | TYNDP2026 | NT | 2035 | TWh | 233 | Sub_sector | Transport | Cars | Transport (cars) | Energetic | transport_cars_final_demand_hydrogen | Hydrogen | EU | Energy demand | 0 | FEC
LV | TYNDP2026 | NT | 2035 | TWh | 234 | Sub_sector | Transport | Cars | Transport (cars) | Energetic | transport_cars_final_demand_methane | Methane | EU | Energy demand | 0.00091299 | FEC
LV | TYNDP2026 | NT | 2035 | TWh | 235 | Sub_sector | Transport | Cars | Transport (cars) | Energetic | transport_cars_final_demand_heat | Heat | EU | Energy demand | 0 | FEC
LV | TYNDP2026 | NT | 2035 | TWh | 236 | Sub_sector | Transport | Cars | Transport (cars) | Energetic | transport_cars_final_demand_biomass | Biomass | EU | Energy demand | 0 | FEC
LV | TYNDP2026 | NT | 2035 | TWh | 237 | Sub_sector | Transport | Cars | Transport (cars) | Energetic | transport_cars_final_demand_coal | Solids | EU | Energy demand | 0 | FEC
LV | TYNDP2026 | NT | 2035 | TWh | 238 | Sub_sector | Transport | Cars | Transport (cars) | Energetic | transport_cars_final_demand_oil | Liquids | EU | Energy demand | 8.0846 | FEC
LV | TYNDP2026 | NT | 2035 | TWh | 239 | Sub_sector | Transport | Cars | Transport (cars) | Energetic | transport_cars_final_demand_other | Others | EU | Energy demand | 0 | FEC
LV | TYNDP2026 | NT | 2035 | TWh | 240 | Sub_sector | Transport | Cars | Transport (cars) | Energetic | transport_cars_final_demand_ammonia | Ammonia | EU | Energy demand | 0 | FEC
LV | TYNDP2026 | NT | 2035 | TWh | 242 | Sub_sector | Transport | Busses | Transport (busses) | Energetic | transport_busses_final_demand_electricity | Electricity | EU | Energy demand | 0.024247 | FEC
LV | TYNDP2026 | NT | 2035 | TWh | 243 | Sub_sector | Transport | Busses | Transport (busses) | Energetic | transport_busses_final_demand_hydrogen | Hydrogen | EU | Energy demand | 0 | FEC
LV | TYNDP2026 | NT | 2035 | TWh | 244 | Sub_sector | Transport | Busses | Transport (busses) | Energetic | transport_busses_final_demand_methane | Methane | EU | Energy demand | 0.0010157 | FEC
LV | TYNDP2026 | NT | 2035 | TWh | 245 | Sub_sector | Transport | Busses | Transport (busses) | Energetic | transport_busses_final_demand_heat | Heat | EU | Energy demand | 0 | FEC
LV | TYNDP2026 | NT | 2035 | TWh | 246 | Sub_sector | Transport | Busses | Transport (busses) | Energetic | transport_busses_final_demand_biomass | Biomass | EU | Energy demand | 0 | FEC
LV | TYNDP2026 | NT | 2035 | TWh | 247 | Sub_sector | Transport | Busses | Transport (busses) | Energetic | transport_busses_final_demand_coal | Solids | EU | Energy demand | 0 | FEC
LV | TYNDP2026 | NT | 2035 | TWh | 248 | Sub_sector | Transport | Busses | Transport (busses) | Energetic | transport_busses_final_demand_oil | Liquids | EU | Energy demand | 0.48291 | FEC
LV | TYNDP2026 | NT | 2035 | TWh | 249 | Sub_sector | Transport | Busses | Transport (busses) | Energetic | transport_busses_final_demand_other | Others | EU | Energy demand | 0 | FEC
LV | TYNDP2026 | NT | 2035 | TWh | 250 | Sub_sector | Transport | Busses | Transport (busses) | Energetic | transport_busses_final_demand_ammonia | Ammonia | EU | Energy demand | 0 | FEC
LV | TYNDP2026 | NT | 2035 | TWh | 252 | Sub_sector | Transport | Trucks | Transport (trucks) | Energetic | transport_trucks_final_demand_electricity | Electricity | EU | Energy demand | 0 | FEC
LV | TYNDP2026 | NT | 2035 | TWh | 253 | Sub_sector | Transport | Trucks | Transport (trucks) | Energetic | transport_trucks_final_demand_hydrogen | Hydrogen | EU | Energy demand | 0 | FEC
LV | TYNDP2026 | NT | 2035 | TWh | 254 | Sub_sector | Transport | Trucks | Transport (trucks) | Energetic | transport_trucks_final_demand_methane | Methane | EU | Energy demand | 3.1e-05 | FEC
LV | TYNDP2026 | NT | 2035 | TWh | 255 | Sub_sector | Transport | Trucks | Transport (trucks) | Energetic | transport_trucks_final_demand_heat | Heat | EU | Energy demand | 0 | FEC
LV | TYNDP2026 | NT | 2035 | TWh | 256 | Sub_sector | Transport | Trucks | Transport (trucks) | Energetic | transport_trucks_final_demand_biomass | Biomass | EU | Energy demand | 0 | FEC
LV | TYNDP2026 | NT | 2035 | TWh | 257 | Sub_sector | Transport | Trucks | Transport (trucks) | Energetic | transport_trucks_final_demand_coal | Solids | EU | Energy demand | 0 | FEC
LV | TYNDP2026 | NT | 2035 | TWh | 258 | Sub_sector | Transport | Trucks | Transport (trucks) | Energetic | transport_trucks_final_demand_oil | Liquids | EU | Energy demand | 2.2163 | FEC
LV | TYNDP2026 | NT | 2035 | TWh | 259 | Sub_sector | Transport | Trucks | Transport (trucks) | Energetic | transport_trucks_final_demand_other | Others | EU | Energy demand | 0 | FEC
LV | TYNDP2026 | NT | 2035 | TWh | 260 | Sub_sector | Transport | Trucks | Transport (trucks) | Energetic | transport_trucks_final_demand_ammonia | Ammonia | EU | Energy demand | 0 | FEC
LV | TYNDP2026 | NT | 2035 | TWh | 262 | Sub_sector | Transport | Vans | Transport (vans) | Energetic | transport_vans_final_demand_electricity | Electricity | EU | Energy demand | 0.00020022 | FEC
LV | TYNDP2026 | NT | 2035 | TWh | 263 | Sub_sector | Transport | Vans | Transport (vans) | Energetic | transport_vans_final_demand_hydrogen | Hydrogen | EU | Energy demand | 0 | FEC
LV | TYNDP2026 | NT | 2035 | TWh | 264 | Sub_sector | Transport | Vans | Transport (vans) | Energetic | transport_vans_final_demand_methane | Methane | EU | Energy demand | 5.93e-05 | FEC
LV | TYNDP2026 | NT | 2035 | TWh | 265 | Sub_sector | Transport | Vans | Transport (vans) | Energetic | transport_vans_final_demand_heat | Heat | EU | Energy demand | 0 | FEC
LV | TYNDP2026 | NT | 2035 | TWh | 266 | Sub_sector | Transport | Vans | Transport (vans) | Energetic | transport_vans_final_demand_biomass | Biomass | EU | Energy demand | 0 | FEC
LV | TYNDP2026 | NT | 2035 | TWh | 267 | Sub_sector | Transport | Vans | Transport (vans) | Energetic | transport_vans_final_demand_coal | Solids | EU | Energy demand | 0 | FEC
LV | TYNDP2026 | NT | 2035 | TWh | 268 | Sub_sector | Transport | Vans | Transport (vans) | Energetic | transport_vans_final_demand_oil | Liquids | EU | Energy demand | 0.56029 | FEC
LV | TYNDP2026 | NT | 2035 | TWh | 269 | Sub_sector | Transport | Vans | Transport (vans) | Energetic | transport_vans_final_demand_other | Others | EU | Energy demand | 0 | FEC
LV | TYNDP2026 | NT | 2035 | TWh | 270 | Sub_sector | Transport | Vans | Transport (vans) | Energetic | transport_vans_final_demand_ammonia | Ammonia | EU | Energy demand | 0 | FEC
LV | TYNDP2026 | NT | 2035 | TWh | 272 | Sub_sector | Transport | Freight trains | Transport (trains) | Energetic | transport_trains_final_demand_electricity | Electricity | EU | Energy demand | 0.066339 | FEC
LV | TYNDP2026 | NT | 2035 | TWh | 273 | Sub_sector | Transport | Freight trains | Transport (trains) | Energetic | transport_trains_final_demand_hydrogen | Hydrogen | EU | Energy demand | 0 | FEC
LV | TYNDP2026 | NT | 2035 | TWh | 274 | Sub_sector | Transport | Freight trains | Transport (trains) | Energetic | transport_trains_final_demand_methane | Methane | EU | Energy demand | 0 | FEC
LV | TYNDP2026 | NT | 2035 | TWh | 275 | Sub_sector | Transport | Freight trains | Transport (trains) | Energetic | transport_trains_final_demand_heat | Heat | EU | Energy demand | 0 | FEC
LV | TYNDP2026 | NT | 2035 | TWh | 276 | Sub_sector | Transport | Freight trains | Transport (trains) | Energetic | transport_trains_final_demand_biomass | Biomass | EU | Energy demand | 0 | FEC
LV | TYNDP2026 | NT | 2035 | TWh | 277 | Sub_sector | Transport | Freight trains | Transport (trains) | Energetic | transport_trains_final_demand_coal | Solids | EU | Energy demand | 0 | FEC
LV | TYNDP2026 | NT | 2035 | TWh | 278 | Sub_sector | Transport | Freight trains | Transport (trains) | Energetic | transport_trains_final_demand_oil | Liquids | EU | Energy demand | 0.51717 | FEC
LV | TYNDP2026 | NT | 2035 | TWh | 279 | Sub_sector | Transport | Freight trains | Transport (trains) | Energetic | transport_trains_final_demand_other | Others | EU | Energy demand | 0 | FEC
LV | TYNDP2026 | NT | 2035 | TWh | 280 | Sub_sector | Transport | Freight trains | Transport (trains) | Energetic | transport_trains_final_demand_ammonia | Ammonia | EU | Energy demand | 0 | FEC
LV | TYNDP2026 | NT | 2035 | TWh | 282 | Sub_sector | Transport | Ships | Transport (ships) | Energetic | transport_ships_final_demand_electricity | Electricity | EU | Energy demand | 0.010813 | FEC
LV | TYNDP2026 | NT | 2035 | TWh | 283 | Sub_sector | Transport | Ships | Transport (ships) | Energetic | transport_ships_final_demand_hydrogen | Hydrogen | EU | Energy demand | 0 | FEC
LV | TYNDP2026 | NT | 2035 | TWh | 284 | Sub_sector | Transport | Ships | Transport (ships) | Energetic | transport_ships_final_demand_methane | Methane | EU | Energy demand | 0.0008378 | FEC
LV | TYNDP2026 | NT | 2035 | TWh | 285 | Sub_sector | Transport | Ships | Transport (ships) | Energetic | transport_ships_final_demand_heat | Heat | EU | Energy demand | 0 | FEC
LV | TYNDP2026 | NT | 2035 | TWh | 286 | Sub_sector | Transport | Ships | Transport (ships) | Energetic | transport_ships_final_demand_biomass | Biomass | EU | Energy demand | 0 | FEC
LV | TYNDP2026 | NT | 2035 | TWh | 287 | Sub_sector | Transport | Ships | Transport (ships) | Energetic | transport_ships_final_demand_coal | Solids | EU | Energy demand | 0 | FEC
LV | TYNDP2026 | NT | 2035 | TWh | 288 | Sub_sector | Transport | Ships | Transport (ships) | Energetic | transport_ships_final_demand_oil | Liquids | EU | Energy demand | 0.073056 | FEC
LV | TYNDP2026 | NT | 2035 | TWh | 289 | Sub_sector | Transport | Ships | Transport (ships) | Energetic | transport_ships_final_demand_other | Others | EU | Energy demand | 0 | FEC
LV | TYNDP2026 | NT | 2035 | TWh | 290 | Sub_sector | Transport | Ships | Transport (ships) | Energetic | transport_ships_final_demand_ammonia | Ammonia | EU | Energy demand | 0 | FEC
LV | TYNDP2026 | NT | 2035 | TWh | 292 | Sub_sector | Transport | Planes | Transport (planes) | Energetic | transport_planes_final_demand_electricity | Electricity | EU | Energy demand | 0 | FEC
LV | TYNDP2026 | NT | 2035 | TWh | 293 | Sub_sector | Transport | Planes | Transport (planes) | Energetic | transport_planes_final_demand_hydrogen | Hydrogen | EU | Energy demand | 0 | FEC
LV | TYNDP2026 | NT | 2035 | TWh | 294 | Sub_sector | Transport | Planes | Transport (planes) | Energetic | transport_planes_final_demand_methane | Methane | EU | Energy demand | 0 | FEC
LV | TYNDP2026 | NT | 2035 | TWh | 295 | Sub_sector | Transport | Planes | Transport (planes) | Energetic | transport_planes_final_demand_heat | Heat | EU | Energy demand | 0 | FEC
LV | TYNDP2026 | NT | 2035 | TWh | 296 | Sub_sector | Transport | Planes | Transport (planes) | Energetic | transport_planes_final_demand_biomass | Biomass | EU | Energy demand | 0 | FEC
LV | TYNDP2026 | NT | 2035 | TWh | 297 | Sub_sector | Transport | Planes | Transport (planes) | Energetic | transport_planes_final_demand_coal | Solids | EU | Energy demand | 0 | FEC
LV | TYNDP2026 | NT | 2035 | TWh | 298 | Sub_sector | Transport | Planes | Transport (planes) | Energetic | transport_planes_final_demand_oil | Liquids | EU | Energy demand | 0.0021224 | FEC
LV | TYNDP2026 | NT | 2035 | TWh | 299 | Sub_sector | Transport | Planes | Transport (planes) | Energetic | transport_planes_final_demand_other | Others | EU | Energy demand | 0 | FEC
LV | TYNDP2026 | NT | 2035 | TWh | 300 | Sub_sector | Transport | Planes | Transport (planes) | Energetic | transport_planes_final_demand_ammonia | Ammonia | EU | Energy demand | 0 | FEC
LV | TYNDP2026 | NT | 2035 | TWh | 302 | Sub_sector | Transport | Others | Transport (others) | Energetic | transport_other_final_demand_electricity | Electricity | EU | Energy demand | 0.00022778 | FEC
LV | TYNDP2026 | NT | 2035 | TWh | 303 | Sub_sector | Transport | Others | Transport (others) | Energetic | transport_other_final_demand_hydrogen | Hydrogen | EU | Energy demand | 0 | FEC
LV | TYNDP2026 | NT | 2035 | TWh | 304 | Sub_sector | Transport | Others | Transport (others) | Energetic | transport_other_final_demand_methane | Methane | EU | Energy demand | 0 | FEC
LV | TYNDP2026 | NT | 2035 | TWh | 305 | Sub_sector | Transport | Others | Transport (others) | Energetic | transport_other_final_demand_heat | Heat | EU | Energy demand | 0 | FEC
LV | TYNDP2026 | NT | 2035 | TWh | 306 | Sub_sector | Transport | Others | Transport (others) | Energetic | transport_other_final_demand_biomass | Biomass | EU | Energy demand | 0 | FEC
LV | TYNDP2026 | NT | 2035 | TWh | 307 | Sub_sector | Transport | Others | Transport (others) | Energetic | transport_other_final_demand_coal | Solids | EU | Energy demand | 0 | FEC
LV | TYNDP2026 | NT | 2035 | TWh | 308 | Sub_sector | Transport | Others | Transport (others) | Energetic | transport_other_final_demand_oil | Liquids | EU | Energy demand | 0.034436 | FEC
LV | TYNDP2026 | NT | 2035 | TWh | 309 | Sub_sector | Transport | Others | Transport (others) | Energetic | transport_other_final_demand_other | Others | EU | Energy demand | 0 | FEC
LV | TYNDP2026 | NT | 2035 | TWh | 310 | Sub_sector | Transport | Others | Transport (others) | Energetic | transport_other_final_demand_ammonia | Ammonia | EU | Energy demand | 0 | FEC
LV | TYNDP2026 | NT | 2035 | TWh | 312 | Sub_sector | International transport | International aviation | Transport (int. aviation) | Energetic | transport_int_aviation_final_demand_electricity | Electricity | EU | Energy demand | 0 | FEC
LV | TYNDP2026 | NT | 2035 | TWh | 313 | Sub_sector | International transport | International aviation | Transport (int. aviation) | Energetic | transport_int_aviation_final_demand_hydrogen | Hydrogen | EU | Energy demand | 0 | FEC
LV | TYNDP2026 | NT | 2035 | TWh | 314 | Sub_sector | International transport | International aviation | Transport (int. aviation) | Energetic | transport_int_aviation_final_demand_methane | Methane | EU | Energy demand | 0 | FEC
LV | TYNDP2026 | NT | 2035 | TWh | 315 | Sub_sector | International transport | International aviation | Transport (int. aviation) | Energetic | transport_int_aviation_final_demand_heat | Heat | EU | Energy demand | 0 | FEC
LV | TYNDP2026 | NT | 2035 | TWh | 316 | Sub_sector | International transport | International aviation | Transport (int. aviation) | Energetic | transport_int_aviation_final_demand_biofuels | Biomass | EU | Energy demand | 0 | FEC
LV | TYNDP2026 | NT | 2035 | TWh | 317 | Sub_sector | International transport | International aviation | Transport (int. aviation) | Energetic | transport_int_aviation_final_demand_coal | Solids | EU | Energy demand | 0 | FEC
LV | TYNDP2026 | NT | 2035 | TWh | 318 | Sub_sector | International transport | International aviation | Transport (int. aviation) | Energetic | transport_int_aviation_final_demand_oil | Liquids | EU | Energy demand | 1.6527 | FEC
LV | TYNDP2026 | NT | 2035 | TWh | 319 | Sub_sector | International transport | International aviation | Transport (int. aviation) | Energetic | transport_int_aviation_final_demand_other | Others | EU | Energy demand | 0 | FEC
LV | TYNDP2026 | NT | 2035 | TWh | 320 | Sub_sector | International transport | International aviation | Transport (int. aviation) | Energetic | transport_int_aviation_final_demand_ammonia | Ammonia | EU | Energy demand | 0 | FEC
LV | TYNDP2026 | NT | 2035 | TWh | 322 | Sub_sector | International transport | International shipping | Transport (int. shipping) | Energetic | transport_int_shipping_final_demand_electricity | Electricity | EU | Energy demand | 0 | not_included_in_FEC
LV | TYNDP2026 | NT | 2035 | TWh | 323 | Sub_sector | International transport | International shipping | Transport (int. shipping) | Energetic | transport_int_shipping_final_demand_hydrogen | Hydrogen | EU | Energy demand | 0 | not_included_in_FEC
LV | TYNDP2026 | NT | 2035 | TWh | 324 | Sub_sector | International transport | International shipping | Transport (int. shipping) | Energetic | transport_int_shipping_final_demand_methane | Methane | EU | Energy demand | 0 | not_included_in_FEC
LV | TYNDP2026 | NT | 2035 | TWh | 325 | Sub_sector | International transport | International shipping | Transport (int. shipping) | Energetic | transport_int_shipping_final_demand_heat | Heat | EU | Energy demand | 0 | not_included_in_FEC
LV | TYNDP2026 | NT | 2035 | TWh | 326 | Sub_sector | International transport | International shipping | Transport (int. shipping) | Energetic | transport_int_shipping_final_demand_biofuels | Biomass | EU | Energy demand | 0 | not_included_in_FEC
LV | TYNDP2026 | NT | 2035 | TWh | 327 | Sub_sector | International transport | International shipping | Transport (int. shipping) | Energetic | transport_int_shipping_final_demand_coal | Solids | EU | Energy demand | 0 | not_included_in_FEC
LV | TYNDP2026 | NT | 2035 | TWh | 328 | Sub_sector | International transport | International shipping | Transport (int. shipping) | Energetic | transport_int_shipping_final_demand_oil | Liquids | EU | Energy demand | 2.9483 | not_included_in_FEC
LV | TYNDP2026 | NT | 2035 | TWh | 329 | Sub_sector | International transport | International shipping | Transport (int. shipping) | Energetic | transport_int_shipping_final_demand_other | Others | EU | Energy demand | 0 | not_included_in_FEC
LV | TYNDP2026 | NT | 2035 | TWh | 330 | Sub_sector | International transport | International shipping | Transport (int. shipping) | Energetic | transport_int_shipping_final_demand_ammonia | Ammonia | EU | Energy demand | 0 | not_included_in_FEC
LV | TYNDP2026 | NT | 2035 | TWh | 332 | Sub_sector | Households | Space heating | Households (heating) | Energetic | households_heating_final_demand_electricity | Electricity | EU | Energy demand | 0 | FEC
LV | TYNDP2026 | NT | 2035 | TWh | 333 | Sub_sector | Households | Space heating | Households (heating) | Energetic | households_heating_final_demand_hydrogen | Hydrogen | EU | Energy demand | 0 | FEC
LV | TYNDP2026 | NT | 2035 | TWh | 334 | Sub_sector | Households | Space heating | Households (heating) | Energetic | households_heating_final_demand_methane | Methane | EU | Energy demand | 0.48955 | FEC
LV | TYNDP2026 | NT | 2035 | TWh | 335 | Sub_sector | Households | Space heating | Households (heating) | Energetic | households_heating_final_demand_heat | Heat | EU | Energy demand | 3.008 | FEC
LV | TYNDP2026 | NT | 2035 | TWh | 336 | Sub_sector | Households | Space heating | Households (heating) | Energetic | households_heating_final_demand_biomass | Biomass | EU | Energy demand | 3.8808 | FEC
LV | TYNDP2026 | NT | 2035 | TWh | 337 | Sub_sector | Households | Space heating | Households (heating) | Energetic | households_heating_final_demand_coal | Solids | EU | Energy demand | 0.11276 | FEC
LV | TYNDP2026 | NT | 2035 | TWh | 338 | Sub_sector | Households | Space heating | Households (heating) | Energetic | households_heating_final_demand_oil | Liquids | EU | Energy demand | 1.828 | FEC
LV | TYNDP2026 | NT | 2035 | TWh | 339 | Sub_sector | Households | Space heating | Households (heating) | Energetic | households_heating_final_demand_other | Others | EU | Energy demand | 0 | FEC
LV | TYNDP2026 | NT | 2035 | TWh | 340 | Sub_sector | Households | Space heating | Households (heating) | Energetic | households_heating_final_demand_ammonia | Ammonia | EU | Energy demand | 0 | FEC
LV | TYNDP2026 | NT | 2035 | TWh | 343 | Sub_sector | Households | Cooling | Households (cooling) | Energetic | households_cooling_final_demand_electricity | Electricity | EU | Energy demand | 0 | FEC
LV | TYNDP2026 | NT | 2035 | TWh | 344 | Sub_sector | Households | Cooling | Households (cooling) | Energetic | households_cooling_final_demand_hydrogen | Hydrogen | EU | Energy demand | 0 | FEC
LV | TYNDP2026 | NT | 2035 | TWh | 345 | Sub_sector | Households | Cooling | Households (cooling) | Energetic | households_cooling_final_demand_methane | Methane | EU | Energy demand | 0 | FEC
LV | TYNDP2026 | NT | 2035 | TWh | 346 | Sub_sector | Households | Cooling | Households (cooling) | Energetic | households_cooling_final_demand_heat | Heat | EU | Energy demand | 0 | FEC
LV | TYNDP2026 | NT | 2035 | TWh | 347 | Sub_sector | Households | Cooling | Households (cooling) | Energetic | households_cooling_final_demand_biomass | Biomass | EU | Energy demand | 0 | FEC
LV | TYNDP2026 | NT | 2035 | TWh | 348 | Sub_sector | Households | Cooling | Households (cooling) | Energetic | households_cooling_final_demand_coal | Solids | EU | Energy demand | 0 | FEC
LV | TYNDP2026 | NT | 2035 | TWh | 349 | Sub_sector | Households | Cooling | Households (cooling) | Energetic | households_cooling_final_demand_oil | Liquids | EU | Energy demand | 0 | FEC
LV | TYNDP2026 | NT | 2035 | TWh | 350 | Sub_sector | Households | Cooling | Households (cooling) | Energetic | households_cooling_final_demand_other | Others | EU | Energy demand | 0 | FEC
LV | TYNDP2026 | NT | 2035 | TWh | 351 | Sub_sector | Households | Cooling | Households (cooling) | Energetic | households_cooling_final_demand_ammonia | Ammonia | EU | Energy demand | 0 | FEC
LV | TYNDP2026 | NT | 2035 | TWh | 354 | Sub_sector | Households | Hot water | Households (hot water) | Energetic | households_hot_water_final_demand_electricity | Electricity | EU | Energy demand | 0 | FEC
LV | TYNDP2026 | NT | 2035 | TWh | 355 | Sub_sector | Households | Hot water | Households (hot water) | Energetic | households_hot_water_final_demand_hydrogen | Hydrogen | EU | Energy demand | 0 | FEC
LV | TYNDP2026 | NT | 2035 | TWh | 356 | Sub_sector | Households | Hot water | Households (hot water) | Energetic | households_hot_water_final_demand_methane | Methane | EU | Energy demand | 0.20506 | FEC
LV | TYNDP2026 | NT | 2035 | TWh | 357 | Sub_sector | Households | Hot water | Households (hot water) | Energetic | households_hot_water_final_demand_heat | Heat | EU | Energy demand | 1.2926 | FEC
LV | TYNDP2026 | NT | 2035 | TWh | 358 | Sub_sector | Households | Hot water | Households (hot water) | Energetic | households_hot_water_final_demand_biomass | Biomass | EU | Energy demand | 0.94335 | FEC
LV | TYNDP2026 | NT | 2035 | TWh | 359 | Sub_sector | Households | Hot water | Households (hot water) | Energetic | households_hot_water_final_demand_coal | Solids | EU | Energy demand | 0.018088 | FEC
LV | TYNDP2026 | NT | 2035 | TWh | 360 | Sub_sector | Households | Hot water | Households (hot water) | Energetic | households_hot_water_final_demand_oil | Liquids | EU | Energy demand | 0.19575 | FEC
LV | TYNDP2026 | NT | 2035 | TWh | 361 | Sub_sector | Households | Hot water | Households (hot water) | Energetic | households_hot_water_final_demand_other | Others | EU | Energy demand | 0 | FEC
LV | TYNDP2026 | NT | 2035 | TWh | 362 | Sub_sector | Households | Hot water | Households (hot water) | Energetic | households_hot_water_final_demand_ammonia | Ammonia | EU | Energy demand | 0 | FEC
LV | TYNDP2026 | NT | 2035 | TWh | 365 | Sub_sector | Households | Appliances | Households (appliances) | Energetic | households_appliances_final_demand_electricity | Electricity | EU | Energy demand | 1.46 | FEC
LV | TYNDP2026 | NT | 2035 | TWh | 366 | Sub_sector | Households | Appliances | Households (appliances) | Energetic | households_appliances_final_demand_hydrogen | Hydrogen | EU | Energy demand | 0 | FEC
LV | TYNDP2026 | NT | 2035 | TWh | 367 | Sub_sector | Households | Appliances | Households (appliances) | Energetic | households_appliances_final_demand_methane | Methane | EU | Energy demand | 0.2491 | FEC
LV | TYNDP2026 | NT | 2035 | TWh | 368 | Sub_sector | Households | Appliances | Households (appliances) | Energetic | households_appliances_final_demand_heat | Heat | EU | Energy demand | 0 | FEC
LV | TYNDP2026 | NT | 2035 | TWh | 369 | Sub_sector | Households | Appliances | Households (appliances) | Energetic | households_appliances_final_demand_biomass | Biomass | EU | Energy demand | 0.020049 | FEC
LV | TYNDP2026 | NT | 2035 | TWh | 370 | Sub_sector | Households | Appliances | Households (appliances) | Energetic | households_appliances_final_demand_coal | Solids | EU | Energy demand | 0 | FEC
LV | TYNDP2026 | NT | 2035 | TWh | 371 | Sub_sector | Households | Appliances | Households (appliances) | Energetic | households_appliances_final_demand_oil | Liquids | EU | Energy demand | 0 | FEC
LV | TYNDP2026 | NT | 2035 | TWh | 372 | Sub_sector | Households | Appliances | Households (appliances) | Energetic | households_appliances_final_demand_other | Others | EU | Energy demand | 0 | FEC
LV | TYNDP2026 | NT | 2035 | TWh | 373 | Sub_sector | Households | Appliances | Households (appliances) | Energetic | households_appliances_final_demand_ammonia | Ammonia | EU | Energy demand | 0 | FEC
LV | TYNDP2026 | NT | 2035 | TWh | 375 | Sub_sector | Buildings | Space heating | Buildings (heat) | Energetic | buildings_heat_final_demand_electricity | Electricity | EU | Energy demand | 0.68768 | FEC
LV | TYNDP2026 | NT | 2035 | TWh | 376 | Sub_sector | Buildings | Space heating | Buildings (heat) | Energetic | buildings_heat_final_demand_hydrogen | Hydrogen | EU | Energy demand | 0 | FEC
LV | TYNDP2026 | NT | 2035 | TWh | 377 | Sub_sector | Buildings | Space heating | Buildings (heat) | Energetic | buildings_heat_final_demand_methane | Methane | EU | Energy demand | 0.96311 | FEC
LV | TYNDP2026 | NT | 2035 | TWh | 378 | Sub_sector | Buildings | Space heating | Buildings (heat) | Energetic | buildings_heat_final_demand_heat | Heat | EU | Energy demand | 1.4462 | FEC
LV | TYNDP2026 | NT | 2035 | TWh | 379 | Sub_sector | Buildings | Space heating | Buildings (heat) | Energetic | buildings_heat_final_demand_biomass | Biomass | EU | Energy demand | 0.5729 | FEC
LV | TYNDP2026 | NT | 2035 | TWh | 380 | Sub_sector | Buildings | Space heating | Buildings (heat) | Energetic | buildings_heat_final_demand_coal | Solids | EU | Energy demand | 0.031274 | FEC
LV | TYNDP2026 | NT | 2035 | TWh | 381 | Sub_sector | Buildings | Space heating | Buildings (heat) | Energetic | buildings_heat_final_demand_oil | Liquids | EU | Energy demand | 0.29139 | FEC
LV | TYNDP2026 | NT | 2035 | TWh | 382 | Sub_sector | Buildings | Space heating | Buildings (heat) | Energetic | buildings_heat_final_demand_other | Others | EU | Energy demand | 0 | FEC
LV | TYNDP2026 | NT | 2035 | TWh | 383 | Sub_sector | Buildings | Space heating | Buildings (heat) | Energetic | buildings_heat_final_demand_ammonia | Ammonia | EU | Energy demand | 0 | FEC
LV | TYNDP2026 | NT | 2035 | TWh | 386 | Sub_sector | Buildings | Cooling | Buildings (cooling) | Energetic | buildings_cooling_final_demand_electricity | Electricity | EU | Energy demand | 0.033687 | FEC
LV | TYNDP2026 | NT | 2035 | TWh | 387 | Sub_sector | Buildings | Cooling | Buildings (cooling) | Energetic | buildings_cooling_final_demand_hydrogen | Hydrogen | EU | Energy demand | 0 | FEC
LV | TYNDP2026 | NT | 2035 | TWh | 388 | Sub_sector | Buildings | Cooling | Buildings (cooling) | Energetic | buildings_cooling_final_demand_methane | Methane | EU | Energy demand | 4.03e-05 | FEC
LV | TYNDP2026 | NT | 2035 | TWh | 389 | Sub_sector | Buildings | Cooling | Buildings (cooling) | Energetic | buildings_cooling_final_demand_heat | Heat | EU | Energy demand | 0 | FEC
LV | TYNDP2026 | NT | 2035 | TWh | 390 | Sub_sector | Buildings | Cooling | Buildings (cooling) | Energetic | buildings_cooling_final_demand_biomass | Biomass | EU | Energy demand | 0 | FEC
LV | TYNDP2026 | NT | 2035 | TWh | 391 | Sub_sector | Buildings | Cooling | Buildings (cooling) | Energetic | buildings_cooling_final_demand_coal | Solids | EU | Energy demand | 0 | FEC
LV | TYNDP2026 | NT | 2035 | TWh | 392 | Sub_sector | Buildings | Cooling | Buildings (cooling) | Energetic | buildings_cooling_final_demand_oil | Liquids | EU | Energy demand | 0 | FEC
LV | TYNDP2026 | NT | 2035 | TWh | 393 | Sub_sector | Buildings | Cooling | Buildings (cooling) | Energetic | buildings_cooling_final_demand_other | Others | EU | Energy demand | 0 | FEC
LV | TYNDP2026 | NT | 2035 | TWh | 394 | Sub_sector | Buildings | Cooling | Buildings (cooling) | Energetic | buildings_cooling_final_demand_ammonia | Ammonia | EU | Energy demand | 0 | FEC
LV | TYNDP2026 | NT | 2035 | TWh | 397 | Sub_sector | Buildings | Appliances | Buildings (appliances) | Energetic | buildings_appliances_final_demand_electricity | Electricity | EU | Energy demand | 1.7399 | FEC
LV | TYNDP2026 | NT | 2035 | TWh | 398 | Sub_sector | Buildings | Appliances | Buildings (appliances) | Energetic | buildings_appliances_final_demand_hydrogen | Hydrogen | EU | Energy demand | 0 | FEC
LV | TYNDP2026 | NT | 2035 | TWh | 399 | Sub_sector | Buildings | Appliances | Buildings (appliances) | Energetic | buildings_appliances_final_demand_methane | Methane | EU | Energy demand | 0.35221 | FEC
LV | TYNDP2026 | NT | 2035 | TWh | 400 | Sub_sector | Buildings | Appliances | Buildings (appliances) | Energetic | buildings_appliances_final_demand_heat | Heat | EU | Energy demand | 0 | FEC
LV | TYNDP2026 | NT | 2035 | TWh | 401 | Sub_sector | Buildings | Appliances | Buildings (appliances) | Energetic | buildings_appliances_final_demand_biomass | Biomass | EU | Energy demand | 0 | FEC
LV | TYNDP2026 | NT | 2035 | TWh | 402 | Sub_sector | Buildings | Appliances | Buildings (appliances) | Energetic | buildings_appliances_final_demand_coal | Solids | EU | Energy demand | 0 | FEC
LV | TYNDP2026 | NT | 2035 | TWh | 403 | Sub_sector | Buildings | Appliances | Buildings (appliances) | Energetic | buildings_appliances_final_demand_oil | Liquids | EU | Energy demand | 0 | FEC
LV | TYNDP2026 | NT | 2035 | TWh | 404 | Sub_sector | Buildings | Appliances | Buildings (appliances) | Energetic | buildings_appliances_final_demand_other | Others | EU | Energy demand | 0 | FEC
LV | TYNDP2026 | NT | 2035 | TWh | 405 | Sub_sector | Buildings | Appliances | Buildings (appliances) | Energetic | buildings_appliances_final_demand_ammonia | Ammonia | EU | Energy demand | 0 | FEC
LV | TYNDP2026 | NT | 2035 | TWh | 407 | Sub_sector | Buildings | Datacenters | Datacenters & ICT | Energetic | datacentres_final_demand_electricity_energetic | Electricity | EU | Energy demand | 0.45806 | FEC
LV | TYNDP2026 | NT | 2035 | TWh | 408 | Sub_sector | Buildings | Datacenters | Datacenters & ICT | Energetic | datacentres_final_demand_hydrogen_energetic | Hydrogen | EU | Energy demand | 0 | FEC
LV | TYNDP2026 | NT | 2035 | TWh | 409 | Sub_sector | Buildings | Datacenters | Datacenters & ICT | Energetic | datacentres_final_demand_methane_energetic | Methane | EU | Energy demand | 0 | FEC
LV | TYNDP2026 | NT | 2035 | TWh | 410 | Sub_sector | Buildings | Datacenters | Datacenters & ICT | Energetic | datacentres_final_demand_heat_energetic | Heat | EU | Energy demand | 0 | FEC
LV | TYNDP2026 | NT | 2035 | TWh | 411 | Sub_sector | Buildings | Datacenters | Datacenters & ICT | Energetic | datacentres_final_demand_biomass_energetic | Biomass | EU | Energy demand | 0 | FEC
LV | TYNDP2026 | NT | 2035 | TWh | 412 | Sub_sector | Buildings | Datacenters | Datacenters & ICT | Energetic | datacentres_final_demand_coal_energetic | Solids | EU | Energy demand | 0 | FEC
LV | TYNDP2026 | NT | 2035 | TWh | 413 | Sub_sector | Buildings | Datacenters | Datacenters & ICT | Energetic | datacentres_final_demand_oil_energetic | Liquids | EU | Energy demand | 0 | FEC
LV | TYNDP2026 | NT | 2035 | TWh | 414 | Sub_sector | Buildings | Datacenters | Datacenters & ICT | Energetic | datacentres_final_demand_other_energetic | Others | EU | Energy demand | 0 | FEC
LV | TYNDP2026 | NT | 2035 | TWh | 415 | Sub_sector | Buildings | Datacenters | Datacenters & ICT | Energetic | datacentres_final_demand_ammonia_energetic | Ammonia | EU | Energy demand | 0 | FEC
LV | TYNDP2026 | NT | 2035 | TWh | 417 | Sub_sector | Transport | Others_Sector | Others_Sector | Energetic | other_final_demand_electricity_energetic | Electricity | EU | Energy demand | 0.00023389 | FEC
LV | TYNDP2026 | NT | 2035 | TWh | 418 | Sub_sector | Transport | Others_Sector | Others_Sector | Energetic | other_final_demand_hydrogen_energetic | Hydrogen | EU | Energy demand | 0 | FEC
LV | TYNDP2026 | NT | 2035 | TWh | 419 | Sub_sector | Transport | Pipeline Transport | Others_Sector | Energetic | other_final_demand_methane_energetic | Methane | EU | Energy demand | 0.00642 | FEC
LV | TYNDP2026 | NT | 2035 | TWh | 420 | Sub_sector | Transport | Others_Sector | Others_Sector | Energetic | other_final_demand_heat_energetic | Heat | EU | Energy demand | 0.0013925 | FEC
LV | TYNDP2026 | NT | 2035 | TWh | 421 | Sub_sector | Transport | Others_Sector | Others_Sector | Energetic | other_final_demand_biomass_energetic | Biomass | EU | Energy demand | 0 | FEC
LV | TYNDP2026 | NT | 2035 | TWh | 422 | Sub_sector | Transport | Others_Sector | Others_Sector | Energetic | other_final_demand_coal_energetic | Solids | EU | Energy demand | 0 | FEC
LV | TYNDP2026 | NT | 2035 | TWh | 423 | Sub_sector | Transport | Others_Sector | Others_Sector | Energetic | other_final_demand_oil_energetic | Liquids | EU | Energy demand | 0.089421 | FEC
LV | TYNDP2026 | NT | 2035 | TWh | 424 | Sub_sector | Others_Sector | Others_Sector | Others_Sector | Non-energetic | other_final_demand_oil_non_energetic | Liquids | EU | Energy demand | 0.31049 | not_included_in_FEC
LV | TYNDP2026 | NT | 2035 | TWh | 425 | Sub_sector | Transport | Others_Sector | Others_Sector | Energetic | other_final_demand_other_energetic | Others | EU | Energy demand | 0 | FEC
LV | TYNDP2026 | NT | 2035 | TWh | 426 | Sub_sector | Transport | Others_Sector | Others_Sector | Energetic | other_final_demand_ammonia_energetic | Ammonia | EU | Energy demand | 0 | FEC
LV | TYNDP2026 | NT | 2035 | TWh | 427 | Sub_sector | Industry | Surplus_Heat_in_Industry | Surplus_Heat_in_Industry | Energetic | final_demand_of_industry_unused_local_production_steam_hot_water | Heat | EU | Energy demand | 0.32996 | FEC
LV | TYNDP2026 | NT | 2035 | TWh | 429 | Sub_sector | Agriculture | Total | Agriculture | Energetic | agriculture_final_demand_electricity_energetic | Electricity | EU | Energy demand | 0.1792 | FEC
LV | TYNDP2026 | NT | 2035 | TWh | 430 | Sub_sector | Agriculture | Total | Agriculture | Energetic | agriculture_final_demand_hydrogen_energetic | Hydrogen | EU | Energy demand | 0 | FEC
LV | TYNDP2026 | NT | 2035 | TWh | 431 | Sub_sector | Agriculture | Total | Agriculture | Energetic | agriculture_final_demand_methane_energetic | Methane | EU | Energy demand | 0.11679 | FEC
LV | TYNDP2026 | NT | 2035 | TWh | 432 | Sub_sector | Agriculture | Total | Agriculture | Energetic | agriculture_final_demand_heat_energetic | Heat | EU | Energy demand | 0.11429 | FEC
LV | TYNDP2026 | NT | 2035 | TWh | 433 | Sub_sector | Agriculture | Total | Agriculture | Energetic | agriculture_final_demand_biomass_energetic | Biomass | EU | Energy demand | 0.33249 | FEC
LV | TYNDP2026 | NT | 2035 | TWh | 434 | Sub_sector | Agriculture | Total | Agriculture | Energetic | agriculture_final_demand_coal_energetic | Solids | EU | Energy demand | 0 | FEC
LV | TYNDP2026 | NT | 2035 | TWh | 435 | Sub_sector | Agriculture | Total | Agriculture | Energetic | agriculture_final_demand_oil_energetic | Liquids | EU | Energy demand | 1.6021 | FEC
LV | TYNDP2026 | NT | 2035 | TWh | 436 | Sub_sector | Agriculture | Total | Agriculture | Energetic | agriculture_final_demand_other_energetic | Others | EU | Energy demand | 0 | FEC
LV | TYNDP2026 | NT | 2035 | TWh | 437 | Sub_sector | Agriculture | Total | Agriculture | Energetic | agriculture_final_demand_ammonia_energetic | Ammonia | EU | Energy demand | 0 | FEC
LV | TYNDP2026 | NT | 2035 | TWh | 447 | Sub_sector | Buildings | Surplus Energy | Buildings | Energetic | GAP | Electricity | EU | Energy demand | 0 | FEC
LV | TYNDP2026 | NT | 2035 | TWh | 448 | Sub_sector | Buildings | Surplus Energy | Buildings | Energetic | GAP | Hydrogen | EU | Energy demand | 0 | FEC
LV | TYNDP2026 | NT | 2035 | TWh | 449 | Sub_sector | Buildings | Surplus Energy | Buildings | Energetic | GAP | Methane | EU | Energy demand | 0 | FEC
LV | TYNDP2026 | NT | 2035 | TWh | 450 | Sub_sector | Buildings | Surplus Energy | Buildings | Energetic | GAP | Heat | EU | Energy demand | 0 | FEC
LV | TYNDP2026 | NT | 2035 | TWh | 451 | Sub_sector | Buildings | Surplus Energy | Buildings | Energetic | GAP | Biomass | EU | Energy demand | 0.069264 | FEC
LV | TYNDP2026 | NT | 2035 | TWh | 452 | Sub_sector | Buildings | Surplus Energy | Buildings | Energetic | GAP | Solids | EU | Energy demand | 0 | FEC
LV | TYNDP2026 | NT | 2035 | TWh | 453 | Sub_sector | Buildings | Surplus Energy | Buildings | Energetic | GAP | Liquids | EU | Energy demand | 0.030768 | FEC
LV | TYNDP2026 | NT | 2035 | TWh | 454 | Sub_sector | Buildings | Surplus Energy | Buildings | Energetic | GAP | Others | EU | Energy demand | 0 | FEC
LV | TYNDP2026 | NT | 2035 | TWh | 455 | Sub_sector | Buildings | Surplus Energy | Buildings | Energetic | GAP | Ammonia | EU | Energy demand | 0 | FEC
LV | TYNDP2026 | NT | 2035 | TWh | 456 | Sub_sector | Households | Surplus Energy | Households | Energetic | GAP | Electricity | EU | Energy demand | 0 | FEC
LV | TYNDP2026 | NT | 2035 | TWh | 457 | Sub_sector | Households | Surplus Energy | Households | Energetic | GAP | Hydrogen | EU | Energy demand | 0 | FEC
LV | TYNDP2026 | NT | 2035 | TWh | 458 | Sub_sector | Households | Surplus Energy | Households | Energetic | GAP | Methane | EU | Energy demand | 0 | FEC
LV | TYNDP2026 | NT | 2035 | TWh | 459 | Sub_sector | Households | Surplus Energy | Households | Energetic | GAP | Heat | EU | Energy demand | 0 | FEC
LV | TYNDP2026 | NT | 2035 | TWh | 460 | Sub_sector | Households | Surplus Energy | Households | Energetic | GAP | Biomass | EU | Energy demand | 0 | FEC
LV | TYNDP2026 | NT | 2035 | TWh | 461 | Sub_sector | Households | Surplus Energy | Households | Energetic | GAP | Solids | EU | Energy demand | 0 | FEC
LV | TYNDP2026 | NT | 2035 | TWh | 462 | Sub_sector | Households | Surplus Energy | Households | Energetic | GAP | Liquids | EU | Energy demand | 0 | FEC
LV | TYNDP2026 | NT | 2035 | TWh | 463 | Sub_sector | Households | Surplus Energy | Households | Energetic | GAP | Others | EU | Energy demand | 0 | FEC
LV | TYNDP2026 | NT | 2035 | TWh | 464 | Sub_sector | Households | Surplus Energy | Households | Energetic | GAP | Ammonia | EU | Energy demand | 0 | FEC
LV | TYNDP2026 | NT | 2040 | TWh | 102 | Sub_sector | Industry | Aluminium | Industry (aluminium) | Energetic | industry_aluminium_demand_electricity_energetic | Electricity | EU | Energy demand | 0 | FEC
LV | TYNDP2026 | NT | 2040 | TWh | 103 | Sub_sector | Industry | Aluminium | Industry (aluminium) | Energetic | industry_aluminium_demand_hydrogen_energetic | Hydrogen | EU | Energy demand | 0 | FEC
LV | TYNDP2026 | NT | 2040 | TWh | 104 | Sub_sector | Industry | Aluminium | Industry (aluminium) | Energetic | industry_aluminium_demand_methane_energetic | Methane | EU | Energy demand | 0 | FEC
LV | TYNDP2026 | NT | 2040 | TWh | 105 | Sub_sector | Industry | Aluminium | Industry (aluminium) | Energetic | industry_aluminium_demand_heat_energetic | Heat | EU | Energy demand | 0 | FEC
LV | TYNDP2026 | NT | 2040 | TWh | 106 | Sub_sector | Industry | Aluminium | Industry (aluminium) | Energetic | industry_aluminium_demand_biomass_energetic | Biomass | EU | Energy demand | 0 | FEC
LV | TYNDP2026 | NT | 2040 | TWh | 107 | Sub_sector | Industry | Aluminium | Industry (aluminium) | Energetic | industry_aluminium_demand_coal_energetic | Solids | EU | Energy demand | 0 | FEC
LV | TYNDP2026 | NT | 2040 | TWh | 108 | Sub_sector | Industry | Aluminium | Industry (aluminium) | Energetic | industry_aluminium_demand_oil_energetic | Liquids | EU | Energy demand | 0 | FEC
LV | TYNDP2026 | NT | 2040 | TWh | 109 | Sub_sector | Industry | Aluminium | Industry (aluminium) | Energetic | industry_aluminium_demand_others_energetic | Others | EU | Energy demand | 0 | FEC
LV | TYNDP2026 | NT | 2040 | TWh | 110 | Sub_sector | Industry | Aluminium | Industry (aluminium) | Energetic | industry_ammonia_demand_others_energetic | Ammonia | EU | Energy demand | 0 | FEC
LV | TYNDP2026 | NT | 2040 | TWh | 112 | Sub_sector | Industry | Chemicals | Industry (chemicals, energetic) | Energetic | industry_chemical_demand_electricity_energetic | Electricity | EU | Energy demand | 0.060558 | FEC
LV | TYNDP2026 | NT | 2040 | TWh | 113 | Sub_sector | Industry | Chemicals | Industry (chemicals, energetic) | Energetic | industry_chemical_demand_hydrogen_energetic | Hydrogen | EU | Energy demand | 0 | FEC
LV | TYNDP2026 | NT | 2040 | TWh | 114 | Sub_sector | Industry | Chemicals | Industry (chemicals, energetic) | Energetic | industry_chemical_demand_methane_energetic | Methane | EU | Energy demand | 0.08244 | FEC
LV | TYNDP2026 | NT | 2040 | TWh | 115 | Sub_sector | Industry | Chemicals | Industry (chemicals, energetic) | Energetic | industry_chemical_demand_heat_energetic | Heat | EU | Energy demand | 0.01134 | FEC
LV | TYNDP2026 | NT | 2040 | TWh | 116 | Sub_sector | Industry | Chemicals | Industry (chemicals, energetic) | Energetic | industry_chemical_demand_biomass_energetic | Biomass | EU | Energy demand | 0.043399 | FEC
LV | TYNDP2026 | NT | 2040 | TWh | 117 | Sub_sector | Industry | Chemicals | Industry (chemicals, energetic) | Energetic | industry_chemical_demand_coal_energetic | Solids | EU | Energy demand | 4.06e-05 | FEC
LV | TYNDP2026 | NT | 2040 | TWh | 118 | Sub_sector | Industry | Chemicals | Industry (chemicals, energetic) | Energetic | industry_chemical_demand_oil_energetic | Liquids | EU | Energy demand | 0.048657 | FEC
LV | TYNDP2026 | NT | 2040 | TWh | 119 | Sub_sector | Industry | Chemicals | Industry (chemicals, energetic) | Energetic | industry_chemical_demand_others_energetic | Others | EU | Energy demand | 0 | FEC
LV | TYNDP2026 | NT | 2040 | TWh | 120 | Sub_sector | Industry | Chemicals | Industry (chemicals, energetic) | Energetic | industry_chemical_demand_ammonia_energetic | Ammonia | EU | Energy demand | 0 | FEC
LV | TYNDP2026 | NT | 2040 | TWh | 122 | Sub_sector | Industry | Chemicals | Industry (chemicals, non-energetic) | Non-energetic | industry_chemical_demand_electricity_non_energetic | Electricity | EU | Energy demand | 0 | not_included_in_FEC
LV | TYNDP2026 | NT | 2040 | TWh | 123 | Sub_sector | Industry | Chemicals | Industry (chemicals, non-energetic) | Non-energetic | industry_chemical_demand_hydrogen_non_energetic | Hydrogen | EU | Energy demand | 0 | not_included_in_FEC
LV | TYNDP2026 | NT | 2040 | TWh | 124 | Sub_sector | Industry | Chemicals | Industry (chemicals, non-energetic) | Non-energetic | industry_chemical_demand_methane_non_energetic | Methane | EU | Energy demand | 0 | not_included_in_FEC
LV | TYNDP2026 | NT | 2040 | TWh | 125 | Sub_sector | Industry | Chemicals | Industry (chemicals, non-energetic) | Non-energetic | industry_chemical_demand_heat_non_energetic | Heat | EU | Energy demand | 0 | not_included_in_FEC
LV | TYNDP2026 | NT | 2040 | TWh | 126 | Sub_sector | Industry | Chemicals | Industry (chemicals, non-energetic) | Non-energetic | industry_chemical_demand_biomass_non_energetic | Biomass | EU | Energy demand | 0 | not_included_in_FEC
LV | TYNDP2026 | NT | 2040 | TWh | 127 | Sub_sector | Industry | Chemicals | Industry (chemicals, non-energetic) | Non-energetic | industry_chemical_demand_coal_non_energetic | Solids | EU | Energy demand | 0 | not_included_in_FEC
LV | TYNDP2026 | NT | 2040 | TWh | 128 | Sub_sector | Industry | Chemicals | Industry (chemicals, non-energetic) | Non-energetic | industry_chemical_demand_oil_non_energetic | Liquids | EU | Energy demand | 0.013143 | not_included_in_FEC
LV | TYNDP2026 | NT | 2040 | TWh | 129 | Sub_sector | Industry | Chemicals | Industry (chemicals, non-energetic) | Non-energetic | industry_chemical_demand_others_non_energetic | Others | EU | Energy demand | 0 | not_included_in_FEC
LV | TYNDP2026 | NT | 2040 | TWh | 130 | Sub_sector | Industry | Chemicals | Industry (chemicals, non-energetic) | Non-energetic | industry_chemical_demand_ammonia_non_energetic | Ammonia | EU | Energy demand | 0 | not_included_in_FEC
LV | TYNDP2026 | NT | 2040 | TWh | 132 | Sub_sector | Industry | Fertilizers | Industry (fertilizers, energetic) | Energetic | industry_fertilizers_demand_electricity_energetic | Electricity | EU | Energy demand | 0 | FEC
LV | TYNDP2026 | NT | 2040 | TWh | 133 | Sub_sector | Industry | Fertilizers | Industry (fertilizers, energetic) | Energetic | industry_fertilizers_demand_hydrogen_energetic | Hydrogen | EU | Energy demand | 0 | FEC
LV | TYNDP2026 | NT | 2040 | TWh | 134 | Sub_sector | Industry | Fertilizers | Industry (fertilizers, energetic) | Energetic | industry_fertilizers_demand_methane_energetic | Methane | EU | Energy demand | 0 | FEC
LV | TYNDP2026 | NT | 2040 | TWh | 135 | Sub_sector | Industry | Fertilizers | Industry (fertilizers, energetic) | Energetic | industry_fertilizers_demand_heat_energetic | Heat | EU | Energy demand | 0 | FEC
LV | TYNDP2026 | NT | 2040 | TWh | 136 | Sub_sector | Industry | Fertilizers | Industry (fertilizers, energetic) | Energetic | industry_fertilizers_demand_biomass_energetic | Biomass | EU | Energy demand | 0 | FEC
LV | TYNDP2026 | NT | 2040 | TWh | 137 | Sub_sector | Industry | Fertilizers | Industry (fertilizers, energetic) | Energetic | industry_fertilizers_demand_coal_energetic | Solids | EU | Energy demand | 0 | FEC
LV | TYNDP2026 | NT | 2040 | TWh | 138 | Sub_sector | Industry | Fertilizers | Industry (fertilizers, energetic) | Energetic | industry_fertilizers_demand_oil_energetic | Liquids | EU | Energy demand | 0 | FEC
LV | TYNDP2026 | NT | 2040 | TWh | 139 | Sub_sector | Industry | Fertilizers | Industry (fertilizers, energetic) | Energetic | industry_fertilizers_demand_others_energetic | Others | EU | Energy demand | 0 | FEC
LV | TYNDP2026 | NT | 2040 | TWh | 140 | Sub_sector | Industry | Fertilizers | Industry (fertilizers, energetic) | Energetic | industry_fertilizers_demand_ammonia_energetic | Ammonia | EU | Energy demand | 0 | FEC
LV | TYNDP2026 | NT | 2040 | TWh | 142 | Sub_sector | Industry | Fertilizers | Industry (fertilizers, non-energetic) | Non-energetic | industry_fertilizers_demand_electricity_non_energetic | Electricity | EU | Energy demand | 0 | not_included_in_FEC
LV | TYNDP2026 | NT | 2040 | TWh | 143 | Sub_sector | Industry | Fertilizers | Industry (fertilizers, non-energetic) | Non-energetic | industry_fertilizers_demand_hydrogen_non_energetic | Hydrogen | EU | Energy demand | 0 | not_included_in_FEC
LV | TYNDP2026 | NT | 2040 | TWh | 144 | Sub_sector | Industry | Fertilizers | Industry (fertilizers, non-energetic) | Non-energetic | industry_fertilizers_demand_methane_non_energetic | Methane | EU | Energy demand | 0 | not_included_in_FEC
LV | TYNDP2026 | NT | 2040 | TWh | 145 | Sub_sector | Industry | Fertilizers | Industry (fertilizers, non-energetic) | Non-energetic | industry_fertilizers_demand_heat_non_energetic | Heat | EU | Energy demand | 0 | not_included_in_FEC
LV | TYNDP2026 | NT | 2040 | TWh | 146 | Sub_sector | Industry | Fertilizers | Industry (fertilizers, non-energetic) | Non-energetic | industry_fertilizers_demand_biomass_non_energetic | Biomass | EU | Energy demand | 0 | not_included_in_FEC
LV | TYNDP2026 | NT | 2040 | TWh | 147 | Sub_sector | Industry | Fertilizers | Industry (fertilizers, non-energetic) | Non-energetic | industry_fertilizers_demand_coal_non_energetic | Solids | EU | Energy demand | 0 | not_included_in_FEC
LV | TYNDP2026 | NT | 2040 | TWh | 148 | Sub_sector | Industry | Fertilizers | Industry (fertilizers, non-energetic) | Non-energetic | industry_fertilizers_demand_oil_non_energetic | Liquids | EU | Energy demand | 0 | not_included_in_FEC
LV | TYNDP2026 | NT | 2040 | TWh | 149 | Sub_sector | Industry | Fertilizers | Industry (fertilizers, non-energetic) | Non-energetic | industry_fertilizers_demand_others_non_energetic | Others | EU | Energy demand | 0 | not_included_in_FEC
LV | TYNDP2026 | NT | 2040 | TWh | 150 | Sub_sector | Industry | Fertilizers | Industry (fertilizers, non-energetic) | Non-energetic | industry_fertilizers_demand_ammonia_non_energetic | Ammonia | EU | Energy demand | 0 | not_included_in_FEC
LV | TYNDP2026 | NT | 2040 | TWh | 152 | Sub_sector | Industry | Food | Industry (food) | Energetic | industry_food_demand_electricity_energetic | Electricity | EU | Energy demand | 0.27878 | FEC
LV | TYNDP2026 | NT | 2040 | TWh | 153 | Sub_sector | Industry | Food | Industry (food) | Energetic | industry_food_demand_hydrogen_energetic | Hydrogen | EU | Energy demand | 0 | FEC
LV | TYNDP2026 | NT | 2040 | TWh | 154 | Sub_sector | Industry | Food | Industry (food) | Energetic | industry_food_demand_methane_energetic | Methane | EU | Energy demand | 0.3479 | FEC
LV | TYNDP2026 | NT | 2040 | TWh | 155 | Sub_sector | Industry | Food | Industry (food) | Energetic | industry_food_demand_heat_energetic | Heat | EU | Energy demand | 0.074338 | FEC
LV | TYNDP2026 | NT | 2040 | TWh | 156 | Sub_sector | Industry | Food | Industry (food) | Energetic | industry_food_demand_biomass_energetic | Biomass | EU | Energy demand | 0.12508 | FEC
LV | TYNDP2026 | NT | 2040 | TWh | 157 | Sub_sector | Industry | Food | Industry (food) | Energetic | industry_food_demand_coal_energetic | Solids | EU | Energy demand | 0.0040064 | FEC
LV | TYNDP2026 | NT | 2040 | TWh | 158 | Sub_sector | Industry | Food | Industry (food) | Energetic | industry_food_demand_oil_energetic | Liquids | EU | Energy demand | 0.078509 | FEC
LV | TYNDP2026 | NT | 2040 | TWh | 159 | Sub_sector | Industry | Food | Industry (food) | Energetic | industry_food_demand_others_energetic | Others | EU | Energy demand | 0 | FEC
LV | TYNDP2026 | NT | 2040 | TWh | 160 | Sub_sector | Industry | Food | Industry (food) | Energetic | industry_food_demand_ammonia_energetic | Ammonia | EU | Energy demand | 0 | FEC
LV | TYNDP2026 | NT | 2040 | TWh | 162 | Sub_sector | Industry | Metals | Industry (metal) | Energetic | industry_metal_demand_electricity_energetic | Electricity | EU | Energy demand | 0.0047519 | FEC
LV | TYNDP2026 | NT | 2040 | TWh | 163 | Sub_sector | Industry | Metals | Industry (metal) | Energetic | industry_metal_demand_hydrogen_energetic | Hydrogen | EU | Energy demand | 0 | FEC
LV | TYNDP2026 | NT | 2040 | TWh | 164 | Sub_sector | Industry | Metals | Industry (metal) | Energetic | industry_metal_demand_methane_energetic | Methane | EU | Energy demand | 0.0062381 | FEC
LV | TYNDP2026 | NT | 2040 | TWh | 165 | Sub_sector | Industry | Metals | Industry (metal) | Energetic | industry_metal_demand_heat_energetic | Heat | EU | Energy demand | 0 | FEC
LV | TYNDP2026 | NT | 2040 | TWh | 166 | Sub_sector | Industry | Metals | Industry (metal) | Energetic | industry_metal_demand_biomass_energetic | Biomass | EU | Energy demand | 0 | FEC
LV | TYNDP2026 | NT | 2040 | TWh | 167 | Sub_sector | Industry | Metals | Industry (metal) | Energetic | industry_metal_demand_coal_energetic | Solids | EU | Energy demand | 0.00020972 | FEC
LV | TYNDP2026 | NT | 2040 | TWh | 168 | Sub_sector | Industry | Metals | Industry (metal) | Energetic | industry_metal_demand_oil_energetic | Liquids | EU | Energy demand | 0 | FEC
LV | TYNDP2026 | NT | 2040 | TWh | 169 | Sub_sector | Industry | Metals | Industry (metal) | Energetic | industry_metal_demand_others_energetic | Others | EU | Energy demand | 0 | FEC
LV | TYNDP2026 | NT | 2040 | TWh | 170 | Sub_sector | Industry | Metals | Industry (metal) | Energetic | industry_metal_demand_ammonia_energetic | Ammonia | EU | Energy demand | 0 | FEC
LV | TYNDP2026 | NT | 2040 | TWh | 172 | Sub_sector | Industry | Others | Industry (other, energetic) | Energetic | industry_other_demand_electricity_energetic | Electricity | EU | Energy demand | 1.4634 | FEC
LV | TYNDP2026 | NT | 2040 | TWh | 173 | Sub_sector | Industry | Others | Industry (other, energetic) | Energetic | industry_other_demand_hydrogen_energetic | Hydrogen | EU | Energy demand | 0 | FEC
LV | TYNDP2026 | NT | 2040 | TWh | 174 | Sub_sector | Industry | Others | Industry (other, energetic) | Energetic | industry_other_demand_methane_energetic | Methane | EU | Energy demand | 0.66951 | FEC
LV | TYNDP2026 | NT | 2040 | TWh | 175 | Sub_sector | Industry | Others | Industry (other, energetic) | Energetic | industry_other_demand_heat_energetic | Heat | EU | Energy demand | 0.86532 | FEC
LV | TYNDP2026 | NT | 2040 | TWh | 176 | Sub_sector | Industry | Others | Industry (other, energetic) | Energetic | industry_other_demand_biomass_energetic | Biomass | EU | Energy demand | 4.1644 | FEC
LV | TYNDP2026 | NT | 2040 | TWh | 177 | Sub_sector | Industry | Others | Industry (other, energetic) | Energetic | industry_other_demand_coal_energetic | Solids | EU | Energy demand | 0.33677 | FEC
LV | TYNDP2026 | NT | 2040 | TWh | 178 | Sub_sector | Industry | Others | Industry (other, energetic) | Energetic | industry_other_demand_oil_energetic | Liquids | EU | Energy demand | 0.44963 | FEC
LV | TYNDP2026 | NT | 2040 | TWh | 179 | Sub_sector | Industry | Others | Industry (other, energetic) | Energetic | industry_other_demand_others_energetic | Others | EU | Energy demand | 0 | FEC
LV | TYNDP2026 | NT | 2040 | TWh | 180 | Sub_sector | Industry | Others | Industry (other, energetic) | Energetic | industry_other_demand_ammonia_energetic | Ammonia | EU | Energy demand | 0 | FEC
LV | TYNDP2026 | NT | 2040 | TWh | 182 | Sub_sector | Industry | Others | Industry (other, non-energetic) | Non-energetic | industry_other_demand_electricity_non_energetic | Electricity | EU | Energy demand | 0 | not_included_in_FEC
LV | TYNDP2026 | NT | 2040 | TWh | 183 | Sub_sector | Industry | Others | Industry (other, non-energetic) | Non-energetic | industry_other_demand_hydrogen_non_energetic | Hydrogen | EU | Energy demand | 0 | not_included_in_FEC
LV | TYNDP2026 | NT | 2040 | TWh | 184 | Sub_sector | Industry | Others | Industry (other, non-energetic) | Non-energetic | industry_other_demand_methane_non_energetic | Methane | EU | Energy demand | 0 | not_included_in_FEC
LV | TYNDP2026 | NT | 2040 | TWh | 185 | Sub_sector | Industry | Others | Industry (other, non-energetic) | Non-energetic | industry_other_demand_heat_non_energetic | Heat | EU | Energy demand | 0 | not_included_in_FEC
LV | TYNDP2026 | NT | 2040 | TWh | 186 | Sub_sector | Industry | Others | Industry (other, non-energetic) | Non-energetic | industry_other_demand_biomass_non_energetic | Biomass | EU | Energy demand | 0 | not_included_in_FEC
LV | TYNDP2026 | NT | 2040 | TWh | 187 | Sub_sector | Industry | Others | Industry (other, non-energetic) | Non-energetic | industry_other_demand_coal_non_energetic | Solids | EU | Energy demand | 0 | not_included_in_FEC
LV | TYNDP2026 | NT | 2040 | TWh | 188 | Sub_sector | Industry | Others | Industry (other, non-energetic) | Non-energetic | industry_other_demand_oil_non_energetic | Liquids | EU | Energy demand | 0.71471 | not_included_in_FEC
LV | TYNDP2026 | NT | 2040 | TWh | 189 | Sub_sector | Industry | Others | Industry (other, non-energetic) | Non-energetic | industry_other_demand_others_non_energetic | Others | EU | Energy demand | 0 | not_included_in_FEC
LV | TYNDP2026 | NT | 2040 | TWh | 190 | Sub_sector | Industry | Others | Industry (other, non-energetic) | Non-energetic | industry_other_demand_ammonia_non_energetic | Ammonia | EU | Energy demand | 0 | not_included_in_FEC
LV | TYNDP2026 | NT | 2040 | TWh | 192 | Sub_sector | Industry | Paper | Industry (paper) | Energetic | industry_paper_demand_electricity_energetic | Electricity | EU | Energy demand | 0.027382 | FEC
LV | TYNDP2026 | NT | 2040 | TWh | 193 | Sub_sector | Industry | Paper | Industry (paper) | Energetic | industry_paper_demand_hydrogen_energetic | Hydrogen | EU | Energy demand | 0 | FEC
LV | TYNDP2026 | NT | 2040 | TWh | 194 | Sub_sector | Industry | Paper | Industry (paper) | Energetic | industry_paper_demand_methane_energetic | Methane | EU | Energy demand | 0.026251 | FEC
LV | TYNDP2026 | NT | 2040 | TWh | 195 | Sub_sector | Industry | Paper | Industry (paper) | Energetic | industry_paper_demand_heat_energetic | Heat | EU | Energy demand | 0.0015203 | FEC
LV | TYNDP2026 | NT | 2040 | TWh | 196 | Sub_sector | Industry | Paper | Industry (paper) | Energetic | industry_paper_demand_biomass_energetic | Biomass | EU | Energy demand | 0.0048158 | FEC
LV | TYNDP2026 | NT | 2040 | TWh | 197 | Sub_sector | Industry | Paper | Industry (paper) | Energetic | industry_paper_demand_coal_energetic | Solids | EU | Energy demand | 0 | FEC
LV | TYNDP2026 | NT | 2040 | TWh | 198 | Sub_sector | Industry | Paper | Industry (paper) | Energetic | industry_paper_demand_oil_energetic | Liquids | EU | Energy demand | 0.0011519 | FEC
LV | TYNDP2026 | NT | 2040 | TWh | 199 | Sub_sector | Industry | Paper | Industry (paper) | Energetic | industry_paper_demand_others_energetic | Others | EU | Energy demand | 0 | FEC
LV | TYNDP2026 | NT | 2040 | TWh | 200 | Sub_sector | Industry | Paper | Industry (paper) | Energetic | industry_paper_demand_ammonia_energetic | Ammonia | EU | Energy demand | 0 | FEC
LV | TYNDP2026 | NT | 2040 | TWh | 202 | Sub_sector | Industry | Refineries | Industry (refineries, energetic) | Energetic | industry_refinery_demand_electricity_energetic | Electricity | EU | Energy demand | 0 | not_included_in_FEC
LV | TYNDP2026 | NT | 2040 | TWh | 203 | Sub_sector | Industry | Refineries | Industry (refineries, energetic) | Energetic | industry_refinery_demand_hydrogen_energetic | Hydrogen | EU | Energy demand | 0 | not_included_in_FEC
LV | TYNDP2026 | NT | 2040 | TWh | 204 | Sub_sector | Industry | Refineries | Industry (refineries, energetic) | Energetic | industry_refinery_demand_methane_energetic | Methane | EU | Energy demand | 0 | not_included_in_FEC
LV | TYNDP2026 | NT | 2040 | TWh | 205 | Sub_sector | Industry | Refineries | Industry (refineries, energetic) | Energetic | industry_refinery_demand_heat_energetic | Heat | EU | Energy demand | 0 | not_included_in_FEC
LV | TYNDP2026 | NT | 2040 | TWh | 206 | Sub_sector | Industry | Refineries | Industry (refineries, energetic) | Energetic | industry_refinery_demand_biomass_energetic | Biomass | EU | Energy demand | 0 | not_included_in_FEC
LV | TYNDP2026 | NT | 2040 | TWh | 207 | Sub_sector | Industry | Refineries | Industry (refineries, energetic) | Energetic | industry_refinery_demand_coal_energetic | Solids | EU | Energy demand | 0 | not_included_in_FEC
LV | TYNDP2026 | NT | 2040 | TWh | 208 | Sub_sector | Industry | Refineries | Industry (refineries, energetic) | Energetic | industry_refinery_demand_oil_energetic | Liquids | EU | Energy demand | 0 | not_included_in_FEC
LV | TYNDP2026 | NT | 2040 | TWh | 209 | Sub_sector | Industry | Refineries | Industry (refineries, energetic) | Energetic | industry_refinery_demand_others_energetic | Others | EU | Energy demand | 0 | not_included_in_FEC
LV | TYNDP2026 | NT | 2040 | TWh | 210 | Sub_sector | Industry | Refineries | Industry (refineries, energetic) | Energetic | industry_refinery_demand_ammonia_energetic | Ammonia | EU | Energy demand | 0 | not_included_in_FEC
LV | TYNDP2026 | NT | 2040 | TWh | 212 | Sub_sector | Industry | Refineries | Industry (refineries, non-energetic) | Non-energetic | industry_refinery_demand_electricity_non_energetic | Electricity | EU | Energy demand | 0 | not_included_in_FEC
LV | TYNDP2026 | NT | 2040 | TWh | 213 | Sub_sector | Industry | Refineries | Industry (refineries, non-energetic) | Non-energetic | industry_refinery_demand_hydrogen_non_energetic | Hydrogen | EU | Energy demand | 0 | not_included_in_FEC
LV | TYNDP2026 | NT | 2040 | TWh | 214 | Sub_sector | Industry | Refineries | Industry (refineries, non-energetic) | Non-energetic | industry_refinery_demand_methane_non_energetic | Methane | EU | Energy demand | 0 | not_included_in_FEC
LV | TYNDP2026 | NT | 2040 | TWh | 215 | Sub_sector | Industry | Refineries | Industry (refineries, non-energetic) | Non-energetic | industry_refinery_demand_heat_non_energetic | Heat | EU | Energy demand | 0 | not_included_in_FEC
LV | TYNDP2026 | NT | 2040 | TWh | 216 | Sub_sector | Industry | Refineries | Industry (refineries, non-energetic) | Non-energetic | industry_refinery_demand_biomass_non_energetic | Biomass | EU | Energy demand | 0 | not_included_in_FEC
LV | TYNDP2026 | NT | 2040 | TWh | 217 | Sub_sector | Industry | Refineries | Industry (refineries, non-energetic) | Non-energetic | industry_refinery_demand_coal_non_energetic | Solids | EU | Energy demand | 0 | not_included_in_FEC
LV | TYNDP2026 | NT | 2040 | TWh | 218 | Sub_sector | Industry | Refineries | Industry (refineries, non-energetic) | Non-energetic | industry_refinery_demand_oil_non_energetic | Liquids | EU | Energy demand | 0 | not_included_in_FEC
LV | TYNDP2026 | NT | 2040 | TWh | 219 | Sub_sector | Industry | Refineries | Industry (refineries, non-energetic) | Non-energetic | industry_refinery_demand_others_non_energetic | Others | EU | Energy demand | 0 | not_included_in_FEC
LV | TYNDP2026 | NT | 2040 | TWh | 220 | Sub_sector | Industry | Refineries | Industry (refineries, non-energetic) | Non-energetic | industry_refinery_demand_ammonia_non_energetic | Ammonia | EU | Energy demand | 0 | not_included_in_FEC
LV | TYNDP2026 | NT | 2040 | TWh | 222 | Sub_sector | Industry | Steel | Industry (steel) | Energetic | industry_steel_demand_electricity_energetic | Electricity | EU | Energy demand | 0 | FEC
LV | TYNDP2026 | NT | 2040 | TWh | 223 | Sub_sector | Industry | Steel | Industry (steel) | Energetic | industry_steel_demand_hydrogen_energetic | Hydrogen | EU | Energy demand | 0 | FEC
LV | TYNDP2026 | NT | 2040 | TWh | 224 | Sub_sector | Industry | Steel | Industry (steel) | Energetic | industry_steel_demand_methane_energetic | Methane | EU | Energy demand | 0 | FEC
LV | TYNDP2026 | NT | 2040 | TWh | 225 | Sub_sector | Industry | Steel | Industry (steel) | Energetic | industry_steel_demand_heat_energetic | Heat | EU | Energy demand | 0 | FEC
LV | TYNDP2026 | NT | 2040 | TWh | 226 | Sub_sector | Industry | Steel | Industry (steel) | Energetic | industry_steel_demand_biomass_energetic | Biomass | EU | Energy demand | 0 | FEC
LV | TYNDP2026 | NT | 2040 | TWh | 227 | Sub_sector | Industry | Steel | Industry (steel) | Energetic | industry_steel_demand_coal_energetic | Solids | EU | Energy demand | 0 | FEC
LV | TYNDP2026 | NT | 2040 | TWh | 228 | Sub_sector | Industry | Steel | Industry (steel) | Energetic | industry_steel_demand_oil_energetic | Liquids | EU | Energy demand | 0 | FEC
LV | TYNDP2026 | NT | 2040 | TWh | 229 | Sub_sector | Industry | Steel | Industry (steel) | Energetic | industry_steel_demand_others_energetic | Others | EU | Energy demand | 0 | FEC
LV | TYNDP2026 | NT | 2040 | TWh | 230 | Sub_sector | Industry | Steel | Industry (steel) | Energetic | industry_steel_demand_ammonia_energetic | Ammonia | EU | Energy demand | 0 | FEC
LV | TYNDP2026 | NT | 2040 | TWh | 232 | Sub_sector | Transport | Cars | Transport (cars) | Energetic | transport_cars_final_demand_electricity | Electricity | EU | Energy demand | 0.00073963 | FEC
LV | TYNDP2026 | NT | 2040 | TWh | 233 | Sub_sector | Transport | Cars | Transport (cars) | Energetic | transport_cars_final_demand_hydrogen | Hydrogen | EU | Energy demand | 0 | FEC
LV | TYNDP2026 | NT | 2040 | TWh | 234 | Sub_sector | Transport | Cars | Transport (cars) | Energetic | transport_cars_final_demand_methane | Methane | EU | Energy demand | 0.00089495 | FEC
LV | TYNDP2026 | NT | 2040 | TWh | 235 | Sub_sector | Transport | Cars | Transport (cars) | Energetic | transport_cars_final_demand_heat | Heat | EU | Energy demand | 0 | FEC
LV | TYNDP2026 | NT | 2040 | TWh | 236 | Sub_sector | Transport | Cars | Transport (cars) | Energetic | transport_cars_final_demand_biomass | Biomass | EU | Energy demand | 0 | FEC
LV | TYNDP2026 | NT | 2040 | TWh | 237 | Sub_sector | Transport | Cars | Transport (cars) | Energetic | transport_cars_final_demand_coal | Solids | EU | Energy demand | 0 | FEC
LV | TYNDP2026 | NT | 2040 | TWh | 238 | Sub_sector | Transport | Cars | Transport (cars) | Energetic | transport_cars_final_demand_oil | Liquids | EU | Energy demand | 7.9248 | FEC
LV | TYNDP2026 | NT | 2040 | TWh | 239 | Sub_sector | Transport | Cars | Transport (cars) | Energetic | transport_cars_final_demand_other | Others | EU | Energy demand | 0 | FEC
LV | TYNDP2026 | NT | 2040 | TWh | 240 | Sub_sector | Transport | Cars | Transport (cars) | Energetic | transport_cars_final_demand_ammonia | Ammonia | EU | Energy demand | 0 | FEC
LV | TYNDP2026 | NT | 2040 | TWh | 242 | Sub_sector | Transport | Busses | Transport (busses) | Energetic | transport_busses_final_demand_electricity | Electricity | EU | Energy demand | 0.023886 | FEC
LV | TYNDP2026 | NT | 2040 | TWh | 243 | Sub_sector | Transport | Busses | Transport (busses) | Energetic | transport_busses_final_demand_hydrogen | Hydrogen | EU | Energy demand | 0 | FEC
LV | TYNDP2026 | NT | 2040 | TWh | 244 | Sub_sector | Transport | Busses | Transport (busses) | Energetic | transport_busses_final_demand_methane | Methane | EU | Energy demand | 0.00099566 | FEC
LV | TYNDP2026 | NT | 2040 | TWh | 245 | Sub_sector | Transport | Busses | Transport (busses) | Energetic | transport_busses_final_demand_heat | Heat | EU | Energy demand | 0 | FEC
LV | TYNDP2026 | NT | 2040 | TWh | 246 | Sub_sector | Transport | Busses | Transport (busses) | Energetic | transport_busses_final_demand_biomass | Biomass | EU | Energy demand | 0 | FEC
LV | TYNDP2026 | NT | 2040 | TWh | 247 | Sub_sector | Transport | Busses | Transport (busses) | Energetic | transport_busses_final_demand_coal | Solids | EU | Energy demand | 0 | FEC
LV | TYNDP2026 | NT | 2040 | TWh | 248 | Sub_sector | Transport | Busses | Transport (busses) | Energetic | transport_busses_final_demand_oil | Liquids | EU | Energy demand | 0.47337 | FEC
LV | TYNDP2026 | NT | 2040 | TWh | 249 | Sub_sector | Transport | Busses | Transport (busses) | Energetic | transport_busses_final_demand_other | Others | EU | Energy demand | 0 | FEC
LV | TYNDP2026 | NT | 2040 | TWh | 250 | Sub_sector | Transport | Busses | Transport (busses) | Energetic | transport_busses_final_demand_ammonia | Ammonia | EU | Energy demand | 0 | FEC
LV | TYNDP2026 | NT | 2040 | TWh | 252 | Sub_sector | Transport | Trucks | Transport (trucks) | Energetic | transport_trucks_final_demand_electricity | Electricity | EU | Energy demand | 0 | FEC
LV | TYNDP2026 | NT | 2040 | TWh | 253 | Sub_sector | Transport | Trucks | Transport (trucks) | Energetic | transport_trucks_final_demand_hydrogen | Hydrogen | EU | Energy demand | 0 | FEC
LV | TYNDP2026 | NT | 2040 | TWh | 254 | Sub_sector | Transport | Trucks | Transport (trucks) | Energetic | transport_trucks_final_demand_methane | Methane | EU | Energy demand | 3.04e-05 | FEC
LV | TYNDP2026 | NT | 2040 | TWh | 255 | Sub_sector | Transport | Trucks | Transport (trucks) | Energetic | transport_trucks_final_demand_heat | Heat | EU | Energy demand | 0 | FEC
LV | TYNDP2026 | NT | 2040 | TWh | 256 | Sub_sector | Transport | Trucks | Transport (trucks) | Energetic | transport_trucks_final_demand_biomass | Biomass | EU | Energy demand | 0 | FEC
LV | TYNDP2026 | NT | 2040 | TWh | 257 | Sub_sector | Transport | Trucks | Transport (trucks) | Energetic | transport_trucks_final_demand_coal | Solids | EU | Energy demand | 0 | FEC
LV | TYNDP2026 | NT | 2040 | TWh | 258 | Sub_sector | Transport | Trucks | Transport (trucks) | Energetic | transport_trucks_final_demand_oil | Liquids | EU | Energy demand | 2.1725 | FEC
LV | TYNDP2026 | NT | 2040 | TWh | 259 | Sub_sector | Transport | Trucks | Transport (trucks) | Energetic | transport_trucks_final_demand_other | Others | EU | Energy demand | 0 | FEC
LV | TYNDP2026 | NT | 2040 | TWh | 260 | Sub_sector | Transport | Trucks | Transport (trucks) | Energetic | transport_trucks_final_demand_ammonia | Ammonia | EU | Energy demand | 0 | FEC
LV | TYNDP2026 | NT | 2040 | TWh | 262 | Sub_sector | Transport | Vans | Transport (vans) | Energetic | transport_vans_final_demand_electricity | Electricity | EU | Energy demand | 0.00019724 | FEC
LV | TYNDP2026 | NT | 2040 | TWh | 263 | Sub_sector | Transport | Vans | Transport (vans) | Energetic | transport_vans_final_demand_hydrogen | Hydrogen | EU | Energy demand | 0 | FEC
LV | TYNDP2026 | NT | 2040 | TWh | 264 | Sub_sector | Transport | Vans | Transport (vans) | Energetic | transport_vans_final_demand_methane | Methane | EU | Energy demand | 5.81e-05 | FEC
LV | TYNDP2026 | NT | 2040 | TWh | 265 | Sub_sector | Transport | Vans | Transport (vans) | Energetic | transport_vans_final_demand_heat | Heat | EU | Energy demand | 0 | FEC
LV | TYNDP2026 | NT | 2040 | TWh | 266 | Sub_sector | Transport | Vans | Transport (vans) | Energetic | transport_vans_final_demand_biomass | Biomass | EU | Energy demand | 0 | FEC
LV | TYNDP2026 | NT | 2040 | TWh | 267 | Sub_sector | Transport | Vans | Transport (vans) | Energetic | transport_vans_final_demand_coal | Solids | EU | Energy demand | 0 | FEC
LV | TYNDP2026 | NT | 2040 | TWh | 268 | Sub_sector | Transport | Vans | Transport (vans) | Energetic | transport_vans_final_demand_oil | Liquids | EU | Energy demand | 0.54921 | FEC
LV | TYNDP2026 | NT | 2040 | TWh | 269 | Sub_sector | Transport | Vans | Transport (vans) | Energetic | transport_vans_final_demand_other | Others | EU | Energy demand | 0 | FEC
LV | TYNDP2026 | NT | 2040 | TWh | 270 | Sub_sector | Transport | Vans | Transport (vans) | Energetic | transport_vans_final_demand_ammonia | Ammonia | EU | Energy demand | 0 | FEC
LV | TYNDP2026 | NT | 2040 | TWh | 272 | Sub_sector | Transport | Freight trains | Transport (trains) | Energetic | transport_trains_final_demand_electricity | Electricity | EU | Energy demand | 0.065938 | FEC
LV | TYNDP2026 | NT | 2040 | TWh | 273 | Sub_sector | Transport | Freight trains | Transport (trains) | Energetic | transport_trains_final_demand_hydrogen | Hydrogen | EU | Energy demand | 0 | FEC
LV | TYNDP2026 | NT | 2040 | TWh | 274 | Sub_sector | Transport | Freight trains | Transport (trains) | Energetic | transport_trains_final_demand_methane | Methane | EU | Energy demand | 0 | FEC
LV | TYNDP2026 | NT | 2040 | TWh | 275 | Sub_sector | Transport | Freight trains | Transport (trains) | Energetic | transport_trains_final_demand_heat | Heat | EU | Energy demand | 0 | FEC
LV | TYNDP2026 | NT | 2040 | TWh | 276 | Sub_sector | Transport | Freight trains | Transport (trains) | Energetic | transport_trains_final_demand_biomass | Biomass | EU | Energy demand | 0 | FEC
LV | TYNDP2026 | NT | 2040 | TWh | 277 | Sub_sector | Transport | Freight trains | Transport (trains) | Energetic | transport_trains_final_demand_coal | Solids | EU | Energy demand | 0 | FEC
LV | TYNDP2026 | NT | 2040 | TWh | 278 | Sub_sector | Transport | Freight trains | Transport (trains) | Energetic | transport_trains_final_demand_oil | Liquids | EU | Energy demand | 0.51459 | FEC
LV | TYNDP2026 | NT | 2040 | TWh | 279 | Sub_sector | Transport | Freight trains | Transport (trains) | Energetic | transport_trains_final_demand_other | Others | EU | Energy demand | 0 | FEC
LV | TYNDP2026 | NT | 2040 | TWh | 280 | Sub_sector | Transport | Freight trains | Transport (trains) | Energetic | transport_trains_final_demand_ammonia | Ammonia | EU | Energy demand | 0 | FEC
LV | TYNDP2026 | NT | 2040 | TWh | 282 | Sub_sector | Transport | Ships | Transport (ships) | Energetic | transport_ships_final_demand_electricity | Electricity | EU | Energy demand | 0.01034 | FEC
LV | TYNDP2026 | NT | 2040 | TWh | 283 | Sub_sector | Transport | Ships | Transport (ships) | Energetic | transport_ships_final_demand_hydrogen | Hydrogen | EU | Energy demand | 0 | FEC
LV | TYNDP2026 | NT | 2040 | TWh | 284 | Sub_sector | Transport | Ships | Transport (ships) | Energetic | transport_ships_final_demand_methane | Methane | EU | Energy demand | 0.0008011 | FEC
LV | TYNDP2026 | NT | 2040 | TWh | 285 | Sub_sector | Transport | Ships | Transport (ships) | Energetic | transport_ships_final_demand_heat | Heat | EU | Energy demand | 0 | FEC
LV | TYNDP2026 | NT | 2040 | TWh | 286 | Sub_sector | Transport | Ships | Transport (ships) | Energetic | transport_ships_final_demand_biomass | Biomass | EU | Energy demand | 0 | FEC
LV | TYNDP2026 | NT | 2040 | TWh | 287 | Sub_sector | Transport | Ships | Transport (ships) | Energetic | transport_ships_final_demand_coal | Solids | EU | Energy demand | 0 | FEC
LV | TYNDP2026 | NT | 2040 | TWh | 288 | Sub_sector | Transport | Ships | Transport (ships) | Energetic | transport_ships_final_demand_oil | Liquids | EU | Energy demand | 0.069855 | FEC
LV | TYNDP2026 | NT | 2040 | TWh | 289 | Sub_sector | Transport | Ships | Transport (ships) | Energetic | transport_ships_final_demand_other | Others | EU | Energy demand | 0 | FEC
LV | TYNDP2026 | NT | 2040 | TWh | 290 | Sub_sector | Transport | Ships | Transport (ships) | Energetic | transport_ships_final_demand_ammonia | Ammonia | EU | Energy demand | 0 | FEC
LV | TYNDP2026 | NT | 2040 | TWh | 292 | Sub_sector | Transport | Planes | Transport (planes) | Energetic | transport_planes_final_demand_electricity | Electricity | EU | Energy demand | 0 | FEC
LV | TYNDP2026 | NT | 2040 | TWh | 293 | Sub_sector | Transport | Planes | Transport (planes) | Energetic | transport_planes_final_demand_hydrogen | Hydrogen | EU | Energy demand | 0 | FEC
LV | TYNDP2026 | NT | 2040 | TWh | 294 | Sub_sector | Transport | Planes | Transport (planes) | Energetic | transport_planes_final_demand_methane | Methane | EU | Energy demand | 0 | FEC
LV | TYNDP2026 | NT | 2040 | TWh | 295 | Sub_sector | Transport | Planes | Transport (planes) | Energetic | transport_planes_final_demand_heat | Heat | EU | Energy demand | 0 | FEC
LV | TYNDP2026 | NT | 2040 | TWh | 296 | Sub_sector | Transport | Planes | Transport (planes) | Energetic | transport_planes_final_demand_biomass | Biomass | EU | Energy demand | 0 | FEC
LV | TYNDP2026 | NT | 2040 | TWh | 297 | Sub_sector | Transport | Planes | Transport (planes) | Energetic | transport_planes_final_demand_coal | Solids | EU | Energy demand | 0 | FEC
LV | TYNDP2026 | NT | 2040 | TWh | 298 | Sub_sector | Transport | Planes | Transport (planes) | Energetic | transport_planes_final_demand_oil | Liquids | EU | Energy demand | 0.0020578 | FEC
LV | TYNDP2026 | NT | 2040 | TWh | 299 | Sub_sector | Transport | Planes | Transport (planes) | Energetic | transport_planes_final_demand_other | Others | EU | Energy demand | 0 | FEC
LV | TYNDP2026 | NT | 2040 | TWh | 300 | Sub_sector | Transport | Planes | Transport (planes) | Energetic | transport_planes_final_demand_ammonia | Ammonia | EU | Energy demand | 0 | FEC
LV | TYNDP2026 | NT | 2040 | TWh | 302 | Sub_sector | Transport | Others | Transport (others) | Energetic | transport_other_final_demand_electricity | Electricity | EU | Energy demand | 0.00022439 | FEC
LV | TYNDP2026 | NT | 2040 | TWh | 303 | Sub_sector | Transport | Others | Transport (others) | Energetic | transport_other_final_demand_hydrogen | Hydrogen | EU | Energy demand | 0 | FEC
LV | TYNDP2026 | NT | 2040 | TWh | 304 | Sub_sector | Transport | Others | Transport (others) | Energetic | transport_other_final_demand_methane | Methane | EU | Energy demand | 0 | FEC
LV | TYNDP2026 | NT | 2040 | TWh | 305 | Sub_sector | Transport | Others | Transport (others) | Energetic | transport_other_final_demand_heat | Heat | EU | Energy demand | 0 | FEC
LV | TYNDP2026 | NT | 2040 | TWh | 306 | Sub_sector | Transport | Others | Transport (others) | Energetic | transport_other_final_demand_biomass | Biomass | EU | Energy demand | 0 | FEC
LV | TYNDP2026 | NT | 2040 | TWh | 307 | Sub_sector | Transport | Others | Transport (others) | Energetic | transport_other_final_demand_coal | Solids | EU | Energy demand | 0 | FEC
LV | TYNDP2026 | NT | 2040 | TWh | 308 | Sub_sector | Transport | Others | Transport (others) | Energetic | transport_other_final_demand_oil | Liquids | EU | Energy demand | 0.033756 | FEC
LV | TYNDP2026 | NT | 2040 | TWh | 309 | Sub_sector | Transport | Others | Transport (others) | Energetic | transport_other_final_demand_other | Others | EU | Energy demand | 0 | FEC
LV | TYNDP2026 | NT | 2040 | TWh | 310 | Sub_sector | Transport | Others | Transport (others) | Energetic | transport_other_final_demand_ammonia | Ammonia | EU | Energy demand | 0 | FEC
LV | TYNDP2026 | NT | 2040 | TWh | 312 | Sub_sector | International transport | International aviation | Transport (int. aviation) | Energetic | transport_int_aviation_final_demand_electricity | Electricity | EU | Energy demand | 0 | FEC
LV | TYNDP2026 | NT | 2040 | TWh | 313 | Sub_sector | International transport | International aviation | Transport (int. aviation) | Energetic | transport_int_aviation_final_demand_hydrogen | Hydrogen | EU | Energy demand | 0 | FEC
LV | TYNDP2026 | NT | 2040 | TWh | 314 | Sub_sector | International transport | International aviation | Transport (int. aviation) | Energetic | transport_int_aviation_final_demand_methane | Methane | EU | Energy demand | 0 | FEC
LV | TYNDP2026 | NT | 2040 | TWh | 315 | Sub_sector | International transport | International aviation | Transport (int. aviation) | Energetic | transport_int_aviation_final_demand_heat | Heat | EU | Energy demand | 0 | FEC
LV | TYNDP2026 | NT | 2040 | TWh | 316 | Sub_sector | International transport | International aviation | Transport (int. aviation) | Energetic | transport_int_aviation_final_demand_biofuels | Biomass | EU | Energy demand | 0 | FEC
LV | TYNDP2026 | NT | 2040 | TWh | 317 | Sub_sector | International transport | International aviation | Transport (int. aviation) | Energetic | transport_int_aviation_final_demand_coal | Solids | EU | Energy demand | 0 | FEC
LV | TYNDP2026 | NT | 2040 | TWh | 318 | Sub_sector | International transport | International aviation | Transport (int. aviation) | Energetic | transport_int_aviation_final_demand_oil | Liquids | EU | Energy demand | 1.6024 | FEC
LV | TYNDP2026 | NT | 2040 | TWh | 319 | Sub_sector | International transport | International aviation | Transport (int. aviation) | Energetic | transport_int_aviation_final_demand_other | Others | EU | Energy demand | 0 | FEC
LV | TYNDP2026 | NT | 2040 | TWh | 320 | Sub_sector | International transport | International aviation | Transport (int. aviation) | Energetic | transport_int_aviation_final_demand_ammonia | Ammonia | EU | Energy demand | 0 | FEC
LV | TYNDP2026 | NT | 2040 | TWh | 322 | Sub_sector | International transport | International shipping | Transport (int. shipping) | Energetic | transport_int_shipping_final_demand_electricity | Electricity | EU | Energy demand | 0 | not_included_in_FEC
LV | TYNDP2026 | NT | 2040 | TWh | 323 | Sub_sector | International transport | International shipping | Transport (int. shipping) | Energetic | transport_int_shipping_final_demand_hydrogen | Hydrogen | EU | Energy demand | 0 | not_included_in_FEC
LV | TYNDP2026 | NT | 2040 | TWh | 324 | Sub_sector | International transport | International shipping | Transport (int. shipping) | Energetic | transport_int_shipping_final_demand_methane | Methane | EU | Energy demand | 0 | not_included_in_FEC
LV | TYNDP2026 | NT | 2040 | TWh | 325 | Sub_sector | International transport | International shipping | Transport (int. shipping) | Energetic | transport_int_shipping_final_demand_heat | Heat | EU | Energy demand | 0 | not_included_in_FEC
LV | TYNDP2026 | NT | 2040 | TWh | 326 | Sub_sector | International transport | International shipping | Transport (int. shipping) | Energetic | transport_int_shipping_final_demand_biofuels | Biomass | EU | Energy demand | 0 | not_included_in_FEC
LV | TYNDP2026 | NT | 2040 | TWh | 327 | Sub_sector | International transport | International shipping | Transport (int. shipping) | Energetic | transport_int_shipping_final_demand_coal | Solids | EU | Energy demand | 0 | not_included_in_FEC
LV | TYNDP2026 | NT | 2040 | TWh | 328 | Sub_sector | International transport | International shipping | Transport (int. shipping) | Energetic | transport_int_shipping_final_demand_oil | Liquids | EU | Energy demand | 2.8191 | not_included_in_FEC
LV | TYNDP2026 | NT | 2040 | TWh | 329 | Sub_sector | International transport | International shipping | Transport (int. shipping) | Energetic | transport_int_shipping_final_demand_other | Others | EU | Energy demand | 0 | not_included_in_FEC
LV | TYNDP2026 | NT | 2040 | TWh | 330 | Sub_sector | International transport | International shipping | Transport (int. shipping) | Energetic | transport_int_shipping_final_demand_ammonia | Ammonia | EU | Energy demand | 0 | not_included_in_FEC
LV | TYNDP2026 | NT | 2040 | TWh | 332 | Sub_sector | Households | Space heating | Households (heating) | Energetic | households_heating_final_demand_electricity | Electricity | EU | Energy demand | 0 | FEC
LV | TYNDP2026 | NT | 2040 | TWh | 333 | Sub_sector | Households | Space heating | Households (heating) | Energetic | households_heating_final_demand_hydrogen | Hydrogen | EU | Energy demand | 0 | FEC
LV | TYNDP2026 | NT | 2040 | TWh | 334 | Sub_sector | Households | Space heating | Households (heating) | Energetic | households_heating_final_demand_methane | Methane | EU | Energy demand | 0.48955 | FEC
LV | TYNDP2026 | NT | 2040 | TWh | 335 | Sub_sector | Households | Space heating | Households (heating) | Energetic | households_heating_final_demand_heat | Heat | EU | Energy demand | 3.008 | FEC
LV | TYNDP2026 | NT | 2040 | TWh | 336 | Sub_sector | Households | Space heating | Households (heating) | Energetic | households_heating_final_demand_biomass | Biomass | EU | Energy demand | 3.8808 | FEC
LV | TYNDP2026 | NT | 2040 | TWh | 337 | Sub_sector | Households | Space heating | Households (heating) | Energetic | households_heating_final_demand_coal | Solids | EU | Energy demand | 0.11276 | FEC
LV | TYNDP2026 | NT | 2040 | TWh | 338 | Sub_sector | Households | Space heating | Households (heating) | Energetic | households_heating_final_demand_oil | Liquids | EU | Energy demand | 1.828 | FEC
LV | TYNDP2026 | NT | 2040 | TWh | 339 | Sub_sector | Households | Space heating | Households (heating) | Energetic | households_heating_final_demand_other | Others | EU | Energy demand | 0 | FEC
LV | TYNDP2026 | NT | 2040 | TWh | 340 | Sub_sector | Households | Space heating | Households (heating) | Energetic | households_heating_final_demand_ammonia | Ammonia | EU | Energy demand | 0 | FEC
LV | TYNDP2026 | NT | 2040 | TWh | 343 | Sub_sector | Households | Cooling | Households (cooling) | Energetic | households_cooling_final_demand_electricity | Electricity | EU | Energy demand | 0 | FEC
LV | TYNDP2026 | NT | 2040 | TWh | 344 | Sub_sector | Households | Cooling | Households (cooling) | Energetic | households_cooling_final_demand_hydrogen | Hydrogen | EU | Energy demand | 0 | FEC
LV | TYNDP2026 | NT | 2040 | TWh | 345 | Sub_sector | Households | Cooling | Households (cooling) | Energetic | households_cooling_final_demand_methane | Methane | EU | Energy demand | 0 | FEC
LV | TYNDP2026 | NT | 2040 | TWh | 346 | Sub_sector | Households | Cooling | Households (cooling) | Energetic | households_cooling_final_demand_heat | Heat | EU | Energy demand | 0 | FEC
LV | TYNDP2026 | NT | 2040 | TWh | 347 | Sub_sector | Households | Cooling | Households (cooling) | Energetic | households_cooling_final_demand_biomass | Biomass | EU | Energy demand | 0 | FEC
LV | TYNDP2026 | NT | 2040 | TWh | 348 | Sub_sector | Households | Cooling | Households (cooling) | Energetic | households_cooling_final_demand_coal | Solids | EU | Energy demand | 0 | FEC
LV | TYNDP2026 | NT | 2040 | TWh | 349 | Sub_sector | Households | Cooling | Households (cooling) | Energetic | households_cooling_final_demand_oil | Liquids | EU | Energy demand | 0 | FEC
LV | TYNDP2026 | NT | 2040 | TWh | 350 | Sub_sector | Households | Cooling | Households (cooling) | Energetic | households_cooling_final_demand_other | Others | EU | Energy demand | 0 | FEC
LV | TYNDP2026 | NT | 2040 | TWh | 351 | Sub_sector | Households | Cooling | Households (cooling) | Energetic | households_cooling_final_demand_ammonia | Ammonia | EU | Energy demand | 0 | FEC
LV | TYNDP2026 | NT | 2040 | TWh | 354 | Sub_sector | Households | Hot water | Households (hot water) | Energetic | households_hot_water_final_demand_electricity | Electricity | EU | Energy demand | 0 | FEC
LV | TYNDP2026 | NT | 2040 | TWh | 355 | Sub_sector | Households | Hot water | Households (hot water) | Energetic | households_hot_water_final_demand_hydrogen | Hydrogen | EU | Energy demand | 0 | FEC
LV | TYNDP2026 | NT | 2040 | TWh | 356 | Sub_sector | Households | Hot water | Households (hot water) | Energetic | households_hot_water_final_demand_methane | Methane | EU | Energy demand | 0.20506 | FEC
LV | TYNDP2026 | NT | 2040 | TWh | 357 | Sub_sector | Households | Hot water | Households (hot water) | Energetic | households_hot_water_final_demand_heat | Heat | EU | Energy demand | 1.2926 | FEC
LV | TYNDP2026 | NT | 2040 | TWh | 358 | Sub_sector | Households | Hot water | Households (hot water) | Energetic | households_hot_water_final_demand_biomass | Biomass | EU | Energy demand | 0.94335 | FEC
LV | TYNDP2026 | NT | 2040 | TWh | 359 | Sub_sector | Households | Hot water | Households (hot water) | Energetic | households_hot_water_final_demand_coal | Solids | EU | Energy demand | 0.018088 | FEC
LV | TYNDP2026 | NT | 2040 | TWh | 360 | Sub_sector | Households | Hot water | Households (hot water) | Energetic | households_hot_water_final_demand_oil | Liquids | EU | Energy demand | 0.19575 | FEC
LV | TYNDP2026 | NT | 2040 | TWh | 361 | Sub_sector | Households | Hot water | Households (hot water) | Energetic | households_hot_water_final_demand_other | Others | EU | Energy demand | 0 | FEC
LV | TYNDP2026 | NT | 2040 | TWh | 362 | Sub_sector | Households | Hot water | Households (hot water) | Energetic | households_hot_water_final_demand_ammonia | Ammonia | EU | Energy demand | 0 | FEC
LV | TYNDP2026 | NT | 2040 | TWh | 365 | Sub_sector | Households | Appliances | Households (appliances) | Energetic | households_appliances_final_demand_electricity | Electricity | EU | Energy demand | 1.46 | FEC
LV | TYNDP2026 | NT | 2040 | TWh | 366 | Sub_sector | Households | Appliances | Households (appliances) | Energetic | households_appliances_final_demand_hydrogen | Hydrogen | EU | Energy demand | 0 | FEC
LV | TYNDP2026 | NT | 2040 | TWh | 367 | Sub_sector | Households | Appliances | Households (appliances) | Energetic | households_appliances_final_demand_methane | Methane | EU | Energy demand | 0.2491 | FEC
LV | TYNDP2026 | NT | 2040 | TWh | 368 | Sub_sector | Households | Appliances | Households (appliances) | Energetic | households_appliances_final_demand_heat | Heat | EU | Energy demand | 0 | FEC
LV | TYNDP2026 | NT | 2040 | TWh | 369 | Sub_sector | Households | Appliances | Households (appliances) | Energetic | households_appliances_final_demand_biomass | Biomass | EU | Energy demand | 0.020049 | FEC
LV | TYNDP2026 | NT | 2040 | TWh | 370 | Sub_sector | Households | Appliances | Households (appliances) | Energetic | households_appliances_final_demand_coal | Solids | EU | Energy demand | 0 | FEC
LV | TYNDP2026 | NT | 2040 | TWh | 371 | Sub_sector | Households | Appliances | Households (appliances) | Energetic | households_appliances_final_demand_oil | Liquids | EU | Energy demand | 0 | FEC
LV | TYNDP2026 | NT | 2040 | TWh | 372 | Sub_sector | Households | Appliances | Households (appliances) | Energetic | households_appliances_final_demand_other | Others | EU | Energy demand | 0 | FEC
LV | TYNDP2026 | NT | 2040 | TWh | 373 | Sub_sector | Households | Appliances | Households (appliances) | Energetic | households_appliances_final_demand_ammonia | Ammonia | EU | Energy demand | 0 | FEC
LV | TYNDP2026 | NT | 2040 | TWh | 375 | Sub_sector | Buildings | Space heating | Buildings (heat) | Energetic | buildings_heat_final_demand_electricity | Electricity | EU | Energy demand | 0.68768 | FEC
LV | TYNDP2026 | NT | 2040 | TWh | 376 | Sub_sector | Buildings | Space heating | Buildings (heat) | Energetic | buildings_heat_final_demand_hydrogen | Hydrogen | EU | Energy demand | 0 | FEC
LV | TYNDP2026 | NT | 2040 | TWh | 377 | Sub_sector | Buildings | Space heating | Buildings (heat) | Energetic | buildings_heat_final_demand_methane | Methane | EU | Energy demand | 0.96311 | FEC
LV | TYNDP2026 | NT | 2040 | TWh | 378 | Sub_sector | Buildings | Space heating | Buildings (heat) | Energetic | buildings_heat_final_demand_heat | Heat | EU | Energy demand | 1.4462 | FEC
LV | TYNDP2026 | NT | 2040 | TWh | 379 | Sub_sector | Buildings | Space heating | Buildings (heat) | Energetic | buildings_heat_final_demand_biomass | Biomass | EU | Energy demand | 0.5729 | FEC
LV | TYNDP2026 | NT | 2040 | TWh | 380 | Sub_sector | Buildings | Space heating | Buildings (heat) | Energetic | buildings_heat_final_demand_coal | Solids | EU | Energy demand | 0.031274 | FEC
LV | TYNDP2026 | NT | 2040 | TWh | 381 | Sub_sector | Buildings | Space heating | Buildings (heat) | Energetic | buildings_heat_final_demand_oil | Liquids | EU | Energy demand | 0.29139 | FEC
LV | TYNDP2026 | NT | 2040 | TWh | 382 | Sub_sector | Buildings | Space heating | Buildings (heat) | Energetic | buildings_heat_final_demand_other | Others | EU | Energy demand | 0 | FEC
LV | TYNDP2026 | NT | 2040 | TWh | 383 | Sub_sector | Buildings | Space heating | Buildings (heat) | Energetic | buildings_heat_final_demand_ammonia | Ammonia | EU | Energy demand | 0 | FEC
LV | TYNDP2026 | NT | 2040 | TWh | 386 | Sub_sector | Buildings | Cooling | Buildings (cooling) | Energetic | buildings_cooling_final_demand_electricity | Electricity | EU | Energy demand | 0.033687 | FEC
LV | TYNDP2026 | NT | 2040 | TWh | 387 | Sub_sector | Buildings | Cooling | Buildings (cooling) | Energetic | buildings_cooling_final_demand_hydrogen | Hydrogen | EU | Energy demand | 0 | FEC
LV | TYNDP2026 | NT | 2040 | TWh | 388 | Sub_sector | Buildings | Cooling | Buildings (cooling) | Energetic | buildings_cooling_final_demand_methane | Methane | EU | Energy demand | 4.03e-05 | FEC
LV | TYNDP2026 | NT | 2040 | TWh | 389 | Sub_sector | Buildings | Cooling | Buildings (cooling) | Energetic | buildings_cooling_final_demand_heat | Heat | EU | Energy demand | 0 | FEC
LV | TYNDP2026 | NT | 2040 | TWh | 390 | Sub_sector | Buildings | Cooling | Buildings (cooling) | Energetic | buildings_cooling_final_demand_biomass | Biomass | EU | Energy demand | 0 | FEC
LV | TYNDP2026 | NT | 2040 | TWh | 391 | Sub_sector | Buildings | Cooling | Buildings (cooling) | Energetic | buildings_cooling_final_demand_coal | Solids | EU | Energy demand | 0 | FEC
LV | TYNDP2026 | NT | 2040 | TWh | 392 | Sub_sector | Buildings | Cooling | Buildings (cooling) | Energetic | buildings_cooling_final_demand_oil | Liquids | EU | Energy demand | 0 | FEC
LV | TYNDP2026 | NT | 2040 | TWh | 393 | Sub_sector | Buildings | Cooling | Buildings (cooling) | Energetic | buildings_cooling_final_demand_other | Others | EU | Energy demand | 0 | FEC
LV | TYNDP2026 | NT | 2040 | TWh | 394 | Sub_sector | Buildings | Cooling | Buildings (cooling) | Energetic | buildings_cooling_final_demand_ammonia | Ammonia | EU | Energy demand | 0 | FEC
LV | TYNDP2026 | NT | 2040 | TWh | 397 | Sub_sector | Buildings | Appliances | Buildings (appliances) | Energetic | buildings_appliances_final_demand_electricity | Electricity | EU | Energy demand | 1.7399 | FEC
LV | TYNDP2026 | NT | 2040 | TWh | 398 | Sub_sector | Buildings | Appliances | Buildings (appliances) | Energetic | buildings_appliances_final_demand_hydrogen | Hydrogen | EU | Energy demand | 0 | FEC
LV | TYNDP2026 | NT | 2040 | TWh | 399 | Sub_sector | Buildings | Appliances | Buildings (appliances) | Energetic | buildings_appliances_final_demand_methane | Methane | EU | Energy demand | 0.35221 | FEC
LV | TYNDP2026 | NT | 2040 | TWh | 400 | Sub_sector | Buildings | Appliances | Buildings (appliances) | Energetic | buildings_appliances_final_demand_heat | Heat | EU | Energy demand | 0 | FEC
LV | TYNDP2026 | NT | 2040 | TWh | 401 | Sub_sector | Buildings | Appliances | Buildings (appliances) | Energetic | buildings_appliances_final_demand_biomass | Biomass | EU | Energy demand | 0 | FEC
LV | TYNDP2026 | NT | 2040 | TWh | 402 | Sub_sector | Buildings | Appliances | Buildings (appliances) | Energetic | buildings_appliances_final_demand_coal | Solids | EU | Energy demand | 0 | FEC
LV | TYNDP2026 | NT | 2040 | TWh | 403 | Sub_sector | Buildings | Appliances | Buildings (appliances) | Energetic | buildings_appliances_final_demand_oil | Liquids | EU | Energy demand | 0 | FEC
LV | TYNDP2026 | NT | 2040 | TWh | 404 | Sub_sector | Buildings | Appliances | Buildings (appliances) | Energetic | buildings_appliances_final_demand_other | Others | EU | Energy demand | 0 | FEC
LV | TYNDP2026 | NT | 2040 | TWh | 405 | Sub_sector | Buildings | Appliances | Buildings (appliances) | Energetic | buildings_appliances_final_demand_ammonia | Ammonia | EU | Energy demand | 0 | FEC
LV | TYNDP2026 | NT | 2040 | TWh | 407 | Sub_sector | Buildings | Datacenters | Datacenters & ICT | Energetic | datacentres_final_demand_electricity_energetic | Electricity | EU | Energy demand | 0.45806 | FEC
LV | TYNDP2026 | NT | 2040 | TWh | 408 | Sub_sector | Buildings | Datacenters | Datacenters & ICT | Energetic | datacentres_final_demand_hydrogen_energetic | Hydrogen | EU | Energy demand | 0 | FEC
LV | TYNDP2026 | NT | 2040 | TWh | 409 | Sub_sector | Buildings | Datacenters | Datacenters & ICT | Energetic | datacentres_final_demand_methane_energetic | Methane | EU | Energy demand | 0 | FEC
LV | TYNDP2026 | NT | 2040 | TWh | 410 | Sub_sector | Buildings | Datacenters | Datacenters & ICT | Energetic | datacentres_final_demand_heat_energetic | Heat | EU | Energy demand | 0 | FEC
LV | TYNDP2026 | NT | 2040 | TWh | 411 | Sub_sector | Buildings | Datacenters | Datacenters & ICT | Energetic | datacentres_final_demand_biomass_energetic | Biomass | EU | Energy demand | 0 | FEC
LV | TYNDP2026 | NT | 2040 | TWh | 412 | Sub_sector | Buildings | Datacenters | Datacenters & ICT | Energetic | datacentres_final_demand_coal_energetic | Solids | EU | Energy demand | 0 | FEC
LV | TYNDP2026 | NT | 2040 | TWh | 413 | Sub_sector | Buildings | Datacenters | Datacenters & ICT | Energetic | datacentres_final_demand_oil_energetic | Liquids | EU | Energy demand | 0 | FEC
LV | TYNDP2026 | NT | 2040 | TWh | 414 | Sub_sector | Buildings | Datacenters | Datacenters & ICT | Energetic | datacentres_final_demand_other_energetic | Others | EU | Energy demand | 0 | FEC
LV | TYNDP2026 | NT | 2040 | TWh | 415 | Sub_sector | Buildings | Datacenters | Datacenters & ICT | Energetic | datacentres_final_demand_ammonia_energetic | Ammonia | EU | Energy demand | 0 | FEC
LV | TYNDP2026 | NT | 2040 | TWh | 417 | Sub_sector | Transport | Others_Sector | Others_Sector | Energetic | other_final_demand_electricity_energetic | Electricity | EU | Energy demand | 0.00023389 | FEC
LV | TYNDP2026 | NT | 2040 | TWh | 418 | Sub_sector | Transport | Others_Sector | Others_Sector | Energetic | other_final_demand_hydrogen_energetic | Hydrogen | EU | Energy demand | 0 | FEC
LV | TYNDP2026 | NT | 2040 | TWh | 419 | Sub_sector | Transport | Pipeline Transport | Others_Sector | Energetic | other_final_demand_methane_energetic | Methane | EU | Energy demand | 0.00642 | FEC
LV | TYNDP2026 | NT | 2040 | TWh | 420 | Sub_sector | Transport | Others_Sector | Others_Sector | Energetic | other_final_demand_heat_energetic | Heat | EU | Energy demand | 0.0013925 | FEC
LV | TYNDP2026 | NT | 2040 | TWh | 421 | Sub_sector | Transport | Others_Sector | Others_Sector | Energetic | other_final_demand_biomass_energetic | Biomass | EU | Energy demand | 0 | FEC
LV | TYNDP2026 | NT | 2040 | TWh | 422 | Sub_sector | Transport | Others_Sector | Others_Sector | Energetic | other_final_demand_coal_energetic | Solids | EU | Energy demand | 0 | FEC
LV | TYNDP2026 | NT | 2040 | TWh | 423 | Sub_sector | Transport | Others_Sector | Others_Sector | Energetic | other_final_demand_oil_energetic | Liquids | EU | Energy demand | 0.089421 | FEC
LV | TYNDP2026 | NT | 2040 | TWh | 424 | Sub_sector | Others_Sector | Others_Sector | Others_Sector | Non-energetic | other_final_demand_oil_non_energetic | Liquids | EU | Energy demand | 0.31049 | not_included_in_FEC
LV | TYNDP2026 | NT | 2040 | TWh | 425 | Sub_sector | Transport | Others_Sector | Others_Sector | Energetic | other_final_demand_other_energetic | Others | EU | Energy demand | 0 | FEC
LV | TYNDP2026 | NT | 2040 | TWh | 426 | Sub_sector | Transport | Others_Sector | Others_Sector | Energetic | other_final_demand_ammonia_energetic | Ammonia | EU | Energy demand | 0 | FEC
LV | TYNDP2026 | NT | 2040 | TWh | 427 | Sub_sector | Industry | Surplus_Heat_in_Industry | Surplus_Heat_in_Industry | Energetic | final_demand_of_industry_unused_local_production_steam_hot_water | Heat | EU | Energy demand | 0.32996 | FEC
LV | TYNDP2026 | NT | 2040 | TWh | 429 | Sub_sector | Agriculture | Total | Agriculture | Energetic | agriculture_final_demand_electricity_energetic | Electricity | EU | Energy demand | 0.1792 | FEC
LV | TYNDP2026 | NT | 2040 | TWh | 430 | Sub_sector | Agriculture | Total | Agriculture | Energetic | agriculture_final_demand_hydrogen_energetic | Hydrogen | EU | Energy demand | 0 | FEC
LV | TYNDP2026 | NT | 2040 | TWh | 431 | Sub_sector | Agriculture | Total | Agriculture | Energetic | agriculture_final_demand_methane_energetic | Methane | EU | Energy demand | 0.11679 | FEC
LV | TYNDP2026 | NT | 2040 | TWh | 432 | Sub_sector | Agriculture | Total | Agriculture | Energetic | agriculture_final_demand_heat_energetic | Heat | EU | Energy demand | 0.11429 | FEC
LV | TYNDP2026 | NT | 2040 | TWh | 433 | Sub_sector | Agriculture | Total | Agriculture | Energetic | agriculture_final_demand_biomass_energetic | Biomass | EU | Energy demand | 0.33249 | FEC
LV | TYNDP2026 | NT | 2040 | TWh | 434 | Sub_sector | Agriculture | Total | Agriculture | Energetic | agriculture_final_demand_coal_energetic | Solids | EU | Energy demand | 0 | FEC
LV | TYNDP2026 | NT | 2040 | TWh | 435 | Sub_sector | Agriculture | Total | Agriculture | Energetic | agriculture_final_demand_oil_energetic | Liquids | EU | Energy demand | 1.6021 | FEC
LV | TYNDP2026 | NT | 2040 | TWh | 436 | Sub_sector | Agriculture | Total | Agriculture | Energetic | agriculture_final_demand_other_energetic | Others | EU | Energy demand | 0 | FEC
LV | TYNDP2026 | NT | 2040 | TWh | 437 | Sub_sector | Agriculture | Total | Agriculture | Energetic | agriculture_final_demand_ammonia_energetic | Ammonia | EU | Energy demand | 0 | FEC
LV | TYNDP2026 | NT | 2040 | TWh | 447 | Sub_sector | Buildings | Surplus Energy | Buildings | Energetic | GAP | Electricity | EU | Energy demand | 0 | FEC
LV | TYNDP2026 | NT | 2040 | TWh | 448 | Sub_sector | Buildings | Surplus Energy | Buildings | Energetic | GAP | Hydrogen | EU | Energy demand | 0 | FEC
LV | TYNDP2026 | NT | 2040 | TWh | 449 | Sub_sector | Buildings | Surplus Energy | Buildings | Energetic | GAP | Methane | EU | Energy demand | 0 | FEC
LV | TYNDP2026 | NT | 2040 | TWh | 450 | Sub_sector | Buildings | Surplus Energy | Buildings | Energetic | GAP | Heat | EU | Energy demand | 0 | FEC
LV | TYNDP2026 | NT | 2040 | TWh | 451 | Sub_sector | Buildings | Surplus Energy | Buildings | Energetic | GAP | Biomass | EU | Energy demand | 0.069264 | FEC
LV | TYNDP2026 | NT | 2040 | TWh | 452 | Sub_sector | Buildings | Surplus Energy | Buildings | Energetic | GAP | Solids | EU | Energy demand | 0 | FEC
LV | TYNDP2026 | NT | 2040 | TWh | 453 | Sub_sector | Buildings | Surplus Energy | Buildings | Energetic | GAP | Liquids | EU | Energy demand | 0.030768 | FEC
LV | TYNDP2026 | NT | 2040 | TWh | 454 | Sub_sector | Buildings | Surplus Energy | Buildings | Energetic | GAP | Others | EU | Energy demand | 0 | FEC
LV | TYNDP2026 | NT | 2040 | TWh | 455 | Sub_sector | Buildings | Surplus Energy | Buildings | Energetic | GAP | Ammonia | EU | Energy demand | 0 | FEC
LV | TYNDP2026 | NT | 2040 | TWh | 456 | Sub_sector | Households | Surplus Energy | Households | Energetic | GAP | Electricity | EU | Energy demand | 0 | FEC
LV | TYNDP2026 | NT | 2040 | TWh | 457 | Sub_sector | Households | Surplus Energy | Households | Energetic | GAP | Hydrogen | EU | Energy demand | 0 | FEC
LV | TYNDP2026 | NT | 2040 | TWh | 458 | Sub_sector | Households | Surplus Energy | Households | Energetic | GAP | Methane | EU | Energy demand | 0 | FEC
LV | TYNDP2026 | NT | 2040 | TWh | 459 | Sub_sector | Households | Surplus Energy | Households | Energetic | GAP | Heat | EU | Energy demand | 0 | FEC
LV | TYNDP2026 | NT | 2040 | TWh | 460 | Sub_sector | Households | Surplus Energy | Households | Energetic | GAP | Biomass | EU | Energy demand | 0 | FEC
LV | TYNDP2026 | NT | 2040 | TWh | 461 | Sub_sector | Households | Surplus Energy | Households | Energetic | GAP | Solids | EU | Energy demand | 0 | FEC
LV | TYNDP2026 | NT | 2040 | TWh | 462 | Sub_sector | Households | Surplus Energy | Households | Energetic | GAP | Liquids | EU | Energy demand | 0 | FEC
LV | TYNDP2026 | NT | 2040 | TWh | 463 | Sub_sector | Households | Surplus Energy | Households | Energetic | GAP | Others | EU | Energy demand | 0 | FEC
LV | TYNDP2026 | NT | 2040 | TWh | 464 | Sub_sector | Households | Surplus Energy | Households | Energetic | GAP | Ammonia | EU | Energy demand | 0 | FEC
LV | TYNDP2026 | NT | 2050 | TWh | 102 | Sub_sector | Industry | Aluminium | Industry (aluminium) | Energetic | industry_aluminium_demand_electricity_energetic | Electricity | EU | Energy demand | 0 | FEC
LV | TYNDP2026 | NT | 2050 | TWh | 103 | Sub_sector | Industry | Aluminium | Industry (aluminium) | Energetic | industry_aluminium_demand_hydrogen_energetic | Hydrogen | EU | Energy demand | 0 | FEC
LV | TYNDP2026 | NT | 2050 | TWh | 104 | Sub_sector | Industry | Aluminium | Industry (aluminium) | Energetic | industry_aluminium_demand_methane_energetic | Methane | EU | Energy demand | 0 | FEC
LV | TYNDP2026 | NT | 2050 | TWh | 105 | Sub_sector | Industry | Aluminium | Industry (aluminium) | Energetic | industry_aluminium_demand_heat_energetic | Heat | EU | Energy demand | 0 | FEC
LV | TYNDP2026 | NT | 2050 | TWh | 106 | Sub_sector | Industry | Aluminium | Industry (aluminium) | Energetic | industry_aluminium_demand_biomass_energetic | Biomass | EU | Energy demand | 0 | FEC
LV | TYNDP2026 | NT | 2050 | TWh | 107 | Sub_sector | Industry | Aluminium | Industry (aluminium) | Energetic | industry_aluminium_demand_coal_energetic | Solids | EU | Energy demand | 0 | FEC
LV | TYNDP2026 | NT | 2050 | TWh | 108 | Sub_sector | Industry | Aluminium | Industry (aluminium) | Energetic | industry_aluminium_demand_oil_energetic | Liquids | EU | Energy demand | 0 | FEC
LV | TYNDP2026 | NT | 2050 | TWh | 109 | Sub_sector | Industry | Aluminium | Industry (aluminium) | Energetic | industry_aluminium_demand_others_energetic | Others | EU | Energy demand | 0 | FEC
LV | TYNDP2026 | NT | 2050 | TWh | 110 | Sub_sector | Industry | Aluminium | Industry (aluminium) | Energetic | industry_ammonia_demand_others_energetic | Ammonia | EU | Energy demand | 0 | FEC
LV | TYNDP2026 | NT | 2050 | TWh | 112 | Sub_sector | Industry | Chemicals | Industry (chemicals, energetic) | Energetic | industry_chemical_demand_electricity_energetic | Electricity | EU | Energy demand | 0.060558 | FEC
LV | TYNDP2026 | NT | 2050 | TWh | 113 | Sub_sector | Industry | Chemicals | Industry (chemicals, energetic) | Energetic | industry_chemical_demand_hydrogen_energetic | Hydrogen | EU | Energy demand | 0 | FEC
LV | TYNDP2026 | NT | 2050 | TWh | 114 | Sub_sector | Industry | Chemicals | Industry (chemicals, energetic) | Energetic | industry_chemical_demand_methane_energetic | Methane | EU | Energy demand | 0.08244 | FEC
LV | TYNDP2026 | NT | 2050 | TWh | 115 | Sub_sector | Industry | Chemicals | Industry (chemicals, energetic) | Energetic | industry_chemical_demand_heat_energetic | Heat | EU | Energy demand | 0.01134 | FEC
LV | TYNDP2026 | NT | 2050 | TWh | 116 | Sub_sector | Industry | Chemicals | Industry (chemicals, energetic) | Energetic | industry_chemical_demand_biomass_energetic | Biomass | EU | Energy demand | 0.043399 | FEC
LV | TYNDP2026 | NT | 2050 | TWh | 117 | Sub_sector | Industry | Chemicals | Industry (chemicals, energetic) | Energetic | industry_chemical_demand_coal_energetic | Solids | EU | Energy demand | 4.06e-05 | FEC
LV | TYNDP2026 | NT | 2050 | TWh | 118 | Sub_sector | Industry | Chemicals | Industry (chemicals, energetic) | Energetic | industry_chemical_demand_oil_energetic | Liquids | EU | Energy demand | 0.048657 | FEC
LV | TYNDP2026 | NT | 2050 | TWh | 119 | Sub_sector | Industry | Chemicals | Industry (chemicals, energetic) | Energetic | industry_chemical_demand_others_energetic | Others | EU | Energy demand | 0 | FEC
LV | TYNDP2026 | NT | 2050 | TWh | 120 | Sub_sector | Industry | Chemicals | Industry (chemicals, energetic) | Energetic | industry_chemical_demand_ammonia_energetic | Ammonia | EU | Energy demand | 0 | FEC
LV | TYNDP2026 | NT | 2050 | TWh | 122 | Sub_sector | Industry | Chemicals | Industry (chemicals, non-energetic) | Non-energetic | industry_chemical_demand_electricity_non_energetic | Electricity | EU | Energy demand | 0 | not_included_in_FEC
LV | TYNDP2026 | NT | 2050 | TWh | 123 | Sub_sector | Industry | Chemicals | Industry (chemicals, non-energetic) | Non-energetic | industry_chemical_demand_hydrogen_non_energetic | Hydrogen | EU | Energy demand | 0 | not_included_in_FEC
LV | TYNDP2026 | NT | 2050 | TWh | 124 | Sub_sector | Industry | Chemicals | Industry (chemicals, non-energetic) | Non-energetic | industry_chemical_demand_methane_non_energetic | Methane | EU | Energy demand | 0 | not_included_in_FEC
LV | TYNDP2026 | NT | 2050 | TWh | 125 | Sub_sector | Industry | Chemicals | Industry (chemicals, non-energetic) | Non-energetic | industry_chemical_demand_heat_non_energetic | Heat | EU | Energy demand | 0 | not_included_in_FEC
LV | TYNDP2026 | NT | 2050 | TWh | 126 | Sub_sector | Industry | Chemicals | Industry (chemicals, non-energetic) | Non-energetic | industry_chemical_demand_biomass_non_energetic | Biomass | EU | Energy demand | 0 | not_included_in_FEC
LV | TYNDP2026 | NT | 2050 | TWh | 127 | Sub_sector | Industry | Chemicals | Industry (chemicals, non-energetic) | Non-energetic | industry_chemical_demand_coal_non_energetic | Solids | EU | Energy demand | 0 | not_included_in_FEC
LV | TYNDP2026 | NT | 2050 | TWh | 128 | Sub_sector | Industry | Chemicals | Industry (chemicals, non-energetic) | Non-energetic | industry_chemical_demand_oil_non_energetic | Liquids | EU | Energy demand | 0.013143 | not_included_in_FEC
LV | TYNDP2026 | NT | 2050 | TWh | 129 | Sub_sector | Industry | Chemicals | Industry (chemicals, non-energetic) | Non-energetic | industry_chemical_demand_others_non_energetic | Others | EU | Energy demand | 0 | not_included_in_FEC
LV | TYNDP2026 | NT | 2050 | TWh | 130 | Sub_sector | Industry | Chemicals | Industry (chemicals, non-energetic) | Non-energetic | industry_chemical_demand_ammonia_non_energetic | Ammonia | EU | Energy demand | 0 | not_included_in_FEC
LV | TYNDP2026 | NT | 2050 | TWh | 132 | Sub_sector | Industry | Fertilizers | Industry (fertilizers, energetic) | Energetic | industry_fertilizers_demand_electricity_energetic | Electricity | EU | Energy demand | 0 | FEC
LV | TYNDP2026 | NT | 2050 | TWh | 133 | Sub_sector | Industry | Fertilizers | Industry (fertilizers, energetic) | Energetic | industry_fertilizers_demand_hydrogen_energetic | Hydrogen | EU | Energy demand | 0 | FEC
LV | TYNDP2026 | NT | 2050 | TWh | 134 | Sub_sector | Industry | Fertilizers | Industry (fertilizers, energetic) | Energetic | industry_fertilizers_demand_methane_energetic | Methane | EU | Energy demand | 0 | FEC
LV | TYNDP2026 | NT | 2050 | TWh | 135 | Sub_sector | Industry | Fertilizers | Industry (fertilizers, energetic) | Energetic | industry_fertilizers_demand_heat_energetic | Heat | EU | Energy demand | 0 | FEC
LV | TYNDP2026 | NT | 2050 | TWh | 136 | Sub_sector | Industry | Fertilizers | Industry (fertilizers, energetic) | Energetic | industry_fertilizers_demand_biomass_energetic | Biomass | EU | Energy demand | 0 | FEC
LV | TYNDP2026 | NT | 2050 | TWh | 137 | Sub_sector | Industry | Fertilizers | Industry (fertilizers, energetic) | Energetic | industry_fertilizers_demand_coal_energetic | Solids | EU | Energy demand | 0 | FEC
LV | TYNDP2026 | NT | 2050 | TWh | 138 | Sub_sector | Industry | Fertilizers | Industry (fertilizers, energetic) | Energetic | industry_fertilizers_demand_oil_energetic | Liquids | EU | Energy demand | 0 | FEC
LV | TYNDP2026 | NT | 2050 | TWh | 139 | Sub_sector | Industry | Fertilizers | Industry (fertilizers, energetic) | Energetic | industry_fertilizers_demand_others_energetic | Others | EU | Energy demand | 0 | FEC
LV | TYNDP2026 | NT | 2050 | TWh | 140 | Sub_sector | Industry | Fertilizers | Industry (fertilizers, energetic) | Energetic | industry_fertilizers_demand_ammonia_energetic | Ammonia | EU | Energy demand | 0 | FEC
LV | TYNDP2026 | NT | 2050 | TWh | 142 | Sub_sector | Industry | Fertilizers | Industry (fertilizers, non-energetic) | Non-energetic | industry_fertilizers_demand_electricity_non_energetic | Electricity | EU | Energy demand | 0 | not_included_in_FEC
LV | TYNDP2026 | NT | 2050 | TWh | 143 | Sub_sector | Industry | Fertilizers | Industry (fertilizers, non-energetic) | Non-energetic | industry_fertilizers_demand_hydrogen_non_energetic | Hydrogen | EU | Energy demand | 0 | not_included_in_FEC
LV | TYNDP2026 | NT | 2050 | TWh | 144 | Sub_sector | Industry | Fertilizers | Industry (fertilizers, non-energetic) | Non-energetic | industry_fertilizers_demand_methane_non_energetic | Methane | EU | Energy demand | 0 | not_included_in_FEC
LV | TYNDP2026 | NT | 2050 | TWh | 145 | Sub_sector | Industry | Fertilizers | Industry (fertilizers, non-energetic) | Non-energetic | industry_fertilizers_demand_heat_non_energetic | Heat | EU | Energy demand | 0 | not_included_in_FEC
LV | TYNDP2026 | NT | 2050 | TWh | 146 | Sub_sector | Industry | Fertilizers | Industry (fertilizers, non-energetic) | Non-energetic | industry_fertilizers_demand_biomass_non_energetic | Biomass | EU | Energy demand | 0 | not_included_in_FEC
LV | TYNDP2026 | NT | 2050 | TWh | 147 | Sub_sector | Industry | Fertilizers | Industry (fertilizers, non-energetic) | Non-energetic | industry_fertilizers_demand_coal_non_energetic | Solids | EU | Energy demand | 0 | not_included_in_FEC
LV | TYNDP2026 | NT | 2050 | TWh | 148 | Sub_sector | Industry | Fertilizers | Industry (fertilizers, non-energetic) | Non-energetic | industry_fertilizers_demand_oil_non_energetic | Liquids | EU | Energy demand | 0 | not_included_in_FEC
LV | TYNDP2026 | NT | 2050 | TWh | 149 | Sub_sector | Industry | Fertilizers | Industry (fertilizers, non-energetic) | Non-energetic | industry_fertilizers_demand_others_non_energetic | Others | EU | Energy demand | 0 | not_included_in_FEC
LV | TYNDP2026 | NT | 2050 | TWh | 150 | Sub_sector | Industry | Fertilizers | Industry (fertilizers, non-energetic) | Non-energetic | industry_fertilizers_demand_ammonia_non_energetic | Ammonia | EU | Energy demand | 0 | not_included_in_FEC
LV | TYNDP2026 | NT | 2050 | TWh | 152 | Sub_sector | Industry | Food | Industry (food) | Energetic | industry_food_demand_electricity_energetic | Electricity | EU | Energy demand | 0.27878 | FEC
LV | TYNDP2026 | NT | 2050 | TWh | 153 | Sub_sector | Industry | Food | Industry (food) | Energetic | industry_food_demand_hydrogen_energetic | Hydrogen | EU | Energy demand | 0 | FEC
LV | TYNDP2026 | NT | 2050 | TWh | 154 | Sub_sector | Industry | Food | Industry (food) | Energetic | industry_food_demand_methane_energetic | Methane | EU | Energy demand | 0.3479 | FEC
LV | TYNDP2026 | NT | 2050 | TWh | 155 | Sub_sector | Industry | Food | Industry (food) | Energetic | industry_food_demand_heat_energetic | Heat | EU | Energy demand | 0.074338 | FEC
LV | TYNDP2026 | NT | 2050 | TWh | 156 | Sub_sector | Industry | Food | Industry (food) | Energetic | industry_food_demand_biomass_energetic | Biomass | EU | Energy demand | 0.12508 | FEC
LV | TYNDP2026 | NT | 2050 | TWh | 157 | Sub_sector | Industry | Food | Industry (food) | Energetic | industry_food_demand_coal_energetic | Solids | EU | Energy demand | 0.0040064 | FEC
LV | TYNDP2026 | NT | 2050 | TWh | 158 | Sub_sector | Industry | Food | Industry (food) | Energetic | industry_food_demand_oil_energetic | Liquids | EU | Energy demand | 0.078509 | FEC
LV | TYNDP2026 | NT | 2050 | TWh | 159 | Sub_sector | Industry | Food | Industry (food) | Energetic | industry_food_demand_others_energetic | Others | EU | Energy demand | 0 | FEC
LV | TYNDP2026 | NT | 2050 | TWh | 160 | Sub_sector | Industry | Food | Industry (food) | Energetic | industry_food_demand_ammonia_energetic | Ammonia | EU | Energy demand | 0 | FEC
LV | TYNDP2026 | NT | 2050 | TWh | 162 | Sub_sector | Industry | Metals | Industry (metal) | Energetic | industry_metal_demand_electricity_energetic | Electricity | EU | Energy demand | 0.0047519 | FEC
LV | TYNDP2026 | NT | 2050 | TWh | 163 | Sub_sector | Industry | Metals | Industry (metal) | Energetic | industry_metal_demand_hydrogen_energetic | Hydrogen | EU | Energy demand | 0 | FEC
LV | TYNDP2026 | NT | 2050 | TWh | 164 | Sub_sector | Industry | Metals | Industry (metal) | Energetic | industry_metal_demand_methane_energetic | Methane | EU | Energy demand | 0.0062381 | FEC
LV | TYNDP2026 | NT | 2050 | TWh | 165 | Sub_sector | Industry | Metals | Industry (metal) | Energetic | industry_metal_demand_heat_energetic | Heat | EU | Energy demand | 0 | FEC
LV | TYNDP2026 | NT | 2050 | TWh | 166 | Sub_sector | Industry | Metals | Industry (metal) | Energetic | industry_metal_demand_biomass_energetic | Biomass | EU | Energy demand | 0 | FEC
LV | TYNDP2026 | NT | 2050 | TWh | 167 | Sub_sector | Industry | Metals | Industry (metal) | Energetic | industry_metal_demand_coal_energetic | Solids | EU | Energy demand | 0.00020972 | FEC
LV | TYNDP2026 | NT | 2050 | TWh | 168 | Sub_sector | Industry | Metals | Industry (metal) | Energetic | industry_metal_demand_oil_energetic | Liquids | EU | Energy demand | 0 | FEC
LV | TYNDP2026 | NT | 2050 | TWh | 169 | Sub_sector | Industry | Metals | Industry (metal) | Energetic | industry_metal_demand_others_energetic | Others | EU | Energy demand | 0 | FEC
LV | TYNDP2026 | NT | 2050 | TWh | 170 | Sub_sector | Industry | Metals | Industry (metal) | Energetic | industry_metal_demand_ammonia_energetic | Ammonia | EU | Energy demand | 0 | FEC
LV | TYNDP2026 | NT | 2050 | TWh | 172 | Sub_sector | Industry | Others | Industry (other, energetic) | Energetic | industry_other_demand_electricity_energetic | Electricity | EU | Energy demand | 1.4634 | FEC
LV | TYNDP2026 | NT | 2050 | TWh | 173 | Sub_sector | Industry | Others | Industry (other, energetic) | Energetic | industry_other_demand_hydrogen_energetic | Hydrogen | EU | Energy demand | 0 | FEC
LV | TYNDP2026 | NT | 2050 | TWh | 174 | Sub_sector | Industry | Others | Industry (other, energetic) | Energetic | industry_other_demand_methane_energetic | Methane | EU | Energy demand | 0.66951 | FEC
LV | TYNDP2026 | NT | 2050 | TWh | 175 | Sub_sector | Industry | Others | Industry (other, energetic) | Energetic | industry_other_demand_heat_energetic | Heat | EU | Energy demand | 0.86532 | FEC
LV | TYNDP2026 | NT | 2050 | TWh | 176 | Sub_sector | Industry | Others | Industry (other, energetic) | Energetic | industry_other_demand_biomass_energetic | Biomass | EU | Energy demand | 4.1644 | FEC
LV | TYNDP2026 | NT | 2050 | TWh | 177 | Sub_sector | Industry | Others | Industry (other, energetic) | Energetic | industry_other_demand_coal_energetic | Solids | EU | Energy demand | 0.33677 | FEC
LV | TYNDP2026 | NT | 2050 | TWh | 178 | Sub_sector | Industry | Others | Industry (other, energetic) | Energetic | industry_other_demand_oil_energetic | Liquids | EU | Energy demand | 0.44963 | FEC
LV | TYNDP2026 | NT | 2050 | TWh | 179 | Sub_sector | Industry | Others | Industry (other, energetic) | Energetic | industry_other_demand_others_energetic | Others | EU | Energy demand | 0 | FEC
LV | TYNDP2026 | NT | 2050 | TWh | 180 | Sub_sector | Industry | Others | Industry (other, energetic) | Energetic | industry_other_demand_ammonia_energetic | Ammonia | EU | Energy demand | 0 | FEC
LV | TYNDP2026 | NT | 2050 | TWh | 182 | Sub_sector | Industry | Others | Industry (other, non-energetic) | Non-energetic | industry_other_demand_electricity_non_energetic | Electricity | EU | Energy demand | 0 | not_included_in_FEC
LV | TYNDP2026 | NT | 2050 | TWh | 183 | Sub_sector | Industry | Others | Industry (other, non-energetic) | Non-energetic | industry_other_demand_hydrogen_non_energetic | Hydrogen | EU | Energy demand | 0 | not_included_in_FEC
LV | TYNDP2026 | NT | 2050 | TWh | 184 | Sub_sector | Industry | Others | Industry (other, non-energetic) | Non-energetic | industry_other_demand_methane_non_energetic | Methane | EU | Energy demand | 0 | not_included_in_FEC
LV | TYNDP2026 | NT | 2050 | TWh | 185 | Sub_sector | Industry | Others | Industry (other, non-energetic) | Non-energetic | industry_other_demand_heat_non_energetic | Heat | EU | Energy demand | 0 | not_included_in_FEC
LV | TYNDP2026 | NT | 2050 | TWh | 186 | Sub_sector | Industry | Others | Industry (other, non-energetic) | Non-energetic | industry_other_demand_biomass_non_energetic | Biomass | EU | Energy demand | 0 | not_included_in_FEC
LV | TYNDP2026 | NT | 2050 | TWh | 187 | Sub_sector | Industry | Others | Industry (other, non-energetic) | Non-energetic | industry_other_demand_coal_non_energetic | Solids | EU | Energy demand | 0 | not_included_in_FEC
LV | TYNDP2026 | NT | 2050 | TWh | 188 | Sub_sector | Industry | Others | Industry (other, non-energetic) | Non-energetic | industry_other_demand_oil_non_energetic | Liquids | EU | Energy demand | 0.71471 | not_included_in_FEC
LV | TYNDP2026 | NT | 2050 | TWh | 189 | Sub_sector | Industry | Others | Industry (other, non-energetic) | Non-energetic | industry_other_demand_others_non_energetic | Others | EU | Energy demand | 0 | not_included_in_FEC
LV | TYNDP2026 | NT | 2050 | TWh | 190 | Sub_sector | Industry | Others | Industry (other, non-energetic) | Non-energetic | industry_other_demand_ammonia_non_energetic | Ammonia | EU | Energy demand | 0 | not_included_in_FEC
LV | TYNDP2026 | NT | 2050 | TWh | 192 | Sub_sector | Industry | Paper | Industry (paper) | Energetic | industry_paper_demand_electricity_energetic | Electricity | EU | Energy demand | 0.027382 | FEC
LV | TYNDP2026 | NT | 2050 | TWh | 193 | Sub_sector | Industry | Paper | Industry (paper) | Energetic | industry_paper_demand_hydrogen_energetic | Hydrogen | EU | Energy demand | 0 | FEC
LV | TYNDP2026 | NT | 2050 | TWh | 194 | Sub_sector | Industry | Paper | Industry (paper) | Energetic | industry_paper_demand_methane_energetic | Methane | EU | Energy demand | 0.026251 | FEC
LV | TYNDP2026 | NT | 2050 | TWh | 195 | Sub_sector | Industry | Paper | Industry (paper) | Energetic | industry_paper_demand_heat_energetic | Heat | EU | Energy demand | 0.0015203 | FEC
LV | TYNDP2026 | NT | 2050 | TWh | 196 | Sub_sector | Industry | Paper | Industry (paper) | Energetic | industry_paper_demand_biomass_energetic | Biomass | EU | Energy demand | 0.0048158 | FEC
LV | TYNDP2026 | NT | 2050 | TWh | 197 | Sub_sector | Industry | Paper | Industry (paper) | Energetic | industry_paper_demand_coal_energetic | Solids | EU | Energy demand | 0 | FEC
LV | TYNDP2026 | NT | 2050 | TWh | 198 | Sub_sector | Industry | Paper | Industry (paper) | Energetic | industry_paper_demand_oil_energetic | Liquids | EU | Energy demand | 0.0011519 | FEC
LV | TYNDP2026 | NT | 2050 | TWh | 199 | Sub_sector | Industry | Paper | Industry (paper) | Energetic | industry_paper_demand_others_energetic | Others | EU | Energy demand | 0 | FEC
LV | TYNDP2026 | NT | 2050 | TWh | 200 | Sub_sector | Industry | Paper | Industry (paper) | Energetic | industry_paper_demand_ammonia_energetic | Ammonia | EU | Energy demand | 0 | FEC
LV | TYNDP2026 | NT | 2050 | TWh | 202 | Sub_sector | Industry | Refineries | Industry (refineries, energetic) | Energetic | industry_refinery_demand_electricity_energetic | Electricity | EU | Energy demand | 0 | not_included_in_FEC
LV | TYNDP2026 | NT | 2050 | TWh | 203 | Sub_sector | Industry | Refineries | Industry (refineries, energetic) | Energetic | industry_refinery_demand_hydrogen_energetic | Hydrogen | EU | Energy demand | 0 | not_included_in_FEC
LV | TYNDP2026 | NT | 2050 | TWh | 204 | Sub_sector | Industry | Refineries | Industry (refineries, energetic) | Energetic | industry_refinery_demand_methane_energetic | Methane | EU | Energy demand | 0 | not_included_in_FEC
LV | TYNDP2026 | NT | 2050 | TWh | 205 | Sub_sector | Industry | Refineries | Industry (refineries, energetic) | Energetic | industry_refinery_demand_heat_energetic | Heat | EU | Energy demand | 0 | not_included_in_FEC
LV | TYNDP2026 | NT | 2050 | TWh | 206 | Sub_sector | Industry | Refineries | Industry (refineries, energetic) | Energetic | industry_refinery_demand_biomass_energetic | Biomass | EU | Energy demand | 0 | not_included_in_FEC
LV | TYNDP2026 | NT | 2050 | TWh | 207 | Sub_sector | Industry | Refineries | Industry (refineries, energetic) | Energetic | industry_refinery_demand_coal_energetic | Solids | EU | Energy demand | 0 | not_included_in_FEC
LV | TYNDP2026 | NT | 2050 | TWh | 208 | Sub_sector | Industry | Refineries | Industry (refineries, energetic) | Energetic | industry_refinery_demand_oil_energetic | Liquids | EU | Energy demand | 0 | not_included_in_FEC
LV | TYNDP2026 | NT | 2050 | TWh | 209 | Sub_sector | Industry | Refineries | Industry (refineries, energetic) | Energetic | industry_refinery_demand_others_energetic | Others | EU | Energy demand | 0 | not_included_in_FEC
LV | TYNDP2026 | NT | 2050 | TWh | 210 | Sub_sector | Industry | Refineries | Industry (refineries, energetic) | Energetic | industry_refinery_demand_ammonia_energetic | Ammonia | EU | Energy demand | 0 | not_included_in_FEC
LV | TYNDP2026 | NT | 2050 | TWh | 212 | Sub_sector | Industry | Refineries | Industry (refineries, non-energetic) | Non-energetic | industry_refinery_demand_electricity_non_energetic | Electricity | EU | Energy demand | 0 | not_included_in_FEC
LV | TYNDP2026 | NT | 2050 | TWh | 213 | Sub_sector | Industry | Refineries | Industry (refineries, non-energetic) | Non-energetic | industry_refinery_demand_hydrogen_non_energetic | Hydrogen | EU | Energy demand | 0 | not_included_in_FEC
LV | TYNDP2026 | NT | 2050 | TWh | 214 | Sub_sector | Industry | Refineries | Industry (refineries, non-energetic) | Non-energetic | industry_refinery_demand_methane_non_energetic | Methane | EU | Energy demand | 0 | not_included_in_FEC
LV | TYNDP2026 | NT | 2050 | TWh | 215 | Sub_sector | Industry | Refineries | Industry (refineries, non-energetic) | Non-energetic | industry_refinery_demand_heat_non_energetic | Heat | EU | Energy demand | 0 | not_included_in_FEC
LV | TYNDP2026 | NT | 2050 | TWh | 216 | Sub_sector | Industry | Refineries | Industry (refineries, non-energetic) | Non-energetic | industry_refinery_demand_biomass_non_energetic | Biomass | EU | Energy demand | 0 | not_included_in_FEC
LV | TYNDP2026 | NT | 2050 | TWh | 217 | Sub_sector | Industry | Refineries | Industry (refineries, non-energetic) | Non-energetic | industry_refinery_demand_coal_non_energetic | Solids | EU | Energy demand | 0 | not_included_in_FEC
LV | TYNDP2026 | NT | 2050 | TWh | 218 | Sub_sector | Industry | Refineries | Industry (refineries, non-energetic) | Non-energetic | industry_refinery_demand_oil_non_energetic | Liquids | EU | Energy demand | 0 | not_included_in_FEC
LV | TYNDP2026 | NT | 2050 | TWh | 219 | Sub_sector | Industry | Refineries | Industry (refineries, non-energetic) | Non-energetic | industry_refinery_demand_others_non_energetic | Others | EU | Energy demand | 0 | not_included_in_FEC
LV | TYNDP2026 | NT | 2050 | TWh | 220 | Sub_sector | Industry | Refineries | Industry (refineries, non-energetic) | Non-energetic | industry_refinery_demand_ammonia_non_energetic | Ammonia | EU | Energy demand | 0 | not_included_in_FEC
LV | TYNDP2026 | NT | 2050 | TWh | 222 | Sub_sector | Industry | Steel | Industry (steel) | Energetic | industry_steel_demand_electricity_energetic | Electricity | EU | Energy demand | 0 | FEC
LV | TYNDP2026 | NT | 2050 | TWh | 223 | Sub_sector | Industry | Steel | Industry (steel) | Energetic | industry_steel_demand_hydrogen_energetic | Hydrogen | EU | Energy demand | 0 | FEC
LV | TYNDP2026 | NT | 2050 | TWh | 224 | Sub_sector | Industry | Steel | Industry (steel) | Energetic | industry_steel_demand_methane_energetic | Methane | EU | Energy demand | 0 | FEC
LV | TYNDP2026 | NT | 2050 | TWh | 225 | Sub_sector | Industry | Steel | Industry (steel) | Energetic | industry_steel_demand_heat_energetic | Heat | EU | Energy demand | 0 | FEC
LV | TYNDP2026 | NT | 2050 | TWh | 226 | Sub_sector | Industry | Steel | Industry (steel) | Energetic | industry_steel_demand_biomass_energetic | Biomass | EU | Energy demand | 0 | FEC
LV | TYNDP2026 | NT | 2050 | TWh | 227 | Sub_sector | Industry | Steel | Industry (steel) | Energetic | industry_steel_demand_coal_energetic | Solids | EU | Energy demand | 0 | FEC
LV | TYNDP2026 | NT | 2050 | TWh | 228 | Sub_sector | Industry | Steel | Industry (steel) | Energetic | industry_steel_demand_oil_energetic | Liquids | EU | Energy demand | 0 | FEC
LV | TYNDP2026 | NT | 2050 | TWh | 229 | Sub_sector | Industry | Steel | Industry (steel) | Energetic | industry_steel_demand_others_energetic | Others | EU | Energy demand | 0 | FEC
LV | TYNDP2026 | NT | 2050 | TWh | 230 | Sub_sector | Industry | Steel | Industry (steel) | Energetic | industry_steel_demand_ammonia_energetic | Ammonia | EU | Energy demand | 0 | FEC
LV | TYNDP2026 | NT | 2050 | TWh | 232 | Sub_sector | Transport | Cars | Transport (cars) | Energetic | transport_cars_final_demand_electricity | Electricity | EU | Energy demand | 0.00071781 | FEC
LV | TYNDP2026 | NT | 2050 | TWh | 233 | Sub_sector | Transport | Cars | Transport (cars) | Energetic | transport_cars_final_demand_hydrogen | Hydrogen | EU | Energy demand | 0 | FEC
LV | TYNDP2026 | NT | 2050 | TWh | 234 | Sub_sector | Transport | Cars | Transport (cars) | Energetic | transport_cars_final_demand_methane | Methane | EU | Energy demand | 0.00085993 | FEC
LV | TYNDP2026 | NT | 2050 | TWh | 235 | Sub_sector | Transport | Cars | Transport (cars) | Energetic | transport_cars_final_demand_heat | Heat | EU | Energy demand | 0 | FEC
LV | TYNDP2026 | NT | 2050 | TWh | 236 | Sub_sector | Transport | Cars | Transport (cars) | Energetic | transport_cars_final_demand_biomass | Biomass | EU | Energy demand | 0 | FEC
LV | TYNDP2026 | NT | 2050 | TWh | 237 | Sub_sector | Transport | Cars | Transport (cars) | Energetic | transport_cars_final_demand_coal | Solids | EU | Energy demand | 0 | FEC
LV | TYNDP2026 | NT | 2050 | TWh | 238 | Sub_sector | Transport | Cars | Transport (cars) | Energetic | transport_cars_final_demand_oil | Liquids | EU | Energy demand | 7.6147 | FEC
LV | TYNDP2026 | NT | 2050 | TWh | 239 | Sub_sector | Transport | Cars | Transport (cars) | Energetic | transport_cars_final_demand_other | Others | EU | Energy demand | 0 | FEC
LV | TYNDP2026 | NT | 2050 | TWh | 240 | Sub_sector | Transport | Cars | Transport (cars) | Energetic | transport_cars_final_demand_ammonia | Ammonia | EU | Energy demand | 0 | FEC
LV | TYNDP2026 | NT | 2050 | TWh | 242 | Sub_sector | Transport | Busses | Transport (busses) | Energetic | transport_busses_final_demand_electricity | Electricity | EU | Energy demand | 0.023181 | FEC
LV | TYNDP2026 | NT | 2050 | TWh | 243 | Sub_sector | Transport | Busses | Transport (busses) | Energetic | transport_busses_final_demand_hydrogen | Hydrogen | EU | Energy demand | 0 | FEC
LV | TYNDP2026 | NT | 2050 | TWh | 244 | Sub_sector | Transport | Busses | Transport (busses) | Energetic | transport_busses_final_demand_methane | Methane | EU | Energy demand | 0.0009567 | FEC
LV | TYNDP2026 | NT | 2050 | TWh | 245 | Sub_sector | Transport | Busses | Transport (busses) | Energetic | transport_busses_final_demand_heat | Heat | EU | Energy demand | 0 | FEC
LV | TYNDP2026 | NT | 2050 | TWh | 246 | Sub_sector | Transport | Busses | Transport (busses) | Energetic | transport_busses_final_demand_biomass | Biomass | EU | Energy demand | 0 | FEC
LV | TYNDP2026 | NT | 2050 | TWh | 247 | Sub_sector | Transport | Busses | Transport (busses) | Energetic | transport_busses_final_demand_coal | Solids | EU | Energy demand | 0 | FEC
LV | TYNDP2026 | NT | 2050 | TWh | 248 | Sub_sector | Transport | Busses | Transport (busses) | Energetic | transport_busses_final_demand_oil | Liquids | EU | Energy demand | 0.45484 | FEC
LV | TYNDP2026 | NT | 2050 | TWh | 249 | Sub_sector | Transport | Busses | Transport (busses) | Energetic | transport_busses_final_demand_other | Others | EU | Energy demand | 0 | FEC
LV | TYNDP2026 | NT | 2050 | TWh | 250 | Sub_sector | Transport | Busses | Transport (busses) | Energetic | transport_busses_final_demand_ammonia | Ammonia | EU | Energy demand | 0 | FEC
LV | TYNDP2026 | NT | 2050 | TWh | 252 | Sub_sector | Transport | Trucks | Transport (trucks) | Energetic | transport_trucks_final_demand_electricity | Electricity | EU | Energy demand | 0 | FEC
LV | TYNDP2026 | NT | 2050 | TWh | 253 | Sub_sector | Transport | Trucks | Transport (trucks) | Energetic | transport_trucks_final_demand_hydrogen | Hydrogen | EU | Energy demand | 0 | FEC
LV | TYNDP2026 | NT | 2050 | TWh | 254 | Sub_sector | Transport | Trucks | Transport (trucks) | Energetic | transport_trucks_final_demand_methane | Methane | EU | Energy demand | 2.92e-05 | FEC
LV | TYNDP2026 | NT | 2050 | TWh | 255 | Sub_sector | Transport | Trucks | Transport (trucks) | Energetic | transport_trucks_final_demand_heat | Heat | EU | Energy demand | 0 | FEC
LV | TYNDP2026 | NT | 2050 | TWh | 256 | Sub_sector | Transport | Trucks | Transport (trucks) | Energetic | transport_trucks_final_demand_biomass | Biomass | EU | Energy demand | 0 | FEC
LV | TYNDP2026 | NT | 2050 | TWh | 257 | Sub_sector | Transport | Trucks | Transport (trucks) | Energetic | transport_trucks_final_demand_coal | Solids | EU | Energy demand | 0 | FEC
LV | TYNDP2026 | NT | 2050 | TWh | 258 | Sub_sector | Transport | Trucks | Transport (trucks) | Energetic | transport_trucks_final_demand_oil | Liquids | EU | Energy demand | 2.0875 | FEC
LV | TYNDP2026 | NT | 2050 | TWh | 259 | Sub_sector | Transport | Trucks | Transport (trucks) | Energetic | transport_trucks_final_demand_other | Others | EU | Energy demand | 0 | FEC
LV | TYNDP2026 | NT | 2050 | TWh | 260 | Sub_sector | Transport | Trucks | Transport (trucks) | Energetic | transport_trucks_final_demand_ammonia | Ammonia | EU | Energy demand | 0 | FEC
LV | TYNDP2026 | NT | 2050 | TWh | 262 | Sub_sector | Transport | Vans | Transport (vans) | Energetic | transport_vans_final_demand_electricity | Electricity | EU | Energy demand | 0.00019142 | FEC
LV | TYNDP2026 | NT | 2050 | TWh | 263 | Sub_sector | Transport | Vans | Transport (vans) | Energetic | transport_vans_final_demand_hydrogen | Hydrogen | EU | Energy demand | 0 | FEC
LV | TYNDP2026 | NT | 2050 | TWh | 264 | Sub_sector | Transport | Vans | Transport (vans) | Energetic | transport_vans_final_demand_methane | Methane | EU | Energy demand | 5.59e-05 | FEC
LV | TYNDP2026 | NT | 2050 | TWh | 265 | Sub_sector | Transport | Vans | Transport (vans) | Energetic | transport_vans_final_demand_heat | Heat | EU | Energy demand | 0 | FEC
LV | TYNDP2026 | NT | 2050 | TWh | 266 | Sub_sector | Transport | Vans | Transport (vans) | Energetic | transport_vans_final_demand_biomass | Biomass | EU | Energy demand | 0 | FEC
LV | TYNDP2026 | NT | 2050 | TWh | 267 | Sub_sector | Transport | Vans | Transport (vans) | Energetic | transport_vans_final_demand_coal | Solids | EU | Energy demand | 0 | FEC
LV | TYNDP2026 | NT | 2050 | TWh | 268 | Sub_sector | Transport | Vans | Transport (vans) | Energetic | transport_vans_final_demand_oil | Liquids | EU | Energy demand | 0.52772 | FEC
LV | TYNDP2026 | NT | 2050 | TWh | 269 | Sub_sector | Transport | Vans | Transport (vans) | Energetic | transport_vans_final_demand_other | Others | EU | Energy demand | 0 | FEC
LV | TYNDP2026 | NT | 2050 | TWh | 270 | Sub_sector | Transport | Vans | Transport (vans) | Energetic | transport_vans_final_demand_ammonia | Ammonia | EU | Energy demand | 0 | FEC
LV | TYNDP2026 | NT | 2050 | TWh | 272 | Sub_sector | Transport | Freight trains | Transport (trains) | Energetic | transport_trains_final_demand_electricity | Electricity | EU | Energy demand | 0.065145 | FEC
LV | TYNDP2026 | NT | 2050 | TWh | 273 | Sub_sector | Transport | Freight trains | Transport (trains) | Energetic | transport_trains_final_demand_hydrogen | Hydrogen | EU | Energy demand | 0 | FEC
LV | TYNDP2026 | NT | 2050 | TWh | 274 | Sub_sector | Transport | Freight trains | Transport (trains) | Energetic | transport_trains_final_demand_methane | Methane | EU | Energy demand | 0 | FEC
LV | TYNDP2026 | NT | 2050 | TWh | 275 | Sub_sector | Transport | Freight trains | Transport (trains) | Energetic | transport_trains_final_demand_heat | Heat | EU | Energy demand | 0 | FEC
LV | TYNDP2026 | NT | 2050 | TWh | 276 | Sub_sector | Transport | Freight trains | Transport (trains) | Energetic | transport_trains_final_demand_biomass | Biomass | EU | Energy demand | 0 | FEC
LV | TYNDP2026 | NT | 2050 | TWh | 277 | Sub_sector | Transport | Freight trains | Transport (trains) | Energetic | transport_trains_final_demand_coal | Solids | EU | Energy demand | 0 | FEC
LV | TYNDP2026 | NT | 2050 | TWh | 278 | Sub_sector | Transport | Freight trains | Transport (trains) | Energetic | transport_trains_final_demand_oil | Liquids | EU | Energy demand | 0.50947 | FEC
LV | TYNDP2026 | NT | 2050 | TWh | 279 | Sub_sector | Transport | Freight trains | Transport (trains) | Energetic | transport_trains_final_demand_other | Others | EU | Energy demand | 0 | FEC
LV | TYNDP2026 | NT | 2050 | TWh | 280 | Sub_sector | Transport | Freight trains | Transport (trains) | Energetic | transport_trains_final_demand_ammonia | Ammonia | EU | Energy demand | 0 | FEC
LV | TYNDP2026 | NT | 2050 | TWh | 282 | Sub_sector | Transport | Ships | Transport (ships) | Energetic | transport_ships_final_demand_electricity | Electricity | EU | Energy demand | 0.0094534 | FEC
LV | TYNDP2026 | NT | 2050 | TWh | 283 | Sub_sector | Transport | Ships | Transport (ships) | Energetic | transport_ships_final_demand_hydrogen | Hydrogen | EU | Energy demand | 0 | FEC
LV | TYNDP2026 | NT | 2050 | TWh | 284 | Sub_sector | Transport | Ships | Transport (ships) | Energetic | transport_ships_final_demand_methane | Methane | EU | Energy demand | 0.00073245 | FEC
LV | TYNDP2026 | NT | 2050 | TWh | 285 | Sub_sector | Transport | Ships | Transport (ships) | Energetic | transport_ships_final_demand_heat | Heat | EU | Energy demand | 0 | FEC
LV | TYNDP2026 | NT | 2050 | TWh | 286 | Sub_sector | Transport | Ships | Transport (ships) | Energetic | transport_ships_final_demand_biomass | Biomass | EU | Energy demand | 0 | FEC
LV | TYNDP2026 | NT | 2050 | TWh | 287 | Sub_sector | Transport | Ships | Transport (ships) | Energetic | transport_ships_final_demand_coal | Solids | EU | Energy demand | 0 | FEC
LV | TYNDP2026 | NT | 2050 | TWh | 288 | Sub_sector | Transport | Ships | Transport (ships) | Energetic | transport_ships_final_demand_oil | Liquids | EU | Energy demand | 0.063868 | FEC
LV | TYNDP2026 | NT | 2050 | TWh | 289 | Sub_sector | Transport | Ships | Transport (ships) | Energetic | transport_ships_final_demand_other | Others | EU | Energy demand | 0 | FEC
LV | TYNDP2026 | NT | 2050 | TWh | 290 | Sub_sector | Transport | Ships | Transport (ships) | Energetic | transport_ships_final_demand_ammonia | Ammonia | EU | Energy demand | 0 | FEC
LV | TYNDP2026 | NT | 2050 | TWh | 292 | Sub_sector | Transport | Planes | Transport (planes) | Energetic | transport_planes_final_demand_electricity | Electricity | EU | Energy demand | 0 | FEC
LV | TYNDP2026 | NT | 2050 | TWh | 293 | Sub_sector | Transport | Planes | Transport (planes) | Energetic | transport_planes_final_demand_hydrogen | Hydrogen | EU | Energy demand | 0 | FEC
LV | TYNDP2026 | NT | 2050 | TWh | 294 | Sub_sector | Transport | Planes | Transport (planes) | Energetic | transport_planes_final_demand_methane | Methane | EU | Energy demand | 0 | FEC
LV | TYNDP2026 | NT | 2050 | TWh | 295 | Sub_sector | Transport | Planes | Transport (planes) | Energetic | transport_planes_final_demand_heat | Heat | EU | Energy demand | 0 | FEC
LV | TYNDP2026 | NT | 2050 | TWh | 296 | Sub_sector | Transport | Planes | Transport (planes) | Energetic | transport_planes_final_demand_biomass | Biomass | EU | Energy demand | 0 | FEC
LV | TYNDP2026 | NT | 2050 | TWh | 297 | Sub_sector | Transport | Planes | Transport (planes) | Energetic | transport_planes_final_demand_coal | Solids | EU | Energy demand | 0 | FEC
LV | TYNDP2026 | NT | 2050 | TWh | 298 | Sub_sector | Transport | Planes | Transport (planes) | Energetic | transport_planes_final_demand_oil | Liquids | EU | Energy demand | 0.0019345 | FEC
LV | TYNDP2026 | NT | 2050 | TWh | 299 | Sub_sector | Transport | Planes | Transport (planes) | Energetic | transport_planes_final_demand_other | Others | EU | Energy demand | 0 | FEC
LV | TYNDP2026 | NT | 2050 | TWh | 300 | Sub_sector | Transport | Planes | Transport (planes) | Energetic | transport_planes_final_demand_ammonia | Ammonia | EU | Energy demand | 0 | FEC
LV | TYNDP2026 | NT | 2050 | TWh | 302 | Sub_sector | Transport | Others | Transport (others) | Energetic | transport_other_final_demand_electricity | Electricity | EU | Energy demand | 0.00021777 | FEC
LV | TYNDP2026 | NT | 2050 | TWh | 303 | Sub_sector | Transport | Others | Transport (others) | Energetic | transport_other_final_demand_hydrogen | Hydrogen | EU | Energy demand | 0 | FEC
LV | TYNDP2026 | NT | 2050 | TWh | 304 | Sub_sector | Transport | Others | Transport (others) | Energetic | transport_other_final_demand_methane | Methane | EU | Energy demand | 0 | FEC
LV | TYNDP2026 | NT | 2050 | TWh | 305 | Sub_sector | Transport | Others | Transport (others) | Energetic | transport_other_final_demand_heat | Heat | EU | Energy demand | 0 | FEC
LV | TYNDP2026 | NT | 2050 | TWh | 306 | Sub_sector | Transport | Others | Transport (others) | Energetic | transport_other_final_demand_biomass | Biomass | EU | Energy demand | 0 | FEC
LV | TYNDP2026 | NT | 2050 | TWh | 307 | Sub_sector | Transport | Others | Transport (others) | Energetic | transport_other_final_demand_coal | Solids | EU | Energy demand | 0 | FEC
LV | TYNDP2026 | NT | 2050 | TWh | 308 | Sub_sector | Transport | Others | Transport (others) | Energetic | transport_other_final_demand_oil | Liquids | EU | Energy demand | 0.032435 | FEC
LV | TYNDP2026 | NT | 2050 | TWh | 309 | Sub_sector | Transport | Others | Transport (others) | Energetic | transport_other_final_demand_other | Others | EU | Energy demand | 0 | FEC
LV | TYNDP2026 | NT | 2050 | TWh | 310 | Sub_sector | Transport | Others | Transport (others) | Energetic | transport_other_final_demand_ammonia | Ammonia | EU | Energy demand | 0 | FEC
LV | TYNDP2026 | NT | 2050 | TWh | 312 | Sub_sector | International transport | International aviation | Transport (int. aviation) | Energetic | transport_int_aviation_final_demand_electricity | Electricity | EU | Energy demand | 0 | FEC
LV | TYNDP2026 | NT | 2050 | TWh | 313 | Sub_sector | International transport | International aviation | Transport (int. aviation) | Energetic | transport_int_aviation_final_demand_hydrogen | Hydrogen | EU | Energy demand | 0 | FEC
LV | TYNDP2026 | NT | 2050 | TWh | 314 | Sub_sector | International transport | International aviation | Transport (int. aviation) | Energetic | transport_int_aviation_final_demand_methane | Methane | EU | Energy demand | 0 | FEC
LV | TYNDP2026 | NT | 2050 | TWh | 315 | Sub_sector | International transport | International aviation | Transport (int. aviation) | Energetic | transport_int_aviation_final_demand_heat | Heat | EU | Energy demand | 0 | FEC
LV | TYNDP2026 | NT | 2050 | TWh | 316 | Sub_sector | International transport | International aviation | Transport (int. aviation) | Energetic | transport_int_aviation_final_demand_biofuels | Biomass | EU | Energy demand | 0 | FEC
LV | TYNDP2026 | NT | 2050 | TWh | 317 | Sub_sector | International transport | International aviation | Transport (int. aviation) | Energetic | transport_int_aviation_final_demand_coal | Solids | EU | Energy demand | 0 | FEC
LV | TYNDP2026 | NT | 2050 | TWh | 318 | Sub_sector | International transport | International aviation | Transport (int. aviation) | Energetic | transport_int_aviation_final_demand_oil | Liquids | EU | Energy demand | 1.5064 | FEC
LV | TYNDP2026 | NT | 2050 | TWh | 319 | Sub_sector | International transport | International aviation | Transport (int. aviation) | Energetic | transport_int_aviation_final_demand_other | Others | EU | Energy demand | 0 | FEC
LV | TYNDP2026 | NT | 2050 | TWh | 320 | Sub_sector | International transport | International aviation | Transport (int. aviation) | Energetic | transport_int_aviation_final_demand_ammonia | Ammonia | EU | Energy demand | 0 | FEC
LV | TYNDP2026 | NT | 2050 | TWh | 322 | Sub_sector | International transport | International shipping | Transport (int. shipping) | Energetic | transport_int_shipping_final_demand_electricity | Electricity | EU | Energy demand | 0 | not_included_in_FEC
LV | TYNDP2026 | NT | 2050 | TWh | 323 | Sub_sector | International transport | International shipping | Transport (int. shipping) | Energetic | transport_int_shipping_final_demand_hydrogen | Hydrogen | EU | Energy demand | 0 | not_included_in_FEC
LV | TYNDP2026 | NT | 2050 | TWh | 324 | Sub_sector | International transport | International shipping | Transport (int. shipping) | Energetic | transport_int_shipping_final_demand_methane | Methane | EU | Energy demand | 0 | not_included_in_FEC
LV | TYNDP2026 | NT | 2050 | TWh | 325 | Sub_sector | International transport | International shipping | Transport (int. shipping) | Energetic | transport_int_shipping_final_demand_heat | Heat | EU | Energy demand | 0 | not_included_in_FEC
LV | TYNDP2026 | NT | 2050 | TWh | 326 | Sub_sector | International transport | International shipping | Transport (int. shipping) | Energetic | transport_int_shipping_final_demand_biofuels | Biomass | EU | Energy demand | 0 | not_included_in_FEC
LV | TYNDP2026 | NT | 2050 | TWh | 327 | Sub_sector | International transport | International shipping | Transport (int. shipping) | Energetic | transport_int_shipping_final_demand_coal | Solids | EU | Energy demand | 0 | not_included_in_FEC
LV | TYNDP2026 | NT | 2050 | TWh | 328 | Sub_sector | International transport | International shipping | Transport (int. shipping) | Energetic | transport_int_shipping_final_demand_oil | Liquids | EU | Energy demand | 2.5775 | not_included_in_FEC
LV | TYNDP2026 | NT | 2050 | TWh | 329 | Sub_sector | International transport | International shipping | Transport (int. shipping) | Energetic | transport_int_shipping_final_demand_other | Others | EU | Energy demand | 0 | not_included_in_FEC
LV | TYNDP2026 | NT | 2050 | TWh | 330 | Sub_sector | International transport | International shipping | Transport (int. shipping) | Energetic | transport_int_shipping_final_demand_ammonia | Ammonia | EU | Energy demand | 0 | not_included_in_FEC
LV | TYNDP2026 | NT | 2050 | TWh | 332 | Sub_sector | Households | Space heating | Households (heating) | Energetic | households_heating_final_demand_electricity | Electricity | EU | Energy demand | 0 | FEC
LV | TYNDP2026 | NT | 2050 | TWh | 333 | Sub_sector | Households | Space heating | Households (heating) | Energetic | households_heating_final_demand_hydrogen | Hydrogen | EU | Energy demand | 0 | FEC
LV | TYNDP2026 | NT | 2050 | TWh | 334 | Sub_sector | Households | Space heating | Households (heating) | Energetic | households_heating_final_demand_methane | Methane | EU | Energy demand | 0.48955 | FEC
LV | TYNDP2026 | NT | 2050 | TWh | 335 | Sub_sector | Households | Space heating | Households (heating) | Energetic | households_heating_final_demand_heat | Heat | EU | Energy demand | 3.008 | FEC
LV | TYNDP2026 | NT | 2050 | TWh | 336 | Sub_sector | Households | Space heating | Households (heating) | Energetic | households_heating_final_demand_biomass | Biomass | EU | Energy demand | 3.8808 | FEC
LV | TYNDP2026 | NT | 2050 | TWh | 337 | Sub_sector | Households | Space heating | Households (heating) | Energetic | households_heating_final_demand_coal | Solids | EU | Energy demand | 0.11276 | FEC
LV | TYNDP2026 | NT | 2050 | TWh | 338 | Sub_sector | Households | Space heating | Households (heating) | Energetic | households_heating_final_demand_oil | Liquids | EU | Energy demand | 1.828 | FEC
LV | TYNDP2026 | NT | 2050 | TWh | 339 | Sub_sector | Households | Space heating | Households (heating) | Energetic | households_heating_final_demand_other | Others | EU | Energy demand | 0 | FEC
LV | TYNDP2026 | NT | 2050 | TWh | 340 | Sub_sector | Households | Space heating | Households (heating) | Energetic | households_heating_final_demand_ammonia | Ammonia | EU | Energy demand | 0 | FEC
LV | TYNDP2026 | NT | 2050 | TWh | 343 | Sub_sector | Households | Cooling | Households (cooling) | Energetic | households_cooling_final_demand_electricity | Electricity | EU | Energy demand | 0 | FEC
LV | TYNDP2026 | NT | 2050 | TWh | 344 | Sub_sector | Households | Cooling | Households (cooling) | Energetic | households_cooling_final_demand_hydrogen | Hydrogen | EU | Energy demand | 0 | FEC
LV | TYNDP2026 | NT | 2050 | TWh | 345 | Sub_sector | Households | Cooling | Households (cooling) | Energetic | households_cooling_final_demand_methane | Methane | EU | Energy demand | 0 | FEC
LV | TYNDP2026 | NT | 2050 | TWh | 346 | Sub_sector | Households | Cooling | Households (cooling) | Energetic | households_cooling_final_demand_heat | Heat | EU | Energy demand | 0 | FEC
LV | TYNDP2026 | NT | 2050 | TWh | 347 | Sub_sector | Households | Cooling | Households (cooling) | Energetic | households_cooling_final_demand_biomass | Biomass | EU | Energy demand | 0 | FEC
LV | TYNDP2026 | NT | 2050 | TWh | 348 | Sub_sector | Households | Cooling | Households (cooling) | Energetic | households_cooling_final_demand_coal | Solids | EU | Energy demand | 0 | FEC
LV | TYNDP2026 | NT | 2050 | TWh | 349 | Sub_sector | Households | Cooling | Households (cooling) | Energetic | households_cooling_final_demand_oil | Liquids | EU | Energy demand | 0 | FEC
LV | TYNDP2026 | NT | 2050 | TWh | 350 | Sub_sector | Households | Cooling | Households (cooling) | Energetic | households_cooling_final_demand_other | Others | EU | Energy demand | 0 | FEC
LV | TYNDP2026 | NT | 2050 | TWh | 351 | Sub_sector | Households | Cooling | Households (cooling) | Energetic | households_cooling_final_demand_ammonia | Ammonia | EU | Energy demand | 0 | FEC
LV | TYNDP2026 | NT | 2050 | TWh | 354 | Sub_sector | Households | Hot water | Households (hot water) | Energetic | households_hot_water_final_demand_electricity | Electricity | EU | Energy demand | 0 | FEC
LV | TYNDP2026 | NT | 2050 | TWh | 355 | Sub_sector | Households | Hot water | Households (hot water) | Energetic | households_hot_water_final_demand_hydrogen | Hydrogen | EU | Energy demand | 0 | FEC
LV | TYNDP2026 | NT | 2050 | TWh | 356 | Sub_sector | Households | Hot water | Households (hot water) | Energetic | households_hot_water_final_demand_methane | Methane | EU | Energy demand | 0.20506 | FEC
LV | TYNDP2026 | NT | 2050 | TWh | 357 | Sub_sector | Households | Hot water | Households (hot water) | Energetic | households_hot_water_final_demand_heat | Heat | EU | Energy demand | 1.2926 | FEC
LV | TYNDP2026 | NT | 2050 | TWh | 358 | Sub_sector | Households | Hot water | Households (hot water) | Energetic | households_hot_water_final_demand_biomass | Biomass | EU | Energy demand | 0.94335 | FEC
LV | TYNDP2026 | NT | 2050 | TWh | 359 | Sub_sector | Households | Hot water | Households (hot water) | Energetic | households_hot_water_final_demand_coal | Solids | EU | Energy demand | 0.018088 | FEC
LV | TYNDP2026 | NT | 2050 | TWh | 360 | Sub_sector | Households | Hot water | Households (hot water) | Energetic | households_hot_water_final_demand_oil | Liquids | EU | Energy demand | 0.19575 | FEC
LV | TYNDP2026 | NT | 2050 | TWh | 361 | Sub_sector | Households | Hot water | Households (hot water) | Energetic | households_hot_water_final_demand_other | Others | EU | Energy demand | 0 | FEC
LV | TYNDP2026 | NT | 2050 | TWh | 362 | Sub_sector | Households | Hot water | Households (hot water) | Energetic | households_hot_water_final_demand_ammonia | Ammonia | EU | Energy demand | 0 | FEC
LV | TYNDP2026 | NT | 2050 | TWh | 365 | Sub_sector | Households | Appliances | Households (appliances) | Energetic | households_appliances_final_demand_electricity | Electricity | EU | Energy demand | 1.46 | FEC
LV | TYNDP2026 | NT | 2050 | TWh | 366 | Sub_sector | Households | Appliances | Households (appliances) | Energetic | households_appliances_final_demand_hydrogen | Hydrogen | EU | Energy demand | 0 | FEC
LV | TYNDP2026 | NT | 2050 | TWh | 367 | Sub_sector | Households | Appliances | Households (appliances) | Energetic | households_appliances_final_demand_methane | Methane | EU | Energy demand | 0.2491 | FEC
LV | TYNDP2026 | NT | 2050 | TWh | 368 | Sub_sector | Households | Appliances | Households (appliances) | Energetic | households_appliances_final_demand_heat | Heat | EU | Energy demand | 0 | FEC
LV | TYNDP2026 | NT | 2050 | TWh | 369 | Sub_sector | Households | Appliances | Households (appliances) | Energetic | households_appliances_final_demand_biomass | Biomass | EU | Energy demand | 0.020049 | FEC
LV | TYNDP2026 | NT | 2050 | TWh | 370 | Sub_sector | Households | Appliances | Households (appliances) | Energetic | households_appliances_final_demand_coal | Solids | EU | Energy demand | 0 | FEC
LV | TYNDP2026 | NT | 2050 | TWh | 371 | Sub_sector | Households | Appliances | Households (appliances) | Energetic | households_appliances_final_demand_oil | Liquids | EU | Energy demand | 0 | FEC
LV | TYNDP2026 | NT | 2050 | TWh | 372 | Sub_sector | Households | Appliances | Households (appliances) | Energetic | households_appliances_final_demand_other | Others | EU | Energy demand | 0 | FEC
LV | TYNDP2026 | NT | 2050 | TWh | 373 | Sub_sector | Households | Appliances | Households (appliances) | Energetic | households_appliances_final_demand_ammonia | Ammonia | EU | Energy demand | 0 | FEC
LV | TYNDP2026 | NT | 2050 | TWh | 375 | Sub_sector | Buildings | Space heating | Buildings (heat) | Energetic | buildings_heat_final_demand_electricity | Electricity | EU | Energy demand | 0.68768 | FEC
LV | TYNDP2026 | NT | 2050 | TWh | 376 | Sub_sector | Buildings | Space heating | Buildings (heat) | Energetic | buildings_heat_final_demand_hydrogen | Hydrogen | EU | Energy demand | 0 | FEC
LV | TYNDP2026 | NT | 2050 | TWh | 377 | Sub_sector | Buildings | Space heating | Buildings (heat) | Energetic | buildings_heat_final_demand_methane | Methane | EU | Energy demand | 0.96311 | FEC
LV | TYNDP2026 | NT | 2050 | TWh | 378 | Sub_sector | Buildings | Space heating | Buildings (heat) | Energetic | buildings_heat_final_demand_heat | Heat | EU | Energy demand | 1.4462 | FEC
LV | TYNDP2026 | NT | 2050 | TWh | 379 | Sub_sector | Buildings | Space heating | Buildings (heat) | Energetic | buildings_heat_final_demand_biomass | Biomass | EU | Energy demand | 0.5729 | FEC
LV | TYNDP2026 | NT | 2050 | TWh | 380 | Sub_sector | Buildings | Space heating | Buildings (heat) | Energetic | buildings_heat_final_demand_coal | Solids | EU | Energy demand | 0.031274 | FEC
LV | TYNDP2026 | NT | 2050 | TWh | 381 | Sub_sector | Buildings | Space heating | Buildings (heat) | Energetic | buildings_heat_final_demand_oil | Liquids | EU | Energy demand | 0.29139 | FEC
LV | TYNDP2026 | NT | 2050 | TWh | 382 | Sub_sector | Buildings | Space heating | Buildings (heat) | Energetic | buildings_heat_final_demand_other | Others | EU | Energy demand | 0 | FEC
LV | TYNDP2026 | NT | 2050 | TWh | 383 | Sub_sector | Buildings | Space heating | Buildings (heat) | Energetic | buildings_heat_final_demand_ammonia | Ammonia | EU | Energy demand | 0 | FEC
LV | TYNDP2026 | NT | 2050 | TWh | 386 | Sub_sector | Buildings | Cooling | Buildings (cooling) | Energetic | buildings_cooling_final_demand_electricity | Electricity | EU | Energy demand | 0.033687 | FEC
LV | TYNDP2026 | NT | 2050 | TWh | 387 | Sub_sector | Buildings | Cooling | Buildings (cooling) | Energetic | buildings_cooling_final_demand_hydrogen | Hydrogen | EU | Energy demand | 0 | FEC
LV | TYNDP2026 | NT | 2050 | TWh | 388 | Sub_sector | Buildings | Cooling | Buildings (cooling) | Energetic | buildings_cooling_final_demand_methane | Methane | EU | Energy demand | 4.03e-05 | FEC
LV | TYNDP2026 | NT | 2050 | TWh | 389 | Sub_sector | Buildings | Cooling | Buildings (cooling) | Energetic | buildings_cooling_final_demand_heat | Heat | EU | Energy demand | 0 | FEC
LV | TYNDP2026 | NT | 2050 | TWh | 390 | Sub_sector | Buildings | Cooling | Buildings (cooling) | Energetic | buildings_cooling_final_demand_biomass | Biomass | EU | Energy demand | 0 | FEC
LV | TYNDP2026 | NT | 2050 | TWh | 391 | Sub_sector | Buildings | Cooling | Buildings (cooling) | Energetic | buildings_cooling_final_demand_coal | Solids | EU | Energy demand | 0 | FEC
LV | TYNDP2026 | NT | 2050 | TWh | 392 | Sub_sector | Buildings | Cooling | Buildings (cooling) | Energetic | buildings_cooling_final_demand_oil | Liquids | EU | Energy demand | 0 | FEC
LV | TYNDP2026 | NT | 2050 | TWh | 393 | Sub_sector | Buildings | Cooling | Buildings (cooling) | Energetic | buildings_cooling_final_demand_other | Others | EU | Energy demand | 0 | FEC
LV | TYNDP2026 | NT | 2050 | TWh | 394 | Sub_sector | Buildings | Cooling | Buildings (cooling) | Energetic | buildings_cooling_final_demand_ammonia | Ammonia | EU | Energy demand | 0 | FEC
LV | TYNDP2026 | NT | 2050 | TWh | 397 | Sub_sector | Buildings | Appliances | Buildings (appliances) | Energetic | buildings_appliances_final_demand_electricity | Electricity | EU | Energy demand | 1.7399 | FEC
LV | TYNDP2026 | NT | 2050 | TWh | 398 | Sub_sector | Buildings | Appliances | Buildings (appliances) | Energetic | buildings_appliances_final_demand_hydrogen | Hydrogen | EU | Energy demand | 0 | FEC
LV | TYNDP2026 | NT | 2050 | TWh | 399 | Sub_sector | Buildings | Appliances | Buildings (appliances) | Energetic | buildings_appliances_final_demand_methane | Methane | EU | Energy demand | 0.35221 | FEC
LV | TYNDP2026 | NT | 2050 | TWh | 400 | Sub_sector | Buildings | Appliances | Buildings (appliances) | Energetic | buildings_appliances_final_demand_heat | Heat | EU | Energy demand | 0 | FEC
LV | TYNDP2026 | NT | 2050 | TWh | 401 | Sub_sector | Buildings | Appliances | Buildings (appliances) | Energetic | buildings_appliances_final_demand_biomass | Biomass | EU | Energy demand | 0 | FEC
LV | TYNDP2026 | NT | 2050 | TWh | 402 | Sub_sector | Buildings | Appliances | Buildings (appliances) | Energetic | buildings_appliances_final_demand_coal | Solids | EU | Energy demand | 0 | FEC
LV | TYNDP2026 | NT | 2050 | TWh | 403 | Sub_sector | Buildings | Appliances | Buildings (appliances) | Energetic | buildings_appliances_final_demand_oil | Liquids | EU | Energy demand | 0 | FEC
LV | TYNDP2026 | NT | 2050 | TWh | 404 | Sub_sector | Buildings | Appliances | Buildings (appliances) | Energetic | buildings_appliances_final_demand_other | Others | EU | Energy demand | 0 | FEC
LV | TYNDP2026 | NT | 2050 | TWh | 405 | Sub_sector | Buildings | Appliances | Buildings (appliances) | Energetic | buildings_appliances_final_demand_ammonia | Ammonia | EU | Energy demand | 0 | FEC
LV | TYNDP2026 | NT | 2050 | TWh | 407 | Sub_sector | Buildings | Datacenters | Datacenters & ICT | Energetic | datacentres_final_demand_electricity_energetic | Electricity | EU | Energy demand | 0.45806 | FEC
LV | TYNDP2026 | NT | 2050 | TWh | 408 | Sub_sector | Buildings | Datacenters | Datacenters & ICT | Energetic | datacentres_final_demand_hydrogen_energetic | Hydrogen | EU | Energy demand | 0 | FEC
LV | TYNDP2026 | NT | 2050 | TWh | 409 | Sub_sector | Buildings | Datacenters | Datacenters & ICT | Energetic | datacentres_final_demand_methane_energetic | Methane | EU | Energy demand | 0 | FEC
LV | TYNDP2026 | NT | 2050 | TWh | 410 | Sub_sector | Buildings | Datacenters | Datacenters & ICT | Energetic | datacentres_final_demand_heat_energetic | Heat | EU | Energy demand | 0 | FEC
LV | TYNDP2026 | NT | 2050 | TWh | 411 | Sub_sector | Buildings | Datacenters | Datacenters & ICT | Energetic | datacentres_final_demand_biomass_energetic | Biomass | EU | Energy demand | 0 | FEC
LV | TYNDP2026 | NT | 2050 | TWh | 412 | Sub_sector | Buildings | Datacenters | Datacenters & ICT | Energetic | datacentres_final_demand_coal_energetic | Solids | EU | Energy demand | 0 | FEC
LV | TYNDP2026 | NT | 2050 | TWh | 413 | Sub_sector | Buildings | Datacenters | Datacenters & ICT | Energetic | datacentres_final_demand_oil_energetic | Liquids | EU | Energy demand | 0 | FEC
LV | TYNDP2026 | NT | 2050 | TWh | 414 | Sub_sector | Buildings | Datacenters | Datacenters & ICT | Energetic | datacentres_final_demand_other_energetic | Others | EU | Energy demand | 0 | FEC
LV | TYNDP2026 | NT | 2050 | TWh | 415 | Sub_sector | Buildings | Datacenters | Datacenters & ICT | Energetic | datacentres_final_demand_ammonia_energetic | Ammonia | EU | Energy demand | 0 | FEC
LV | TYNDP2026 | NT | 2050 | TWh | 417 | Sub_sector | Transport | Others_Sector | Others_Sector | Energetic | other_final_demand_electricity_energetic | Electricity | EU | Energy demand | 0.00023389 | FEC
LV | TYNDP2026 | NT | 2050 | TWh | 418 | Sub_sector | Transport | Others_Sector | Others_Sector | Energetic | other_final_demand_hydrogen_energetic | Hydrogen | EU | Energy demand | 0 | FEC
LV | TYNDP2026 | NT | 2050 | TWh | 419 | Sub_sector | Transport | Pipeline Transport | Others_Sector | Energetic | other_final_demand_methane_energetic | Methane | EU | Energy demand | 0.00642 | FEC
LV | TYNDP2026 | NT | 2050 | TWh | 420 | Sub_sector | Transport | Others_Sector | Others_Sector | Energetic | other_final_demand_heat_energetic | Heat | EU | Energy demand | 0.0013925 | FEC
LV | TYNDP2026 | NT | 2050 | TWh | 421 | Sub_sector | Transport | Others_Sector | Others_Sector | Energetic | other_final_demand_biomass_energetic | Biomass | EU | Energy demand | 0 | FEC
LV | TYNDP2026 | NT | 2050 | TWh | 422 | Sub_sector | Transport | Others_Sector | Others_Sector | Energetic | other_final_demand_coal_energetic | Solids | EU | Energy demand | 0 | FEC
LV | TYNDP2026 | NT | 2050 | TWh | 423 | Sub_sector | Transport | Others_Sector | Others_Sector | Energetic | other_final_demand_oil_energetic | Liquids | EU | Energy demand | 0.089421 | FEC
LV | TYNDP2026 | NT | 2050 | TWh | 424 | Sub_sector | Others_Sector | Others_Sector | Others_Sector | Non-energetic | other_final_demand_oil_non_energetic | Liquids | EU | Energy demand | 0.31049 | not_included_in_FEC
LV | TYNDP2026 | NT | 2050 | TWh | 425 | Sub_sector | Transport | Others_Sector | Others_Sector | Energetic | other_final_demand_other_energetic | Others | EU | Energy demand | 0 | FEC
LV | TYNDP2026 | NT | 2050 | TWh | 426 | Sub_sector | Transport | Others_Sector | Others_Sector | Energetic | other_final_demand_ammonia_energetic | Ammonia | EU | Energy demand | 0 | FEC
LV | TYNDP2026 | NT | 2050 | TWh | 427 | Sub_sector | Industry | Surplus_Heat_in_Industry | Surplus_Heat_in_Industry | Energetic | final_demand_of_industry_unused_local_production_steam_hot_water | Heat | EU | Energy demand | 0.32996 | FEC
LV | TYNDP2026 | NT | 2050 | TWh | 429 | Sub_sector | Agriculture | Total | Agriculture | Energetic | agriculture_final_demand_electricity_energetic | Electricity | EU | Energy demand | 0.1792 | FEC
LV | TYNDP2026 | NT | 2050 | TWh | 430 | Sub_sector | Agriculture | Total | Agriculture | Energetic | agriculture_final_demand_hydrogen_energetic | Hydrogen | EU | Energy demand | 0 | FEC
LV | TYNDP2026 | NT | 2050 | TWh | 431 | Sub_sector | Agriculture | Total | Agriculture | Energetic | agriculture_final_demand_methane_energetic | Methane | EU | Energy demand | 0.11679 | FEC
LV | TYNDP2026 | NT | 2050 | TWh | 432 | Sub_sector | Agriculture | Total | Agriculture | Energetic | agriculture_final_demand_heat_energetic | Heat | EU | Energy demand | 0.11429 | FEC
LV | TYNDP2026 | NT | 2050 | TWh | 433 | Sub_sector | Agriculture | Total | Agriculture | Energetic | agriculture_final_demand_biomass_energetic | Biomass | EU | Energy demand | 0.33249 | FEC
LV | TYNDP2026 | NT | 2050 | TWh | 434 | Sub_sector | Agriculture | Total | Agriculture | Energetic | agriculture_final_demand_coal_energetic | Solids | EU | Energy demand | 0 | FEC
LV | TYNDP2026 | NT | 2050 | TWh | 435 | Sub_sector | Agriculture | Total | Agriculture | Energetic | agriculture_final_demand_oil_energetic | Liquids | EU | Energy demand | 1.6021 | FEC
LV | TYNDP2026 | NT | 2050 | TWh | 436 | Sub_sector | Agriculture | Total | Agriculture | Energetic | agriculture_final_demand_other_energetic | Others | EU | Energy demand | 0 | FEC
LV | TYNDP2026 | NT | 2050 | TWh | 437 | Sub_sector | Agriculture | Total | Agriculture | Energetic | agriculture_final_demand_ammonia_energetic | Ammonia | EU | Energy demand | 0 | FEC
LV | TYNDP2026 | NT | 2050 | TWh | 447 | Sub_sector | Buildings | Surplus Energy | Buildings | Energetic | GAP | Electricity | EU | Energy demand | 0 | FEC
LV | TYNDP2026 | NT | 2050 | TWh | 448 | Sub_sector | Buildings | Surplus Energy | Buildings | Energetic | GAP | Hydrogen | EU | Energy demand | 0 | FEC
LV | TYNDP2026 | NT | 2050 | TWh | 449 | Sub_sector | Buildings | Surplus Energy | Buildings | Energetic | GAP | Methane | EU | Energy demand | 0 | FEC
LV | TYNDP2026 | NT | 2050 | TWh | 450 | Sub_sector | Buildings | Surplus Energy | Buildings | Energetic | GAP | Heat | EU | Energy demand | 0 | FEC
LV | TYNDP2026 | NT | 2050 | TWh | 451 | Sub_sector | Buildings | Surplus Energy | Buildings | Energetic | GAP | Biomass | EU | Energy demand | 0.069264 | FEC
LV | TYNDP2026 | NT | 2050 | TWh | 452 | Sub_sector | Buildings | Surplus Energy | Buildings | Energetic | GAP | Solids | EU | Energy demand | 0 | FEC
LV | TYNDP2026 | NT | 2050 | TWh | 453 | Sub_sector | Buildings | Surplus Energy | Buildings | Energetic | GAP | Liquids | EU | Energy demand | 0.030768 | FEC
LV | TYNDP2026 | NT | 2050 | TWh | 454 | Sub_sector | Buildings | Surplus Energy | Buildings | Energetic | GAP | Others | EU | Energy demand | 0 | FEC
LV | TYNDP2026 | NT | 2050 | TWh | 455 | Sub_sector | Buildings | Surplus Energy | Buildings | Energetic | GAP | Ammonia | EU | Energy demand | 0 | FEC
LV | TYNDP2026 | NT | 2050 | TWh | 456 | Sub_sector | Households | Surplus Energy | Households | Energetic | GAP | Electricity | EU | Energy demand | 0 | FEC
LV | TYNDP2026 | NT | 2050 | TWh | 457 | Sub_sector | Households | Surplus Energy | Households | Energetic | GAP | Hydrogen | EU | Energy demand | 0 | FEC
LV | TYNDP2026 | NT | 2050 | TWh | 458 | Sub_sector | Households | Surplus Energy | Households | Energetic | GAP | Methane | EU | Energy demand | 0 | FEC
LV | TYNDP2026 | NT | 2050 | TWh | 459 | Sub_sector | Households | Surplus Energy | Households | Energetic | GAP | Heat | EU | Energy demand | 0 | FEC
LV | TYNDP2026 | NT | 2050 | TWh | 460 | Sub_sector | Households | Surplus Energy | Households | Energetic | GAP | Biomass | EU | Energy demand | 0 | FEC
LV | TYNDP2026 | NT | 2050 | TWh | 461 | Sub_sector | Households | Surplus Energy | Households | Energetic | GAP | Solids | EU | Energy demand | 0 | FEC
LV | TYNDP2026 | NT | 2050 | TWh | 462 | Sub_sector | Households | Surplus Energy | Households | Energetic | GAP | Liquids | EU | Energy demand | 0 | FEC
LV | TYNDP2026 | NT | 2050 | TWh | 463 | Sub_sector | Households | Surplus Energy | Households | Energetic | GAP | Others | EU | Energy demand | 0 | FEC
LV | TYNDP2026 | NT | 2050 | TWh | 464 | Sub_sector | Households | Surplus Energy | Households | Energetic | GAP | Ammonia | EU | Energy demand | 0 | FEC
LV | TYNDP2026 | HEV | 2035 | TWh | 102 | Sub_sector | Industry | Aluminium | Industry (aluminium) | Energetic | industry_aluminium_demand_electricity_energetic | Electricity | EU | Energy demand | 0 | FEC
LV | TYNDP2026 | HEV | 2035 | TWh | 103 | Sub_sector | Industry | Aluminium | Industry (aluminium) | Energetic | industry_aluminium_demand_hydrogen_energetic | Hydrogen | EU | Energy demand | 0 | FEC
LV | TYNDP2026 | HEV | 2035 | TWh | 104 | Sub_sector | Industry | Aluminium | Industry (aluminium) | Energetic | industry_aluminium_demand_methane_energetic | Methane | EU | Energy demand | 0 | FEC
LV | TYNDP2026 | HEV | 2035 | TWh | 105 | Sub_sector | Industry | Aluminium | Industry (aluminium) | Energetic | industry_aluminium_demand_heat_energetic | Heat | EU | Energy demand | 0 | FEC
LV | TYNDP2026 | HEV | 2035 | TWh | 106 | Sub_sector | Industry | Aluminium | Industry (aluminium) | Energetic | industry_aluminium_demand_biomass_energetic | Biomass | EU | Energy demand | 0 | FEC
LV | TYNDP2026 | HEV | 2035 | TWh | 107 | Sub_sector | Industry | Aluminium | Industry (aluminium) | Energetic | industry_aluminium_demand_coal_energetic | Solids | EU | Energy demand | 0 | FEC
LV | TYNDP2026 | HEV | 2035 | TWh | 108 | Sub_sector | Industry | Aluminium | Industry (aluminium) | Energetic | industry_aluminium_demand_oil_energetic | Liquids | EU | Energy demand | 0 | FEC
LV | TYNDP2026 | HEV | 2035 | TWh | 109 | Sub_sector | Industry | Aluminium | Industry (aluminium) | Energetic | industry_aluminium_demand_others_energetic | Others | EU | Energy demand | 0 | FEC
LV | TYNDP2026 | HEV | 2035 | TWh | 110 | Sub_sector | Industry | Aluminium | Industry (aluminium) | Energetic | industry_ammonia_demand_others_energetic | Ammonia | EU | Energy demand | 0 | FEC
LV | TYNDP2026 | HEV | 2035 | TWh | 112 | Sub_sector | Industry | Chemicals | Industry (chemicals, energetic) | Energetic | industry_chemical_demand_electricity_energetic | Electricity | EU | Energy demand | 0.0651 | FEC
LV | TYNDP2026 | HEV | 2035 | TWh | 113 | Sub_sector | Industry | Chemicals | Industry (chemicals, energetic) | Energetic | industry_chemical_demand_hydrogen_energetic | Hydrogen | EU | Energy demand | 0 | FEC
LV | TYNDP2026 | HEV | 2035 | TWh | 114 | Sub_sector | Industry | Chemicals | Industry (chemicals, energetic) | Energetic | industry_chemical_demand_methane_energetic | Methane | EU | Energy demand | 0.088623 | FEC
LV | TYNDP2026 | HEV | 2035 | TWh | 115 | Sub_sector | Industry | Chemicals | Industry (chemicals, energetic) | Energetic | industry_chemical_demand_heat_energetic | Heat | EU | Energy demand | 0.01219 | FEC
LV | TYNDP2026 | HEV | 2035 | TWh | 116 | Sub_sector | Industry | Chemicals | Industry (chemicals, energetic) | Energetic | industry_chemical_demand_biomass_energetic | Biomass | EU | Energy demand | 0.046654 | FEC
LV | TYNDP2026 | HEV | 2035 | TWh | 117 | Sub_sector | Industry | Chemicals | Industry (chemicals, energetic) | Energetic | industry_chemical_demand_coal_energetic | Solids | EU | Energy demand | 4.36e-05 | FEC
LV | TYNDP2026 | HEV | 2035 | TWh | 118 | Sub_sector | Industry | Chemicals | Industry (chemicals, energetic) | Energetic | industry_chemical_demand_oil_energetic | Liquids | EU | Energy demand | 0.052307 | FEC
LV | TYNDP2026 | HEV | 2035 | TWh | 119 | Sub_sector | Industry | Chemicals | Industry (chemicals, energetic) | Energetic | industry_chemical_demand_others_energetic | Others | EU | Energy demand | 0 | FEC
LV | TYNDP2026 | HEV | 2035 | TWh | 120 | Sub_sector | Industry | Chemicals | Industry (chemicals, energetic) | Energetic | industry_chemical_demand_ammonia_energetic | Ammonia | EU | Energy demand | 0 | FEC
LV | TYNDP2026 | HEV | 2035 | TWh | 122 | Sub_sector | Industry | Chemicals | Industry (chemicals, non-energetic) | Non-energetic | industry_chemical_demand_electricity_non_energetic | Electricity | EU | Energy demand | 0 | not_included_in_FEC
LV | TYNDP2026 | HEV | 2035 | TWh | 123 | Sub_sector | Industry | Chemicals | Industry (chemicals, non-energetic) | Non-energetic | industry_chemical_demand_hydrogen_non_energetic | Hydrogen | EU | Energy demand | 0 | not_included_in_FEC
LV | TYNDP2026 | HEV | 2035 | TWh | 124 | Sub_sector | Industry | Chemicals | Industry (chemicals, non-energetic) | Non-energetic | industry_chemical_demand_methane_non_energetic | Methane | EU | Energy demand | 0 | not_included_in_FEC
LV | TYNDP2026 | HEV | 2035 | TWh | 125 | Sub_sector | Industry | Chemicals | Industry (chemicals, non-energetic) | Non-energetic | industry_chemical_demand_heat_non_energetic | Heat | EU | Energy demand | 0 | not_included_in_FEC
LV | TYNDP2026 | HEV | 2035 | TWh | 126 | Sub_sector | Industry | Chemicals | Industry (chemicals, non-energetic) | Non-energetic | industry_chemical_demand_biomass_non_energetic | Biomass | EU | Energy demand | 0 | not_included_in_FEC
LV | TYNDP2026 | HEV | 2035 | TWh | 127 | Sub_sector | Industry | Chemicals | Industry (chemicals, non-energetic) | Non-energetic | industry_chemical_demand_coal_non_energetic | Solids | EU | Energy demand | 0 | not_included_in_FEC
LV | TYNDP2026 | HEV | 2035 | TWh | 128 | Sub_sector | Industry | Chemicals | Industry (chemicals, non-energetic) | Non-energetic | industry_chemical_demand_oil_non_energetic | Liquids | EU | Energy demand | 0.014129 | not_included_in_FEC
LV | TYNDP2026 | HEV | 2035 | TWh | 129 | Sub_sector | Industry | Chemicals | Industry (chemicals, non-energetic) | Non-energetic | industry_chemical_demand_others_non_energetic | Others | EU | Energy demand | 0 | not_included_in_FEC
LV | TYNDP2026 | HEV | 2035 | TWh | 130 | Sub_sector | Industry | Chemicals | Industry (chemicals, non-energetic) | Non-energetic | industry_chemical_demand_ammonia_non_energetic | Ammonia | EU | Energy demand | 0 | not_included_in_FEC
LV | TYNDP2026 | HEV | 2035 | TWh | 132 | Sub_sector | Industry | Fertilizers | Industry (fertilizers, energetic) | Energetic | industry_fertilizers_demand_electricity_energetic | Electricity | EU | Energy demand | 0 | FEC
LV | TYNDP2026 | HEV | 2035 | TWh | 133 | Sub_sector | Industry | Fertilizers | Industry (fertilizers, energetic) | Energetic | industry_fertilizers_demand_hydrogen_energetic | Hydrogen | EU | Energy demand | 0 | FEC
LV | TYNDP2026 | HEV | 2035 | TWh | 134 | Sub_sector | Industry | Fertilizers | Industry (fertilizers, energetic) | Energetic | industry_fertilizers_demand_methane_energetic | Methane | EU | Energy demand | 0 | FEC
LV | TYNDP2026 | HEV | 2035 | TWh | 135 | Sub_sector | Industry | Fertilizers | Industry (fertilizers, energetic) | Energetic | industry_fertilizers_demand_heat_energetic | Heat | EU | Energy demand | 0 | FEC
LV | TYNDP2026 | HEV | 2035 | TWh | 136 | Sub_sector | Industry | Fertilizers | Industry (fertilizers, energetic) | Energetic | industry_fertilizers_demand_biomass_energetic | Biomass | EU | Energy demand | 0 | FEC
LV | TYNDP2026 | HEV | 2035 | TWh | 137 | Sub_sector | Industry | Fertilizers | Industry (fertilizers, energetic) | Energetic | industry_fertilizers_demand_coal_energetic | Solids | EU | Energy demand | 0 | FEC
LV | TYNDP2026 | HEV | 2035 | TWh | 138 | Sub_sector | Industry | Fertilizers | Industry (fertilizers, energetic) | Energetic | industry_fertilizers_demand_oil_energetic | Liquids | EU | Energy demand | 0 | FEC
LV | TYNDP2026 | HEV | 2035 | TWh | 139 | Sub_sector | Industry | Fertilizers | Industry (fertilizers, energetic) | Energetic | industry_fertilizers_demand_others_energetic | Others | EU | Energy demand | 0 | FEC
LV | TYNDP2026 | HEV | 2035 | TWh | 140 | Sub_sector | Industry | Fertilizers | Industry (fertilizers, energetic) | Energetic | industry_fertilizers_demand_ammonia_energetic | Ammonia | EU | Energy demand | 0 | FEC
LV | TYNDP2026 | HEV | 2035 | TWh | 142 | Sub_sector | Industry | Fertilizers | Industry (fertilizers, non-energetic) | Non-energetic | industry_fertilizers_demand_electricity_non_energetic | Electricity | EU | Energy demand | 0 | not_included_in_FEC
LV | TYNDP2026 | HEV | 2035 | TWh | 143 | Sub_sector | Industry | Fertilizers | Industry (fertilizers, non-energetic) | Non-energetic | industry_fertilizers_demand_hydrogen_non_energetic | Hydrogen | EU | Energy demand | 0 | not_included_in_FEC
LV | TYNDP2026 | HEV | 2035 | TWh | 144 | Sub_sector | Industry | Fertilizers | Industry (fertilizers, non-energetic) | Non-energetic | industry_fertilizers_demand_methane_non_energetic | Methane | EU | Energy demand | 0 | not_included_in_FEC
LV | TYNDP2026 | HEV | 2035 | TWh | 145 | Sub_sector | Industry | Fertilizers | Industry (fertilizers, non-energetic) | Non-energetic | industry_fertilizers_demand_heat_non_energetic | Heat | EU | Energy demand | 0 | not_included_in_FEC
LV | TYNDP2026 | HEV | 2035 | TWh | 146 | Sub_sector | Industry | Fertilizers | Industry (fertilizers, non-energetic) | Non-energetic | industry_fertilizers_demand_biomass_non_energetic | Biomass | EU | Energy demand | 0 | not_included_in_FEC
LV | TYNDP2026 | HEV | 2035 | TWh | 147 | Sub_sector | Industry | Fertilizers | Industry (fertilizers, non-energetic) | Non-energetic | industry_fertilizers_demand_coal_non_energetic | Solids | EU | Energy demand | 0 | not_included_in_FEC
LV | TYNDP2026 | HEV | 2035 | TWh | 148 | Sub_sector | Industry | Fertilizers | Industry (fertilizers, non-energetic) | Non-energetic | industry_fertilizers_demand_oil_non_energetic | Liquids | EU | Energy demand | 0 | not_included_in_FEC
LV | TYNDP2026 | HEV | 2035 | TWh | 149 | Sub_sector | Industry | Fertilizers | Industry (fertilizers, non-energetic) | Non-energetic | industry_fertilizers_demand_others_non_energetic | Others | EU | Energy demand | 0 | not_included_in_FEC
LV | TYNDP2026 | HEV | 2035 | TWh | 150 | Sub_sector | Industry | Fertilizers | Industry (fertilizers, non-energetic) | Non-energetic | industry_fertilizers_demand_ammonia_non_energetic | Ammonia | EU | Energy demand | 0 | not_included_in_FEC
LV | TYNDP2026 | HEV | 2035 | TWh | 152 | Sub_sector | Industry | Food | Industry (food) | Energetic | industry_food_demand_electricity_energetic | Electricity | EU | Energy demand | 0.29969 | FEC
LV | TYNDP2026 | HEV | 2035 | TWh | 153 | Sub_sector | Industry | Food | Industry (food) | Energetic | industry_food_demand_hydrogen_energetic | Hydrogen | EU | Energy demand | 0 | FEC
LV | TYNDP2026 | HEV | 2035 | TWh | 154 | Sub_sector | Industry | Food | Industry (food) | Energetic | industry_food_demand_methane_energetic | Methane | EU | Energy demand | 0.37399 | FEC
LV | TYNDP2026 | HEV | 2035 | TWh | 155 | Sub_sector | Industry | Food | Industry (food) | Energetic | industry_food_demand_heat_energetic | Heat | EU | Energy demand | 0.079913 | FEC
LV | TYNDP2026 | HEV | 2035 | TWh | 156 | Sub_sector | Industry | Food | Industry (food) | Energetic | industry_food_demand_biomass_energetic | Biomass | EU | Energy demand | 0.13446 | FEC
LV | TYNDP2026 | HEV | 2035 | TWh | 157 | Sub_sector | Industry | Food | Industry (food) | Energetic | industry_food_demand_coal_energetic | Solids | EU | Energy demand | 0.0043069 | FEC
LV | TYNDP2026 | HEV | 2035 | TWh | 158 | Sub_sector | Industry | Food | Industry (food) | Energetic | industry_food_demand_oil_energetic | Liquids | EU | Energy demand | 0.084398 | FEC
LV | TYNDP2026 | HEV | 2035 | TWh | 159 | Sub_sector | Industry | Food | Industry (food) | Energetic | industry_food_demand_others_energetic | Others | EU | Energy demand | 0 | FEC
LV | TYNDP2026 | HEV | 2035 | TWh | 160 | Sub_sector | Industry | Food | Industry (food) | Energetic | industry_food_demand_ammonia_energetic | Ammonia | EU | Energy demand | 0 | FEC
LV | TYNDP2026 | HEV | 2035 | TWh | 162 | Sub_sector | Industry | Metals | Industry (metal) | Energetic | industry_metal_demand_electricity_energetic | Electricity | EU | Energy demand | 0.0047519 | FEC
LV | TYNDP2026 | HEV | 2035 | TWh | 163 | Sub_sector | Industry | Metals | Industry (metal) | Energetic | industry_metal_demand_hydrogen_energetic | Hydrogen | EU | Energy demand | 0 | FEC
LV | TYNDP2026 | HEV | 2035 | TWh | 164 | Sub_sector | Industry | Metals | Industry (metal) | Energetic | industry_metal_demand_methane_energetic | Methane | EU | Energy demand | 0.0062381 | FEC
LV | TYNDP2026 | HEV | 2035 | TWh | 165 | Sub_sector | Industry | Metals | Industry (metal) | Energetic | industry_metal_demand_heat_energetic | Heat | EU | Energy demand | 0 | FEC
LV | TYNDP2026 | HEV | 2035 | TWh | 166 | Sub_sector | Industry | Metals | Industry (metal) | Energetic | industry_metal_demand_biomass_energetic | Biomass | EU | Energy demand | 0 | FEC
LV | TYNDP2026 | HEV | 2035 | TWh | 167 | Sub_sector | Industry | Metals | Industry (metal) | Energetic | industry_metal_demand_coal_energetic | Solids | EU | Energy demand | 0.00020972 | FEC
LV | TYNDP2026 | HEV | 2035 | TWh | 168 | Sub_sector | Industry | Metals | Industry (metal) | Energetic | industry_metal_demand_oil_energetic | Liquids | EU | Energy demand | 0 | FEC
LV | TYNDP2026 | HEV | 2035 | TWh | 169 | Sub_sector | Industry | Metals | Industry (metal) | Energetic | industry_metal_demand_others_energetic | Others | EU | Energy demand | 0 | FEC
LV | TYNDP2026 | HEV | 2035 | TWh | 170 | Sub_sector | Industry | Metals | Industry (metal) | Energetic | industry_metal_demand_ammonia_energetic | Ammonia | EU | Energy demand | 0 | FEC
LV | TYNDP2026 | HEV | 2035 | TWh | 172 | Sub_sector | Industry | Others | Industry (other, energetic) | Energetic | industry_other_demand_electricity_energetic | Electricity | EU | Energy demand | 1.7426 | FEC
LV | TYNDP2026 | HEV | 2035 | TWh | 173 | Sub_sector | Industry | Others | Industry (other, energetic) | Energetic | industry_other_demand_hydrogen_energetic | Hydrogen | EU | Energy demand | 0 | FEC
LV | TYNDP2026 | HEV | 2035 | TWh | 174 | Sub_sector | Industry | Others | Industry (other, energetic) | Energetic | industry_other_demand_methane_energetic | Methane | EU | Energy demand | 0.61523 | FEC
LV | TYNDP2026 | HEV | 2035 | TWh | 175 | Sub_sector | Industry | Others | Industry (other, energetic) | Energetic | industry_other_demand_heat_energetic | Heat | EU | Energy demand | 0.93022 | FEC
LV | TYNDP2026 | HEV | 2035 | TWh | 176 | Sub_sector | Industry | Others | Industry (other, energetic) | Energetic | industry_other_demand_biomass_energetic | Biomass | EU | Energy demand | 4.4768 | FEC
LV | TYNDP2026 | HEV | 2035 | TWh | 177 | Sub_sector | Industry | Others | Industry (other, energetic) | Energetic | industry_other_demand_coal_energetic | Solids | EU | Energy demand | 0.34481 | FEC
LV | TYNDP2026 | HEV | 2035 | TWh | 178 | Sub_sector | Industry | Others | Industry (other, energetic) | Energetic | industry_other_demand_oil_energetic | Liquids | EU | Energy demand | 0.43564 | FEC
LV | TYNDP2026 | HEV | 2035 | TWh | 179 | Sub_sector | Industry | Others | Industry (other, energetic) | Energetic | industry_other_demand_others_energetic | Others | EU | Energy demand | 0 | FEC
LV | TYNDP2026 | HEV | 2035 | TWh | 180 | Sub_sector | Industry | Others | Industry (other, energetic) | Energetic | industry_other_demand_ammonia_energetic | Ammonia | EU | Energy demand | 0 | FEC
LV | TYNDP2026 | HEV | 2035 | TWh | 182 | Sub_sector | Industry | Others | Industry (other, non-energetic) | Non-energetic | industry_other_demand_electricity_non_energetic | Electricity | EU | Energy demand | 0 | not_included_in_FEC
LV | TYNDP2026 | HEV | 2035 | TWh | 183 | Sub_sector | Industry | Others | Industry (other, non-energetic) | Non-energetic | industry_other_demand_hydrogen_non_energetic | Hydrogen | EU | Energy demand | 0 | not_included_in_FEC
LV | TYNDP2026 | HEV | 2035 | TWh | 184 | Sub_sector | Industry | Others | Industry (other, non-energetic) | Non-energetic | industry_other_demand_methane_non_energetic | Methane | EU | Energy demand | 0 | not_included_in_FEC
LV | TYNDP2026 | HEV | 2035 | TWh | 185 | Sub_sector | Industry | Others | Industry (other, non-energetic) | Non-energetic | industry_other_demand_heat_non_energetic | Heat | EU | Energy demand | 0 | not_included_in_FEC
LV | TYNDP2026 | HEV | 2035 | TWh | 186 | Sub_sector | Industry | Others | Industry (other, non-energetic) | Non-energetic | industry_other_demand_biomass_non_energetic | Biomass | EU | Energy demand | 0 | not_included_in_FEC
LV | TYNDP2026 | HEV | 2035 | TWh | 187 | Sub_sector | Industry | Others | Industry (other, non-energetic) | Non-energetic | industry_other_demand_coal_non_energetic | Solids | EU | Energy demand | 0 | not_included_in_FEC
LV | TYNDP2026 | HEV | 2035 | TWh | 188 | Sub_sector | Industry | Others | Industry (other, non-energetic) | Non-energetic | industry_other_demand_oil_non_energetic | Liquids | EU | Energy demand | 0.71471 | not_included_in_FEC
LV | TYNDP2026 | HEV | 2035 | TWh | 189 | Sub_sector | Industry | Others | Industry (other, non-energetic) | Non-energetic | industry_other_demand_others_non_energetic | Others | EU | Energy demand | 0 | not_included_in_FEC
LV | TYNDP2026 | HEV | 2035 | TWh | 190 | Sub_sector | Industry | Others | Industry (other, non-energetic) | Non-energetic | industry_other_demand_ammonia_non_energetic | Ammonia | EU | Energy demand | 0 | not_included_in_FEC
LV | TYNDP2026 | HEV | 2035 | TWh | 192 | Sub_sector | Industry | Paper | Industry (paper) | Energetic | industry_paper_demand_electricity_energetic | Electricity | EU | Energy demand | 0.029436 | FEC
LV | TYNDP2026 | HEV | 2035 | TWh | 193 | Sub_sector | Industry | Paper | Industry (paper) | Energetic | industry_paper_demand_hydrogen_energetic | Hydrogen | EU | Energy demand | 0 | FEC
LV | TYNDP2026 | HEV | 2035 | TWh | 194 | Sub_sector | Industry | Paper | Industry (paper) | Energetic | industry_paper_demand_methane_energetic | Methane | EU | Energy demand | 0.02822 | FEC
LV | TYNDP2026 | HEV | 2035 | TWh | 195 | Sub_sector | Industry | Paper | Industry (paper) | Energetic | industry_paper_demand_heat_energetic | Heat | EU | Energy demand | 0.0016343 | FEC
LV | TYNDP2026 | HEV | 2035 | TWh | 196 | Sub_sector | Industry | Paper | Industry (paper) | Energetic | industry_paper_demand_biomass_energetic | Biomass | EU | Energy demand | 0.005177 | FEC
LV | TYNDP2026 | HEV | 2035 | TWh | 197 | Sub_sector | Industry | Paper | Industry (paper) | Energetic | industry_paper_demand_coal_energetic | Solids | EU | Energy demand | 0 | FEC
LV | TYNDP2026 | HEV | 2035 | TWh | 198 | Sub_sector | Industry | Paper | Industry (paper) | Energetic | industry_paper_demand_oil_energetic | Liquids | EU | Energy demand | 0.0012383 | FEC
LV | TYNDP2026 | HEV | 2035 | TWh | 199 | Sub_sector | Industry | Paper | Industry (paper) | Energetic | industry_paper_demand_others_energetic | Others | EU | Energy demand | 0 | FEC
LV | TYNDP2026 | HEV | 2035 | TWh | 200 | Sub_sector | Industry | Paper | Industry (paper) | Energetic | industry_paper_demand_ammonia_energetic | Ammonia | EU | Energy demand | 0 | FEC
LV | TYNDP2026 | HEV | 2035 | TWh | 202 | Sub_sector | Industry | Refineries | Industry (refineries, energetic) | Energetic | industry_refinery_demand_electricity_energetic | Electricity | EU | Energy demand | 0 | not_included_in_FEC
LV | TYNDP2026 | HEV | 2035 | TWh | 203 | Sub_sector | Industry | Refineries | Industry (refineries, energetic) | Energetic | industry_refinery_demand_hydrogen_energetic | Hydrogen | EU | Energy demand | 0 | not_included_in_FEC
LV | TYNDP2026 | HEV | 2035 | TWh | 204 | Sub_sector | Industry | Refineries | Industry (refineries, energetic) | Energetic | industry_refinery_demand_methane_energetic | Methane | EU | Energy demand | 0 | not_included_in_FEC
LV | TYNDP2026 | HEV | 2035 | TWh | 205 | Sub_sector | Industry | Refineries | Industry (refineries, energetic) | Energetic | industry_refinery_demand_heat_energetic | Heat | EU | Energy demand | 0 | not_included_in_FEC
LV | TYNDP2026 | HEV | 2035 | TWh | 206 | Sub_sector | Industry | Refineries | Industry (refineries, energetic) | Energetic | industry_refinery_demand_biomass_energetic | Biomass | EU | Energy demand | 0 | not_included_in_FEC
LV | TYNDP2026 | HEV | 2035 | TWh | 207 | Sub_sector | Industry | Refineries | Industry (refineries, energetic) | Energetic | industry_refinery_demand_coal_energetic | Solids | EU | Energy demand | 0 | not_included_in_FEC
LV | TYNDP2026 | HEV | 2035 | TWh | 208 | Sub_sector | Industry | Refineries | Industry (refineries, energetic) | Energetic | industry_refinery_demand_oil_energetic | Liquids | EU | Energy demand | 0 | not_included_in_FEC
LV | TYNDP2026 | HEV | 2035 | TWh | 209 | Sub_sector | Industry | Refineries | Industry (refineries, energetic) | Energetic | industry_refinery_demand_others_energetic | Others | EU | Energy demand | 0 | not_included_in_FEC
LV | TYNDP2026 | HEV | 2035 | TWh | 210 | Sub_sector | Industry | Refineries | Industry (refineries, energetic) | Energetic | industry_refinery_demand_ammonia_energetic | Ammonia | EU | Energy demand | 0 | not_included_in_FEC
LV | TYNDP2026 | HEV | 2035 | TWh | 212 | Sub_sector | Industry | Refineries | Industry (refineries, non-energetic) | Non-energetic | industry_refinery_demand_electricity_non_energetic | Electricity | EU | Energy demand | 0 | not_included_in_FEC
LV | TYNDP2026 | HEV | 2035 | TWh | 213 | Sub_sector | Industry | Refineries | Industry (refineries, non-energetic) | Non-energetic | industry_refinery_demand_hydrogen_non_energetic | Hydrogen | EU | Energy demand | 0 | not_included_in_FEC
LV | TYNDP2026 | HEV | 2035 | TWh | 214 | Sub_sector | Industry | Refineries | Industry (refineries, non-energetic) | Non-energetic | industry_refinery_demand_methane_non_energetic | Methane | EU | Energy demand | 0 | not_included_in_FEC
LV | TYNDP2026 | HEV | 2035 | TWh | 215 | Sub_sector | Industry | Refineries | Industry (refineries, non-energetic) | Non-energetic | industry_refinery_demand_heat_non_energetic | Heat | EU | Energy demand | 0 | not_included_in_FEC
LV | TYNDP2026 | HEV | 2035 | TWh | 216 | Sub_sector | Industry | Refineries | Industry (refineries, non-energetic) | Non-energetic | industry_refinery_demand_biomass_non_energetic | Biomass | EU | Energy demand | 0 | not_included_in_FEC
LV | TYNDP2026 | HEV | 2035 | TWh | 217 | Sub_sector | Industry | Refineries | Industry (refineries, non-energetic) | Non-energetic | industry_refinery_demand_coal_non_energetic | Solids | EU | Energy demand | 0 | not_included_in_FEC
LV | TYNDP2026 | HEV | 2035 | TWh | 218 | Sub_sector | Industry | Refineries | Industry (refineries, non-energetic) | Non-energetic | industry_refinery_demand_oil_non_energetic | Liquids | EU | Energy demand | 0 | not_included_in_FEC
LV | TYNDP2026 | HEV | 2035 | TWh | 219 | Sub_sector | Industry | Refineries | Industry (refineries, non-energetic) | Non-energetic | industry_refinery_demand_others_non_energetic | Others | EU | Energy demand | 0 | not_included_in_FEC
LV | TYNDP2026 | HEV | 2035 | TWh | 220 | Sub_sector | Industry | Refineries | Industry (refineries, non-energetic) | Non-energetic | industry_refinery_demand_ammonia_non_energetic | Ammonia | EU | Energy demand | 0 | not_included_in_FEC
LV | TYNDP2026 | HEV | 2035 | TWh | 222 | Sub_sector | Industry | Steel | Industry (steel) | Energetic | industry_steel_demand_electricity_energetic | Electricity | EU | Energy demand | 0 | FEC
LV | TYNDP2026 | HEV | 2035 | TWh | 223 | Sub_sector | Industry | Steel | Industry (steel) | Energetic | industry_steel_demand_hydrogen_energetic | Hydrogen | EU | Energy demand | 0 | FEC
LV | TYNDP2026 | HEV | 2035 | TWh | 224 | Sub_sector | Industry | Steel | Industry (steel) | Energetic | industry_steel_demand_methane_energetic | Methane | EU | Energy demand | 0 | FEC
LV | TYNDP2026 | HEV | 2035 | TWh | 225 | Sub_sector | Industry | Steel | Industry (steel) | Energetic | industry_steel_demand_heat_energetic | Heat | EU | Energy demand | 0 | FEC
LV | TYNDP2026 | HEV | 2035 | TWh | 226 | Sub_sector | Industry | Steel | Industry (steel) | Energetic | industry_steel_demand_biomass_energetic | Biomass | EU | Energy demand | 0 | FEC
LV | TYNDP2026 | HEV | 2035 | TWh | 227 | Sub_sector | Industry | Steel | Industry (steel) | Energetic | industry_steel_demand_coal_energetic | Solids | EU | Energy demand | 0 | FEC
LV | TYNDP2026 | HEV | 2035 | TWh | 228 | Sub_sector | Industry | Steel | Industry (steel) | Energetic | industry_steel_demand_oil_energetic | Liquids | EU | Energy demand | 0 | FEC
LV | TYNDP2026 | HEV | 2035 | TWh | 229 | Sub_sector | Industry | Steel | Industry (steel) | Energetic | industry_steel_demand_others_energetic | Others | EU | Energy demand | 0 | FEC
LV | TYNDP2026 | HEV | 2035 | TWh | 230 | Sub_sector | Industry | Steel | Industry (steel) | Energetic | industry_steel_demand_ammonia_energetic | Ammonia | EU | Energy demand | 0 | FEC
LV | TYNDP2026 | HEV | 2035 | TWh | 232 | Sub_sector | Transport | Cars | Transport (cars) | Energetic | transport_cars_final_demand_electricity | Electricity | EU | Energy demand | 0.00075142 | FEC
LV | TYNDP2026 | HEV | 2035 | TWh | 233 | Sub_sector | Transport | Cars | Transport (cars) | Energetic | transport_cars_final_demand_hydrogen | Hydrogen | EU | Energy demand | 0 | FEC
LV | TYNDP2026 | HEV | 2035 | TWh | 234 | Sub_sector | Transport | Cars | Transport (cars) | Energetic | transport_cars_final_demand_methane | Methane | EU | Energy demand | 0.00091299 | FEC
LV | TYNDP2026 | HEV | 2035 | TWh | 235 | Sub_sector | Transport | Cars | Transport (cars) | Energetic | transport_cars_final_demand_heat | Heat | EU | Energy demand | 0 | FEC
LV | TYNDP2026 | HEV | 2035 | TWh | 236 | Sub_sector | Transport | Cars | Transport (cars) | Energetic | transport_cars_final_demand_biomass | Biomass | EU | Energy demand | 0 | FEC
LV | TYNDP2026 | HEV | 2035 | TWh | 237 | Sub_sector | Transport | Cars | Transport (cars) | Energetic | transport_cars_final_demand_coal | Solids | EU | Energy demand | 0 | FEC
LV | TYNDP2026 | HEV | 2035 | TWh | 238 | Sub_sector | Transport | Cars | Transport (cars) | Energetic | transport_cars_final_demand_oil | Liquids | EU | Energy demand | 8.0846 | FEC
LV | TYNDP2026 | HEV | 2035 | TWh | 239 | Sub_sector | Transport | Cars | Transport (cars) | Energetic | transport_cars_final_demand_other | Others | EU | Energy demand | 0 | FEC
LV | TYNDP2026 | HEV | 2035 | TWh | 240 | Sub_sector | Transport | Cars | Transport (cars) | Energetic | transport_cars_final_demand_ammonia | Ammonia | EU | Energy demand | 0 | FEC
LV | TYNDP2026 | HEV | 2035 | TWh | 242 | Sub_sector | Transport | Busses | Transport (busses) | Energetic | transport_busses_final_demand_electricity | Electricity | EU | Energy demand | 0.025196 | FEC
LV | TYNDP2026 | HEV | 2035 | TWh | 243 | Sub_sector | Transport | Busses | Transport (busses) | Energetic | transport_busses_final_demand_hydrogen | Hydrogen | EU | Energy demand | 0 | FEC
LV | TYNDP2026 | HEV | 2035 | TWh | 244 | Sub_sector | Transport | Busses | Transport (busses) | Energetic | transport_busses_final_demand_methane | Methane | EU | Energy demand | 0.0010157 | FEC
LV | TYNDP2026 | HEV | 2035 | TWh | 245 | Sub_sector | Transport | Busses | Transport (busses) | Energetic | transport_busses_final_demand_heat | Heat | EU | Energy demand | 0 | FEC
LV | TYNDP2026 | HEV | 2035 | TWh | 246 | Sub_sector | Transport | Busses | Transport (busses) | Energetic | transport_busses_final_demand_biomass | Biomass | EU | Energy demand | 0 | FEC
LV | TYNDP2026 | HEV | 2035 | TWh | 247 | Sub_sector | Transport | Busses | Transport (busses) | Energetic | transport_busses_final_demand_coal | Solids | EU | Energy demand | 0 | FEC
LV | TYNDP2026 | HEV | 2035 | TWh | 248 | Sub_sector | Transport | Busses | Transport (busses) | Energetic | transport_busses_final_demand_oil | Liquids | EU | Energy demand | 0.48078 | FEC
LV | TYNDP2026 | HEV | 2035 | TWh | 249 | Sub_sector | Transport | Busses | Transport (busses) | Energetic | transport_busses_final_demand_other | Others | EU | Energy demand | 0 | FEC
LV | TYNDP2026 | HEV | 2035 | TWh | 250 | Sub_sector | Transport | Busses | Transport (busses) | Energetic | transport_busses_final_demand_ammonia | Ammonia | EU | Energy demand | 0 | FEC
LV | TYNDP2026 | HEV | 2035 | TWh | 252 | Sub_sector | Transport | Trucks | Transport (trucks) | Energetic | transport_trucks_final_demand_electricity | Electricity | EU | Energy demand | 0 | FEC
LV | TYNDP2026 | HEV | 2035 | TWh | 253 | Sub_sector | Transport | Trucks | Transport (trucks) | Energetic | transport_trucks_final_demand_hydrogen | Hydrogen | EU | Energy demand | 0 | FEC
LV | TYNDP2026 | HEV | 2035 | TWh | 254 | Sub_sector | Transport | Trucks | Transport (trucks) | Energetic | transport_trucks_final_demand_methane | Methane | EU | Energy demand | 3.1e-05 | FEC
LV | TYNDP2026 | HEV | 2035 | TWh | 255 | Sub_sector | Transport | Trucks | Transport (trucks) | Energetic | transport_trucks_final_demand_heat | Heat | EU | Energy demand | 0 | FEC
LV | TYNDP2026 | HEV | 2035 | TWh | 256 | Sub_sector | Transport | Trucks | Transport (trucks) | Energetic | transport_trucks_final_demand_biomass | Biomass | EU | Energy demand | 0 | FEC
LV | TYNDP2026 | HEV | 2035 | TWh | 257 | Sub_sector | Transport | Trucks | Transport (trucks) | Energetic | transport_trucks_final_demand_coal | Solids | EU | Energy demand | 0 | FEC
LV | TYNDP2026 | HEV | 2035 | TWh | 258 | Sub_sector | Transport | Trucks | Transport (trucks) | Energetic | transport_trucks_final_demand_oil | Liquids | EU | Energy demand | 2.2163 | FEC
LV | TYNDP2026 | HEV | 2035 | TWh | 259 | Sub_sector | Transport | Trucks | Transport (trucks) | Energetic | transport_trucks_final_demand_other | Others | EU | Energy demand | 0 | FEC
LV | TYNDP2026 | HEV | 2035 | TWh | 260 | Sub_sector | Transport | Trucks | Transport (trucks) | Energetic | transport_trucks_final_demand_ammonia | Ammonia | EU | Energy demand | 0 | FEC
LV | TYNDP2026 | HEV | 2035 | TWh | 262 | Sub_sector | Transport | Vans | Transport (vans) | Energetic | transport_vans_final_demand_electricity | Electricity | EU | Energy demand | 0.00020022 | FEC
LV | TYNDP2026 | HEV | 2035 | TWh | 263 | Sub_sector | Transport | Vans | Transport (vans) | Energetic | transport_vans_final_demand_hydrogen | Hydrogen | EU | Energy demand | 0 | FEC
LV | TYNDP2026 | HEV | 2035 | TWh | 264 | Sub_sector | Transport | Vans | Transport (vans) | Energetic | transport_vans_final_demand_methane | Methane | EU | Energy demand | 5.93e-05 | FEC
LV | TYNDP2026 | HEV | 2035 | TWh | 265 | Sub_sector | Transport | Vans | Transport (vans) | Energetic | transport_vans_final_demand_heat | Heat | EU | Energy demand | 0 | FEC
LV | TYNDP2026 | HEV | 2035 | TWh | 266 | Sub_sector | Transport | Vans | Transport (vans) | Energetic | transport_vans_final_demand_biomass | Biomass | EU | Energy demand | 0 | FEC
LV | TYNDP2026 | HEV | 2035 | TWh | 267 | Sub_sector | Transport | Vans | Transport (vans) | Energetic | transport_vans_final_demand_coal | Solids | EU | Energy demand | 0 | FEC
LV | TYNDP2026 | HEV | 2035 | TWh | 268 | Sub_sector | Transport | Vans | Transport (vans) | Energetic | transport_vans_final_demand_oil | Liquids | EU | Energy demand | 0.56029 | FEC
LV | TYNDP2026 | HEV | 2035 | TWh | 269 | Sub_sector | Transport | Vans | Transport (vans) | Energetic | transport_vans_final_demand_other | Others | EU | Energy demand | 0 | FEC
LV | TYNDP2026 | HEV | 2035 | TWh | 270 | Sub_sector | Transport | Vans | Transport (vans) | Energetic | transport_vans_final_demand_ammonia | Ammonia | EU | Energy demand | 0 | FEC
LV | TYNDP2026 | HEV | 2035 | TWh | 272 | Sub_sector | Transport | Freight trains | Transport (trains) | Energetic | transport_trains_final_demand_electricity | Electricity | EU | Energy demand | 0.066339 | FEC
LV | TYNDP2026 | HEV | 2035 | TWh | 273 | Sub_sector | Transport | Freight trains | Transport (trains) | Energetic | transport_trains_final_demand_hydrogen | Hydrogen | EU | Energy demand | 0 | FEC
LV | TYNDP2026 | HEV | 2035 | TWh | 274 | Sub_sector | Transport | Freight trains | Transport (trains) | Energetic | transport_trains_final_demand_methane | Methane | EU | Energy demand | 0 | FEC
LV | TYNDP2026 | HEV | 2035 | TWh | 275 | Sub_sector | Transport | Freight trains | Transport (trains) | Energetic | transport_trains_final_demand_heat | Heat | EU | Energy demand | 0 | FEC
LV | TYNDP2026 | HEV | 2035 | TWh | 276 | Sub_sector | Transport | Freight trains | Transport (trains) | Energetic | transport_trains_final_demand_biomass | Biomass | EU | Energy demand | 0 | FEC
LV | TYNDP2026 | HEV | 2035 | TWh | 277 | Sub_sector | Transport | Freight trains | Transport (trains) | Energetic | transport_trains_final_demand_coal | Solids | EU | Energy demand | 0 | FEC
LV | TYNDP2026 | HEV | 2035 | TWh | 278 | Sub_sector | Transport | Freight trains | Transport (trains) | Energetic | transport_trains_final_demand_oil | Liquids | EU | Energy demand | 0.51717 | FEC
LV | TYNDP2026 | HEV | 2035 | TWh | 279 | Sub_sector | Transport | Freight trains | Transport (trains) | Energetic | transport_trains_final_demand_other | Others | EU | Energy demand | 0 | FEC
LV | TYNDP2026 | HEV | 2035 | TWh | 280 | Sub_sector | Transport | Freight trains | Transport (trains) | Energetic | transport_trains_final_demand_ammonia | Ammonia | EU | Energy demand | 0 | FEC
LV | TYNDP2026 | HEV | 2035 | TWh | 282 | Sub_sector | Transport | Ships | Transport (ships) | Energetic | transport_ships_final_demand_electricity | Electricity | EU | Energy demand | 0.012212 | FEC
LV | TYNDP2026 | HEV | 2035 | TWh | 283 | Sub_sector | Transport | Ships | Transport (ships) | Energetic | transport_ships_final_demand_hydrogen | Hydrogen | EU | Energy demand | 0 | FEC
LV | TYNDP2026 | HEV | 2035 | TWh | 284 | Sub_sector | Transport | Ships | Transport (ships) | Energetic | transport_ships_final_demand_methane | Methane | EU | Energy demand | 0.00083897 | FEC
LV | TYNDP2026 | HEV | 2035 | TWh | 285 | Sub_sector | Transport | Ships | Transport (ships) | Energetic | transport_ships_final_demand_heat | Heat | EU | Energy demand | 0 | FEC
LV | TYNDP2026 | HEV | 2035 | TWh | 286 | Sub_sector | Transport | Ships | Transport (ships) | Energetic | transport_ships_final_demand_biomass | Biomass | EU | Energy demand | 0 | FEC
LV | TYNDP2026 | HEV | 2035 | TWh | 287 | Sub_sector | Transport | Ships | Transport (ships) | Energetic | transport_ships_final_demand_coal | Solids | EU | Energy demand | 0 | FEC
LV | TYNDP2026 | HEV | 2035 | TWh | 288 | Sub_sector | Transport | Ships | Transport (ships) | Energetic | transport_ships_final_demand_oil | Liquids | EU | Energy demand | 0.070297 | FEC
LV | TYNDP2026 | HEV | 2035 | TWh | 289 | Sub_sector | Transport | Ships | Transport (ships) | Energetic | transport_ships_final_demand_other | Others | EU | Energy demand | 0 | FEC
LV | TYNDP2026 | HEV | 2035 | TWh | 290 | Sub_sector | Transport | Ships | Transport (ships) | Energetic | transport_ships_final_demand_ammonia | Ammonia | EU | Energy demand | 0 | FEC
LV | TYNDP2026 | HEV | 2035 | TWh | 292 | Sub_sector | Transport | Planes | Transport (planes) | Energetic | transport_planes_final_demand_electricity | Electricity | EU | Energy demand | 0 | FEC
LV | TYNDP2026 | HEV | 2035 | TWh | 293 | Sub_sector | Transport | Planes | Transport (planes) | Energetic | transport_planes_final_demand_hydrogen | Hydrogen | EU | Energy demand | 0 | FEC
LV | TYNDP2026 | HEV | 2035 | TWh | 294 | Sub_sector | Transport | Planes | Transport (planes) | Energetic | transport_planes_final_demand_methane | Methane | EU | Energy demand | 0 | FEC
LV | TYNDP2026 | HEV | 2035 | TWh | 295 | Sub_sector | Transport | Planes | Transport (planes) | Energetic | transport_planes_final_demand_heat | Heat | EU | Energy demand | 0 | FEC
LV | TYNDP2026 | HEV | 2035 | TWh | 296 | Sub_sector | Transport | Planes | Transport (planes) | Energetic | transport_planes_final_demand_biomass | Biomass | EU | Energy demand | 0 | FEC
LV | TYNDP2026 | HEV | 2035 | TWh | 297 | Sub_sector | Transport | Planes | Transport (planes) | Energetic | transport_planes_final_demand_coal | Solids | EU | Energy demand | 0 | FEC
LV | TYNDP2026 | HEV | 2035 | TWh | 298 | Sub_sector | Transport | Planes | Transport (planes) | Energetic | transport_planes_final_demand_oil | Liquids | EU | Energy demand | 0.0021224 | FEC
LV | TYNDP2026 | HEV | 2035 | TWh | 299 | Sub_sector | Transport | Planes | Transport (planes) | Energetic | transport_planes_final_demand_other | Others | EU | Energy demand | 0 | FEC
LV | TYNDP2026 | HEV | 2035 | TWh | 300 | Sub_sector | Transport | Planes | Transport (planes) | Energetic | transport_planes_final_demand_ammonia | Ammonia | EU | Energy demand | 0 | FEC
LV | TYNDP2026 | HEV | 2035 | TWh | 302 | Sub_sector | Transport | Others | Transport (others) | Energetic | transport_other_final_demand_electricity | Electricity | EU | Energy demand | 0.00022778 | FEC
LV | TYNDP2026 | HEV | 2035 | TWh | 303 | Sub_sector | Transport | Others | Transport (others) | Energetic | transport_other_final_demand_hydrogen | Hydrogen | EU | Energy demand | 0 | FEC
LV | TYNDP2026 | HEV | 2035 | TWh | 304 | Sub_sector | Transport | Others | Transport (others) | Energetic | transport_other_final_demand_methane | Methane | EU | Energy demand | 0 | FEC
LV | TYNDP2026 | HEV | 2035 | TWh | 305 | Sub_sector | Transport | Others | Transport (others) | Energetic | transport_other_final_demand_heat | Heat | EU | Energy demand | 0 | FEC
LV | TYNDP2026 | HEV | 2035 | TWh | 306 | Sub_sector | Transport | Others | Transport (others) | Energetic | transport_other_final_demand_biomass | Biomass | EU | Energy demand | 0 | FEC
LV | TYNDP2026 | HEV | 2035 | TWh | 307 | Sub_sector | Transport | Others | Transport (others) | Energetic | transport_other_final_demand_coal | Solids | EU | Energy demand | 0 | FEC
LV | TYNDP2026 | HEV | 2035 | TWh | 308 | Sub_sector | Transport | Others | Transport (others) | Energetic | transport_other_final_demand_oil | Liquids | EU | Energy demand | 0.034436 | FEC
LV | TYNDP2026 | HEV | 2035 | TWh | 309 | Sub_sector | Transport | Others | Transport (others) | Energetic | transport_other_final_demand_other | Others | EU | Energy demand | 0 | FEC
LV | TYNDP2026 | HEV | 2035 | TWh | 310 | Sub_sector | Transport | Others | Transport (others) | Energetic | transport_other_final_demand_ammonia | Ammonia | EU | Energy demand | 0 | FEC
LV | TYNDP2026 | HEV | 2035 | TWh | 312 | Sub_sector | International transport | International aviation | Transport (int. aviation) | Energetic | transport_int_aviation_final_demand_electricity | Electricity | EU | Energy demand | 0 | FEC
LV | TYNDP2026 | HEV | 2035 | TWh | 313 | Sub_sector | International transport | International aviation | Transport (int. aviation) | Energetic | transport_int_aviation_final_demand_hydrogen | Hydrogen | EU | Energy demand | 0 | FEC
LV | TYNDP2026 | HEV | 2035 | TWh | 314 | Sub_sector | International transport | International aviation | Transport (int. aviation) | Energetic | transport_int_aviation_final_demand_methane | Methane | EU | Energy demand | 0 | FEC
LV | TYNDP2026 | HEV | 2035 | TWh | 315 | Sub_sector | International transport | International aviation | Transport (int. aviation) | Energetic | transport_int_aviation_final_demand_heat | Heat | EU | Energy demand | 0 | FEC
LV | TYNDP2026 | HEV | 2035 | TWh | 316 | Sub_sector | International transport | International aviation | Transport (int. aviation) | Energetic | transport_int_aviation_final_demand_biofuels | Biomass | EU | Energy demand | 0 | FEC
LV | TYNDP2026 | HEV | 2035 | TWh | 317 | Sub_sector | International transport | International aviation | Transport (int. aviation) | Energetic | transport_int_aviation_final_demand_coal | Solids | EU | Energy demand | 0 | FEC
LV | TYNDP2026 | HEV | 2035 | TWh | 318 | Sub_sector | International transport | International aviation | Transport (int. aviation) | Energetic | transport_int_aviation_final_demand_oil | Liquids | EU | Energy demand | 1.6527 | FEC
LV | TYNDP2026 | HEV | 2035 | TWh | 319 | Sub_sector | International transport | International aviation | Transport (int. aviation) | Energetic | transport_int_aviation_final_demand_other | Others | EU | Energy demand | 0 | FEC
LV | TYNDP2026 | HEV | 2035 | TWh | 320 | Sub_sector | International transport | International aviation | Transport (int. aviation) | Energetic | transport_int_aviation_final_demand_ammonia | Ammonia | EU | Energy demand | 0 | FEC
LV | TYNDP2026 | HEV | 2035 | TWh | 322 | Sub_sector | International transport | International shipping | Transport (int. shipping) | Energetic | transport_int_shipping_final_demand_electricity | Electricity | EU | Energy demand | 0 | not_included_in_FEC
LV | TYNDP2026 | HEV | 2035 | TWh | 323 | Sub_sector | International transport | International shipping | Transport (int. shipping) | Energetic | transport_int_shipping_final_demand_hydrogen | Hydrogen | EU | Energy demand | 0 | not_included_in_FEC
LV | TYNDP2026 | HEV | 2035 | TWh | 324 | Sub_sector | International transport | International shipping | Transport (int. shipping) | Energetic | transport_int_shipping_final_demand_methane | Methane | EU | Energy demand | 0 | not_included_in_FEC
LV | TYNDP2026 | HEV | 2035 | TWh | 325 | Sub_sector | International transport | International shipping | Transport (int. shipping) | Energetic | transport_int_shipping_final_demand_heat | Heat | EU | Energy demand | 0 | not_included_in_FEC
LV | TYNDP2026 | HEV | 2035 | TWh | 326 | Sub_sector | International transport | International shipping | Transport (int. shipping) | Energetic | transport_int_shipping_final_demand_biofuels | Biomass | EU | Energy demand | 0 | not_included_in_FEC
LV | TYNDP2026 | HEV | 2035 | TWh | 327 | Sub_sector | International transport | International shipping | Transport (int. shipping) | Energetic | transport_int_shipping_final_demand_coal | Solids | EU | Energy demand | 0 | not_included_in_FEC
LV | TYNDP2026 | HEV | 2035 | TWh | 328 | Sub_sector | International transport | International shipping | Transport (int. shipping) | Energetic | transport_int_shipping_final_demand_oil | Liquids | EU | Energy demand | 2.9483 | not_included_in_FEC
LV | TYNDP2026 | HEV | 2035 | TWh | 329 | Sub_sector | International transport | International shipping | Transport (int. shipping) | Energetic | transport_int_shipping_final_demand_other | Others | EU | Energy demand | 0 | not_included_in_FEC
LV | TYNDP2026 | HEV | 2035 | TWh | 330 | Sub_sector | International transport | International shipping | Transport (int. shipping) | Energetic | transport_int_shipping_final_demand_ammonia | Ammonia | EU | Energy demand | 0 | not_included_in_FEC
LV | TYNDP2026 | HEV | 2035 | TWh | 332 | Sub_sector | Households | Space heating | Households (heating) | Energetic | households_heating_final_demand_electricity | Electricity | EU | Energy demand | 0 | FEC
LV | TYNDP2026 | HEV | 2035 | TWh | 333 | Sub_sector | Households | Space heating | Households (heating) | Energetic | households_heating_final_demand_hydrogen | Hydrogen | EU | Energy demand | 0 | FEC
LV | TYNDP2026 | HEV | 2035 | TWh | 334 | Sub_sector | Households | Space heating | Households (heating) | Energetic | households_heating_final_demand_methane | Methane | EU | Energy demand | 0.48955 | FEC
LV | TYNDP2026 | HEV | 2035 | TWh | 335 | Sub_sector | Households | Space heating | Households (heating) | Energetic | households_heating_final_demand_heat | Heat | EU | Energy demand | 3.008 | FEC
LV | TYNDP2026 | HEV | 2035 | TWh | 336 | Sub_sector | Households | Space heating | Households (heating) | Energetic | households_heating_final_demand_biomass | Biomass | EU | Energy demand | 3.8808 | FEC
LV | TYNDP2026 | HEV | 2035 | TWh | 337 | Sub_sector | Households | Space heating | Households (heating) | Energetic | households_heating_final_demand_coal | Solids | EU | Energy demand | 0.11276 | FEC
LV | TYNDP2026 | HEV | 2035 | TWh | 338 | Sub_sector | Households | Space heating | Households (heating) | Energetic | households_heating_final_demand_oil | Liquids | EU | Energy demand | 1.828 | FEC
LV | TYNDP2026 | HEV | 2035 | TWh | 339 | Sub_sector | Households | Space heating | Households (heating) | Energetic | households_heating_final_demand_other | Others | EU | Energy demand | 0 | FEC
LV | TYNDP2026 | HEV | 2035 | TWh | 340 | Sub_sector | Households | Space heating | Households (heating) | Energetic | households_heating_final_demand_ammonia | Ammonia | EU | Energy demand | 0 | FEC
LV | TYNDP2026 | HEV | 2035 | TWh | 343 | Sub_sector | Households | Cooling | Households (cooling) | Energetic | households_cooling_final_demand_electricity | Electricity | EU | Energy demand | 0 | FEC
LV | TYNDP2026 | HEV | 2035 | TWh | 344 | Sub_sector | Households | Cooling | Households (cooling) | Energetic | households_cooling_final_demand_hydrogen | Hydrogen | EU | Energy demand | 0 | FEC
LV | TYNDP2026 | HEV | 2035 | TWh | 345 | Sub_sector | Households | Cooling | Households (cooling) | Energetic | households_cooling_final_demand_methane | Methane | EU | Energy demand | 0 | FEC
LV | TYNDP2026 | HEV | 2035 | TWh | 346 | Sub_sector | Households | Cooling | Households (cooling) | Energetic | households_cooling_final_demand_heat | Heat | EU | Energy demand | 0 | FEC
LV | TYNDP2026 | HEV | 2035 | TWh | 347 | Sub_sector | Households | Cooling | Households (cooling) | Energetic | households_cooling_final_demand_biomass | Biomass | EU | Energy demand | 0 | FEC
LV | TYNDP2026 | HEV | 2035 | TWh | 348 | Sub_sector | Households | Cooling | Households (cooling) | Energetic | households_cooling_final_demand_coal | Solids | EU | Energy demand | 0 | FEC
LV | TYNDP2026 | HEV | 2035 | TWh | 349 | Sub_sector | Households | Cooling | Households (cooling) | Energetic | households_cooling_final_demand_oil | Liquids | EU | Energy demand | 0 | FEC
LV | TYNDP2026 | HEV | 2035 | TWh | 350 | Sub_sector | Households | Cooling | Households (cooling) | Energetic | households_cooling_final_demand_other | Others | EU | Energy demand | 0 | FEC
LV | TYNDP2026 | HEV | 2035 | TWh | 351 | Sub_sector | Households | Cooling | Households (cooling) | Energetic | households_cooling_final_demand_ammonia | Ammonia | EU | Energy demand | 0 | FEC
LV | TYNDP2026 | HEV | 2035 | TWh | 354 | Sub_sector | Households | Hot water | Households (hot water) | Energetic | households_hot_water_final_demand_electricity | Electricity | EU | Energy demand | 0 | FEC
LV | TYNDP2026 | HEV | 2035 | TWh | 355 | Sub_sector | Households | Hot water | Households (hot water) | Energetic | households_hot_water_final_demand_hydrogen | Hydrogen | EU | Energy demand | 0 | FEC
LV | TYNDP2026 | HEV | 2035 | TWh | 356 | Sub_sector | Households | Hot water | Households (hot water) | Energetic | households_hot_water_final_demand_methane | Methane | EU | Energy demand | 0.20506 | FEC
LV | TYNDP2026 | HEV | 2035 | TWh | 357 | Sub_sector | Households | Hot water | Households (hot water) | Energetic | households_hot_water_final_demand_heat | Heat | EU | Energy demand | 1.2926 | FEC
LV | TYNDP2026 | HEV | 2035 | TWh | 358 | Sub_sector | Households | Hot water | Households (hot water) | Energetic | households_hot_water_final_demand_biomass | Biomass | EU | Energy demand | 0.94335 | FEC
LV | TYNDP2026 | HEV | 2035 | TWh | 359 | Sub_sector | Households | Hot water | Households (hot water) | Energetic | households_hot_water_final_demand_coal | Solids | EU | Energy demand | 0.018088 | FEC
LV | TYNDP2026 | HEV | 2035 | TWh | 360 | Sub_sector | Households | Hot water | Households (hot water) | Energetic | households_hot_water_final_demand_oil | Liquids | EU | Energy demand | 0.19575 | FEC
LV | TYNDP2026 | HEV | 2035 | TWh | 361 | Sub_sector | Households | Hot water | Households (hot water) | Energetic | households_hot_water_final_demand_other | Others | EU | Energy demand | 0 | FEC
LV | TYNDP2026 | HEV | 2035 | TWh | 362 | Sub_sector | Households | Hot water | Households (hot water) | Energetic | households_hot_water_final_demand_ammonia | Ammonia | EU | Energy demand | 0 | FEC
LV | TYNDP2026 | HEV | 2035 | TWh | 365 | Sub_sector | Households | Appliances | Households (appliances) | Energetic | households_appliances_final_demand_electricity | Electricity | EU | Energy demand | 1.5041 | FEC
LV | TYNDP2026 | HEV | 2035 | TWh | 366 | Sub_sector | Households | Appliances | Households (appliances) | Energetic | households_appliances_final_demand_hydrogen | Hydrogen | EU | Energy demand | 0 | FEC
LV | TYNDP2026 | HEV | 2035 | TWh | 367 | Sub_sector | Households | Appliances | Households (appliances) | Energetic | households_appliances_final_demand_methane | Methane | EU | Energy demand | 0.17889 | FEC
LV | TYNDP2026 | HEV | 2035 | TWh | 368 | Sub_sector | Households | Appliances | Households (appliances) | Energetic | households_appliances_final_demand_heat | Heat | EU | Energy demand | 0 | FEC
LV | TYNDP2026 | HEV | 2035 | TWh | 369 | Sub_sector | Households | Appliances | Households (appliances) | Energetic | households_appliances_final_demand_biomass | Biomass | EU | Energy demand | 0.020049 | FEC
LV | TYNDP2026 | HEV | 2035 | TWh | 370 | Sub_sector | Households | Appliances | Households (appliances) | Energetic | households_appliances_final_demand_coal | Solids | EU | Energy demand | 0 | FEC
LV | TYNDP2026 | HEV | 2035 | TWh | 371 | Sub_sector | Households | Appliances | Households (appliances) | Energetic | households_appliances_final_demand_oil | Liquids | EU | Energy demand | 0 | FEC
LV | TYNDP2026 | HEV | 2035 | TWh | 372 | Sub_sector | Households | Appliances | Households (appliances) | Energetic | households_appliances_final_demand_other | Others | EU | Energy demand | 0 | FEC
LV | TYNDP2026 | HEV | 2035 | TWh | 373 | Sub_sector | Households | Appliances | Households (appliances) | Energetic | households_appliances_final_demand_ammonia | Ammonia | EU | Energy demand | 0 | FEC
LV | TYNDP2026 | HEV | 2035 | TWh | 375 | Sub_sector | Buildings | Space heating | Buildings (heat) | Energetic | buildings_heat_final_demand_electricity | Electricity | EU | Energy demand | 0.71588 | FEC
LV | TYNDP2026 | HEV | 2035 | TWh | 376 | Sub_sector | Buildings | Space heating | Buildings (heat) | Energetic | buildings_heat_final_demand_hydrogen | Hydrogen | EU | Energy demand | 0 | FEC
LV | TYNDP2026 | HEV | 2035 | TWh | 377 | Sub_sector | Buildings | Space heating | Buildings (heat) | Energetic | buildings_heat_final_demand_methane | Methane | EU | Energy demand | 0.92402 | FEC
LV | TYNDP2026 | HEV | 2035 | TWh | 378 | Sub_sector | Buildings | Space heating | Buildings (heat) | Energetic | buildings_heat_final_demand_heat | Heat | EU | Energy demand | 1.4462 | FEC
LV | TYNDP2026 | HEV | 2035 | TWh | 379 | Sub_sector | Buildings | Space heating | Buildings (heat) | Energetic | buildings_heat_final_demand_biomass | Biomass | EU | Energy demand | 0.5729 | FEC
LV | TYNDP2026 | HEV | 2035 | TWh | 380 | Sub_sector | Buildings | Space heating | Buildings (heat) | Energetic | buildings_heat_final_demand_coal | Solids | EU | Energy demand | 0.031262 | FEC
LV | TYNDP2026 | HEV | 2035 | TWh | 381 | Sub_sector | Buildings | Space heating | Buildings (heat) | Energetic | buildings_heat_final_demand_oil | Liquids | EU | Energy demand | 0.28363 | FEC
LV | TYNDP2026 | HEV | 2035 | TWh | 382 | Sub_sector | Buildings | Space heating | Buildings (heat) | Energetic | buildings_heat_final_demand_other | Others | EU | Energy demand | 0 | FEC
LV | TYNDP2026 | HEV | 2035 | TWh | 383 | Sub_sector | Buildings | Space heating | Buildings (heat) | Energetic | buildings_heat_final_demand_ammonia | Ammonia | EU | Energy demand | 0 | FEC
LV | TYNDP2026 | HEV | 2035 | TWh | 386 | Sub_sector | Buildings | Cooling | Buildings (cooling) | Energetic | buildings_cooling_final_demand_electricity | Electricity | EU | Energy demand | 0.033687 | FEC
LV | TYNDP2026 | HEV | 2035 | TWh | 387 | Sub_sector | Buildings | Cooling | Buildings (cooling) | Energetic | buildings_cooling_final_demand_hydrogen | Hydrogen | EU | Energy demand | 0 | FEC
LV | TYNDP2026 | HEV | 2035 | TWh | 388 | Sub_sector | Buildings | Cooling | Buildings (cooling) | Energetic | buildings_cooling_final_demand_methane | Methane | EU | Energy demand | 4.03e-05 | FEC
LV | TYNDP2026 | HEV | 2035 | TWh | 389 | Sub_sector | Buildings | Cooling | Buildings (cooling) | Energetic | buildings_cooling_final_demand_heat | Heat | EU | Energy demand | 0 | FEC
LV | TYNDP2026 | HEV | 2035 | TWh | 390 | Sub_sector | Buildings | Cooling | Buildings (cooling) | Energetic | buildings_cooling_final_demand_biomass | Biomass | EU | Energy demand | 0 | FEC
LV | TYNDP2026 | HEV | 2035 | TWh | 391 | Sub_sector | Buildings | Cooling | Buildings (cooling) | Energetic | buildings_cooling_final_demand_coal | Solids | EU | Energy demand | 0 | FEC
LV | TYNDP2026 | HEV | 2035 | TWh | 392 | Sub_sector | Buildings | Cooling | Buildings (cooling) | Energetic | buildings_cooling_final_demand_oil | Liquids | EU | Energy demand | 0 | FEC
LV | TYNDP2026 | HEV | 2035 | TWh | 393 | Sub_sector | Buildings | Cooling | Buildings (cooling) | Energetic | buildings_cooling_final_demand_other | Others | EU | Energy demand | 0 | FEC
LV | TYNDP2026 | HEV | 2035 | TWh | 394 | Sub_sector | Buildings | Cooling | Buildings (cooling) | Energetic | buildings_cooling_final_demand_ammonia | Ammonia | EU | Energy demand | 0 | FEC
LV | TYNDP2026 | HEV | 2035 | TWh | 397 | Sub_sector | Buildings | Appliances | Buildings (appliances) | Energetic | buildings_appliances_final_demand_electricity | Electricity | EU | Energy demand | 1.7399 | FEC
LV | TYNDP2026 | HEV | 2035 | TWh | 398 | Sub_sector | Buildings | Appliances | Buildings (appliances) | Energetic | buildings_appliances_final_demand_hydrogen | Hydrogen | EU | Energy demand | 0 | FEC
LV | TYNDP2026 | HEV | 2035 | TWh | 399 | Sub_sector | Buildings | Appliances | Buildings (appliances) | Energetic | buildings_appliances_final_demand_methane | Methane | EU | Energy demand | 0.35221 | FEC
LV | TYNDP2026 | HEV | 2035 | TWh | 400 | Sub_sector | Buildings | Appliances | Buildings (appliances) | Energetic | buildings_appliances_final_demand_heat | Heat | EU | Energy demand | 0 | FEC
LV | TYNDP2026 | HEV | 2035 | TWh | 401 | Sub_sector | Buildings | Appliances | Buildings (appliances) | Energetic | buildings_appliances_final_demand_biomass | Biomass | EU | Energy demand | 0 | FEC
LV | TYNDP2026 | HEV | 2035 | TWh | 402 | Sub_sector | Buildings | Appliances | Buildings (appliances) | Energetic | buildings_appliances_final_demand_coal | Solids | EU | Energy demand | 0 | FEC
LV | TYNDP2026 | HEV | 2035 | TWh | 403 | Sub_sector | Buildings | Appliances | Buildings (appliances) | Energetic | buildings_appliances_final_demand_oil | Liquids | EU | Energy demand | 0 | FEC
LV | TYNDP2026 | HEV | 2035 | TWh | 404 | Sub_sector | Buildings | Appliances | Buildings (appliances) | Energetic | buildings_appliances_final_demand_other | Others | EU | Energy demand | 0 | FEC
LV | TYNDP2026 | HEV | 2035 | TWh | 405 | Sub_sector | Buildings | Appliances | Buildings (appliances) | Energetic | buildings_appliances_final_demand_ammonia | Ammonia | EU | Energy demand | 0 | FEC
LV | TYNDP2026 | HEV | 2035 | TWh | 407 | Sub_sector | Buildings | Datacenters | Datacenters & ICT | Energetic | datacentres_final_demand_electricity_energetic | Electricity | EU | Energy demand | 0.49241 | FEC
LV | TYNDP2026 | HEV | 2035 | TWh | 408 | Sub_sector | Buildings | Datacenters | Datacenters & ICT | Energetic | datacentres_final_demand_hydrogen_energetic | Hydrogen | EU | Energy demand | 0 | FEC
LV | TYNDP2026 | HEV | 2035 | TWh | 409 | Sub_sector | Buildings | Datacenters | Datacenters & ICT | Energetic | datacentres_final_demand_methane_energetic | Methane | EU | Energy demand | 0 | FEC
LV | TYNDP2026 | HEV | 2035 | TWh | 410 | Sub_sector | Buildings | Datacenters | Datacenters & ICT | Energetic | datacentres_final_demand_heat_energetic | Heat | EU | Energy demand | 0 | FEC
LV | TYNDP2026 | HEV | 2035 | TWh | 411 | Sub_sector | Buildings | Datacenters | Datacenters & ICT | Energetic | datacentres_final_demand_biomass_energetic | Biomass | EU | Energy demand | 0 | FEC
LV | TYNDP2026 | HEV | 2035 | TWh | 412 | Sub_sector | Buildings | Datacenters | Datacenters & ICT | Energetic | datacentres_final_demand_coal_energetic | Solids | EU | Energy demand | 0 | FEC
LV | TYNDP2026 | HEV | 2035 | TWh | 413 | Sub_sector | Buildings | Datacenters | Datacenters & ICT | Energetic | datacentres_final_demand_oil_energetic | Liquids | EU | Energy demand | 0 | FEC
LV | TYNDP2026 | HEV | 2035 | TWh | 414 | Sub_sector | Buildings | Datacenters | Datacenters & ICT | Energetic | datacentres_final_demand_other_energetic | Others | EU | Energy demand | 0 | FEC
LV | TYNDP2026 | HEV | 2035 | TWh | 415 | Sub_sector | Buildings | Datacenters | Datacenters & ICT | Energetic | datacentres_final_demand_ammonia_energetic | Ammonia | EU | Energy demand | 0 | FEC
LV | TYNDP2026 | HEV | 2035 | TWh | 417 | Sub_sector | Transport | Others_Sector | Others_Sector | Energetic | other_final_demand_electricity_energetic | Electricity | EU | Energy demand | 0.00023389 | FEC
LV | TYNDP2026 | HEV | 2035 | TWh | 418 | Sub_sector | Transport | Others_Sector | Others_Sector | Energetic | other_final_demand_hydrogen_energetic | Hydrogen | EU | Energy demand | 0 | FEC
LV | TYNDP2026 | HEV | 2035 | TWh | 419 | Sub_sector | Transport | Pipeline Transport | Others_Sector | Energetic | other_final_demand_methane_energetic | Methane | EU | Energy demand | 0.00642 | FEC
LV | TYNDP2026 | HEV | 2035 | TWh | 420 | Sub_sector | Transport | Others_Sector | Others_Sector | Energetic | other_final_demand_heat_energetic | Heat | EU | Energy demand | 0.0013925 | FEC
LV | TYNDP2026 | HEV | 2035 | TWh | 421 | Sub_sector | Transport | Others_Sector | Others_Sector | Energetic | other_final_demand_biomass_energetic | Biomass | EU | Energy demand | 0 | FEC
LV | TYNDP2026 | HEV | 2035 | TWh | 422 | Sub_sector | Transport | Others_Sector | Others_Sector | Energetic | other_final_demand_coal_energetic | Solids | EU | Energy demand | 0 | FEC
LV | TYNDP2026 | HEV | 2035 | TWh | 423 | Sub_sector | Transport | Others_Sector | Others_Sector | Energetic | other_final_demand_oil_energetic | Liquids | EU | Energy demand | 0.089421 | FEC
LV | TYNDP2026 | HEV | 2035 | TWh | 424 | Sub_sector | Others_Sector | Others_Sector | Others_Sector | Non-energetic | other_final_demand_oil_non_energetic | Liquids | EU | Energy demand | 0.31049 | not_included_in_FEC
LV | TYNDP2026 | HEV | 2035 | TWh | 425 | Sub_sector | Transport | Others_Sector | Others_Sector | Energetic | other_final_demand_other_energetic | Others | EU | Energy demand | 0 | FEC
LV | TYNDP2026 | HEV | 2035 | TWh | 426 | Sub_sector | Transport | Others_Sector | Others_Sector | Energetic | other_final_demand_ammonia_energetic | Ammonia | EU | Energy demand | 0 | FEC
LV | TYNDP2026 | HEV | 2035 | TWh | 427 | Sub_sector | Industry | Surplus_Heat_in_Industry | Surplus_Heat_in_Industry | Energetic | final_demand_of_industry_unused_local_production_steam_hot_water | Heat | EU | Energy demand | 0.32996 | FEC
LV | TYNDP2026 | HEV | 2035 | TWh | 429 | Sub_sector | Agriculture | Total | Agriculture | Energetic | agriculture_final_demand_electricity_energetic | Electricity | EU | Energy demand | 0.1792 | FEC
LV | TYNDP2026 | HEV | 2035 | TWh | 430 | Sub_sector | Agriculture | Total | Agriculture | Energetic | agriculture_final_demand_hydrogen_energetic | Hydrogen | EU | Energy demand | 0 | FEC
LV | TYNDP2026 | HEV | 2035 | TWh | 431 | Sub_sector | Agriculture | Total | Agriculture | Energetic | agriculture_final_demand_methane_energetic | Methane | EU | Energy demand | 0.11679 | FEC
LV | TYNDP2026 | HEV | 2035 | TWh | 432 | Sub_sector | Agriculture | Total | Agriculture | Energetic | agriculture_final_demand_heat_energetic | Heat | EU | Energy demand | 0.11429 | FEC
LV | TYNDP2026 | HEV | 2035 | TWh | 433 | Sub_sector | Agriculture | Total | Agriculture | Energetic | agriculture_final_demand_biomass_energetic | Biomass | EU | Energy demand | 0.33249 | FEC
LV | TYNDP2026 | HEV | 2035 | TWh | 434 | Sub_sector | Agriculture | Total | Agriculture | Energetic | agriculture_final_demand_coal_energetic | Solids | EU | Energy demand | 0 | FEC
LV | TYNDP2026 | HEV | 2035 | TWh | 435 | Sub_sector | Agriculture | Total | Agriculture | Energetic | agriculture_final_demand_oil_energetic | Liquids | EU | Energy demand | 1.6021 | FEC
LV | TYNDP2026 | HEV | 2035 | TWh | 436 | Sub_sector | Agriculture | Total | Agriculture | Energetic | agriculture_final_demand_other_energetic | Others | EU | Energy demand | 0 | FEC
LV | TYNDP2026 | HEV | 2035 | TWh | 437 | Sub_sector | Agriculture | Total | Agriculture | Energetic | agriculture_final_demand_ammonia_energetic | Ammonia | EU | Energy demand | 0 | FEC
LV | TYNDP2026 | HEV | 2035 | TWh | 447 | Sub_sector | Buildings | Surplus Energy | Buildings | Energetic | GAP | Electricity | EU | Energy demand | 0 | FEC
LV | TYNDP2026 | HEV | 2035 | TWh | 448 | Sub_sector | Buildings | Surplus Energy | Buildings | Energetic | GAP | Hydrogen | EU | Energy demand | 0 | FEC
LV | TYNDP2026 | HEV | 2035 | TWh | 449 | Sub_sector | Buildings | Surplus Energy | Buildings | Energetic | GAP | Methane | EU | Energy demand | 0 | FEC
LV | TYNDP2026 | HEV | 2035 | TWh | 450 | Sub_sector | Buildings | Surplus Energy | Buildings | Energetic | GAP | Heat | EU | Energy demand | 0 | FEC
LV | TYNDP2026 | HEV | 2035 | TWh | 451 | Sub_sector | Buildings | Surplus Energy | Buildings | Energetic | GAP | Biomass | EU | Energy demand | 0.069264 | FEC
LV | TYNDP2026 | HEV | 2035 | TWh | 452 | Sub_sector | Buildings | Surplus Energy | Buildings | Energetic | GAP | Solids | EU | Energy demand | 0 | FEC
LV | TYNDP2026 | HEV | 2035 | TWh | 453 | Sub_sector | Buildings | Surplus Energy | Buildings | Energetic | GAP | Liquids | EU | Energy demand | 0.030768 | FEC
LV | TYNDP2026 | HEV | 2035 | TWh | 454 | Sub_sector | Buildings | Surplus Energy | Buildings | Energetic | GAP | Others | EU | Energy demand | 0 | FEC
LV | TYNDP2026 | HEV | 2035 | TWh | 455 | Sub_sector | Buildings | Surplus Energy | Buildings | Energetic | GAP | Ammonia | EU | Energy demand | 0 | FEC
LV | TYNDP2026 | HEV | 2035 | TWh | 456 | Sub_sector | Households | Surplus Energy | Households | Energetic | GAP | Electricity | EU | Energy demand | 0 | FEC
LV | TYNDP2026 | HEV | 2035 | TWh | 457 | Sub_sector | Households | Surplus Energy | Households | Energetic | GAP | Hydrogen | EU | Energy demand | 0 | FEC
LV | TYNDP2026 | HEV | 2035 | TWh | 458 | Sub_sector | Households | Surplus Energy | Households | Energetic | GAP | Methane | EU | Energy demand | 0 | FEC
LV | TYNDP2026 | HEV | 2035 | TWh | 459 | Sub_sector | Households | Surplus Energy | Households | Energetic | GAP | Heat | EU | Energy demand | 0 | FEC
LV | TYNDP2026 | HEV | 2035 | TWh | 460 | Sub_sector | Households | Surplus Energy | Households | Energetic | GAP | Biomass | EU | Energy demand | 0 | FEC
LV | TYNDP2026 | HEV | 2035 | TWh | 461 | Sub_sector | Households | Surplus Energy | Households | Energetic | GAP | Solids | EU | Energy demand | 0 | FEC
LV | TYNDP2026 | HEV | 2035 | TWh | 462 | Sub_sector | Households | Surplus Energy | Households | Energetic | GAP | Liquids | EU | Energy demand | 0 | FEC
LV | TYNDP2026 | HEV | 2035 | TWh | 463 | Sub_sector | Households | Surplus Energy | Households | Energetic | GAP | Others | EU | Energy demand | 0 | FEC
LV | TYNDP2026 | HEV | 2035 | TWh | 464 | Sub_sector | Households | Surplus Energy | Households | Energetic | GAP | Ammonia | EU | Energy demand | 0 | FEC
LV | TYNDP2026 | HEV | 2040 | TWh | 102 | Sub_sector | Industry | Aluminium | Industry (aluminium) | Energetic | industry_aluminium_demand_electricity_energetic | Electricity | EU | Energy demand | 0 | FEC
LV | TYNDP2026 | HEV | 2040 | TWh | 103 | Sub_sector | Industry | Aluminium | Industry (aluminium) | Energetic | industry_aluminium_demand_hydrogen_energetic | Hydrogen | EU | Energy demand | 0 | FEC
LV | TYNDP2026 | HEV | 2040 | TWh | 104 | Sub_sector | Industry | Aluminium | Industry (aluminium) | Energetic | industry_aluminium_demand_methane_energetic | Methane | EU | Energy demand | 0 | FEC
LV | TYNDP2026 | HEV | 2040 | TWh | 105 | Sub_sector | Industry | Aluminium | Industry (aluminium) | Energetic | industry_aluminium_demand_heat_energetic | Heat | EU | Energy demand | 0 | FEC
LV | TYNDP2026 | HEV | 2040 | TWh | 106 | Sub_sector | Industry | Aluminium | Industry (aluminium) | Energetic | industry_aluminium_demand_biomass_energetic | Biomass | EU | Energy demand | 0 | FEC
LV | TYNDP2026 | HEV | 2040 | TWh | 107 | Sub_sector | Industry | Aluminium | Industry (aluminium) | Energetic | industry_aluminium_demand_coal_energetic | Solids | EU | Energy demand | 0 | FEC
LV | TYNDP2026 | HEV | 2040 | TWh | 108 | Sub_sector | Industry | Aluminium | Industry (aluminium) | Energetic | industry_aluminium_demand_oil_energetic | Liquids | EU | Energy demand | 0 | FEC
LV | TYNDP2026 | HEV | 2040 | TWh | 109 | Sub_sector | Industry | Aluminium | Industry (aluminium) | Energetic | industry_aluminium_demand_others_energetic | Others | EU | Energy demand | 0 | FEC
LV | TYNDP2026 | HEV | 2040 | TWh | 110 | Sub_sector | Industry | Aluminium | Industry (aluminium) | Energetic | industry_ammonia_demand_others_energetic | Ammonia | EU | Energy demand | 0 | FEC
LV | TYNDP2026 | HEV | 2040 | TWh | 112 | Sub_sector | Industry | Chemicals | Industry (chemicals, energetic) | Energetic | industry_chemical_demand_electricity_energetic | Electricity | EU | Energy demand | 0.0651 | FEC
LV | TYNDP2026 | HEV | 2040 | TWh | 113 | Sub_sector | Industry | Chemicals | Industry (chemicals, energetic) | Energetic | industry_chemical_demand_hydrogen_energetic | Hydrogen | EU | Energy demand | 0 | FEC
LV | TYNDP2026 | HEV | 2040 | TWh | 114 | Sub_sector | Industry | Chemicals | Industry (chemicals, energetic) | Energetic | industry_chemical_demand_methane_energetic | Methane | EU | Energy demand | 0.088623 | FEC
LV | TYNDP2026 | HEV | 2040 | TWh | 115 | Sub_sector | Industry | Chemicals | Industry (chemicals, energetic) | Energetic | industry_chemical_demand_heat_energetic | Heat | EU | Energy demand | 0.01219 | FEC
LV | TYNDP2026 | HEV | 2040 | TWh | 116 | Sub_sector | Industry | Chemicals | Industry (chemicals, energetic) | Energetic | industry_chemical_demand_biomass_energetic | Biomass | EU | Energy demand | 0.046654 | FEC
LV | TYNDP2026 | HEV | 2040 | TWh | 117 | Sub_sector | Industry | Chemicals | Industry (chemicals, energetic) | Energetic | industry_chemical_demand_coal_energetic | Solids | EU | Energy demand | 4.36e-05 | FEC
LV | TYNDP2026 | HEV | 2040 | TWh | 118 | Sub_sector | Industry | Chemicals | Industry (chemicals, energetic) | Energetic | industry_chemical_demand_oil_energetic | Liquids | EU | Energy demand | 0.052307 | FEC
LV | TYNDP2026 | HEV | 2040 | TWh | 119 | Sub_sector | Industry | Chemicals | Industry (chemicals, energetic) | Energetic | industry_chemical_demand_others_energetic | Others | EU | Energy demand | 0 | FEC
LV | TYNDP2026 | HEV | 2040 | TWh | 120 | Sub_sector | Industry | Chemicals | Industry (chemicals, energetic) | Energetic | industry_chemical_demand_ammonia_energetic | Ammonia | EU | Energy demand | 0 | FEC
LV | TYNDP2026 | HEV | 2040 | TWh | 122 | Sub_sector | Industry | Chemicals | Industry (chemicals, non-energetic) | Non-energetic | industry_chemical_demand_electricity_non_energetic | Electricity | EU | Energy demand | 0 | not_included_in_FEC
LV | TYNDP2026 | HEV | 2040 | TWh | 123 | Sub_sector | Industry | Chemicals | Industry (chemicals, non-energetic) | Non-energetic | industry_chemical_demand_hydrogen_non_energetic | Hydrogen | EU | Energy demand | 0 | not_included_in_FEC
LV | TYNDP2026 | HEV | 2040 | TWh | 124 | Sub_sector | Industry | Chemicals | Industry (chemicals, non-energetic) | Non-energetic | industry_chemical_demand_methane_non_energetic | Methane | EU | Energy demand | 0 | not_included_in_FEC
LV | TYNDP2026 | HEV | 2040 | TWh | 125 | Sub_sector | Industry | Chemicals | Industry (chemicals, non-energetic) | Non-energetic | industry_chemical_demand_heat_non_energetic | Heat | EU | Energy demand | 0 | not_included_in_FEC
LV | TYNDP2026 | HEV | 2040 | TWh | 126 | Sub_sector | Industry | Chemicals | Industry (chemicals, non-energetic) | Non-energetic | industry_chemical_demand_biomass_non_energetic | Biomass | EU | Energy demand | 0 | not_included_in_FEC
LV | TYNDP2026 | HEV | 2040 | TWh | 127 | Sub_sector | Industry | Chemicals | Industry (chemicals, non-energetic) | Non-energetic | industry_chemical_demand_coal_non_energetic | Solids | EU | Energy demand | 0 | not_included_in_FEC
LV | TYNDP2026 | HEV | 2040 | TWh | 128 | Sub_sector | Industry | Chemicals | Industry (chemicals, non-energetic) | Non-energetic | industry_chemical_demand_oil_non_energetic | Liquids | EU | Energy demand | 0.014129 | not_included_in_FEC
LV | TYNDP2026 | HEV | 2040 | TWh | 129 | Sub_sector | Industry | Chemicals | Industry (chemicals, non-energetic) | Non-energetic | industry_chemical_demand_others_non_energetic | Others | EU | Energy demand | 0 | not_included_in_FEC
LV | TYNDP2026 | HEV | 2040 | TWh | 130 | Sub_sector | Industry | Chemicals | Industry (chemicals, non-energetic) | Non-energetic | industry_chemical_demand_ammonia_non_energetic | Ammonia | EU | Energy demand | 0 | not_included_in_FEC
LV | TYNDP2026 | HEV | 2040 | TWh | 132 | Sub_sector | Industry | Fertilizers | Industry (fertilizers, energetic) | Energetic | industry_fertilizers_demand_electricity_energetic | Electricity | EU | Energy demand | 0 | FEC
LV | TYNDP2026 | HEV | 2040 | TWh | 133 | Sub_sector | Industry | Fertilizers | Industry (fertilizers, energetic) | Energetic | industry_fertilizers_demand_hydrogen_energetic | Hydrogen | EU | Energy demand | 0 | FEC
LV | TYNDP2026 | HEV | 2040 | TWh | 134 | Sub_sector | Industry | Fertilizers | Industry (fertilizers, energetic) | Energetic | industry_fertilizers_demand_methane_energetic | Methane | EU | Energy demand | 0 | FEC
LV | TYNDP2026 | HEV | 2040 | TWh | 135 | Sub_sector | Industry | Fertilizers | Industry (fertilizers, energetic) | Energetic | industry_fertilizers_demand_heat_energetic | Heat | EU | Energy demand | 0 | FEC
LV | TYNDP2026 | HEV | 2040 | TWh | 136 | Sub_sector | Industry | Fertilizers | Industry (fertilizers, energetic) | Energetic | industry_fertilizers_demand_biomass_energetic | Biomass | EU | Energy demand | 0 | FEC
LV | TYNDP2026 | HEV | 2040 | TWh | 137 | Sub_sector | Industry | Fertilizers | Industry (fertilizers, energetic) | Energetic | industry_fertilizers_demand_coal_energetic | Solids | EU | Energy demand | 0 | FEC
LV | TYNDP2026 | HEV | 2040 | TWh | 138 | Sub_sector | Industry | Fertilizers | Industry (fertilizers, energetic) | Energetic | industry_fertilizers_demand_oil_energetic | Liquids | EU | Energy demand | 0 | FEC
LV | TYNDP2026 | HEV | 2040 | TWh | 139 | Sub_sector | Industry | Fertilizers | Industry (fertilizers, energetic) | Energetic | industry_fertilizers_demand_others_energetic | Others | EU | Energy demand | 0 | FEC
LV | TYNDP2026 | HEV | 2040 | TWh | 140 | Sub_sector | Industry | Fertilizers | Industry (fertilizers, energetic) | Energetic | industry_fertilizers_demand_ammonia_energetic | Ammonia | EU | Energy demand | 0 | FEC
LV | TYNDP2026 | HEV | 2040 | TWh | 142 | Sub_sector | Industry | Fertilizers | Industry (fertilizers, non-energetic) | Non-energetic | industry_fertilizers_demand_electricity_non_energetic | Electricity | EU | Energy demand | 0 | not_included_in_FEC
LV | TYNDP2026 | HEV | 2040 | TWh | 143 | Sub_sector | Industry | Fertilizers | Industry (fertilizers, non-energetic) | Non-energetic | industry_fertilizers_demand_hydrogen_non_energetic | Hydrogen | EU | Energy demand | 0 | not_included_in_FEC
LV | TYNDP2026 | HEV | 2040 | TWh | 144 | Sub_sector | Industry | Fertilizers | Industry (fertilizers, non-energetic) | Non-energetic | industry_fertilizers_demand_methane_non_energetic | Methane | EU | Energy demand | 0 | not_included_in_FEC
LV | TYNDP2026 | HEV | 2040 | TWh | 145 | Sub_sector | Industry | Fertilizers | Industry (fertilizers, non-energetic) | Non-energetic | industry_fertilizers_demand_heat_non_energetic | Heat | EU | Energy demand | 0 | not_included_in_FEC
LV | TYNDP2026 | HEV | 2040 | TWh | 146 | Sub_sector | Industry | Fertilizers | Industry (fertilizers, non-energetic) | Non-energetic | industry_fertilizers_demand_biomass_non_energetic | Biomass | EU | Energy demand | 0 | not_included_in_FEC
LV | TYNDP2026 | HEV | 2040 | TWh | 147 | Sub_sector | Industry | Fertilizers | Industry (fertilizers, non-energetic) | Non-energetic | industry_fertilizers_demand_coal_non_energetic | Solids | EU | Energy demand | 0 | not_included_in_FEC
LV | TYNDP2026 | HEV | 2040 | TWh | 148 | Sub_sector | Industry | Fertilizers | Industry (fertilizers, non-energetic) | Non-energetic | industry_fertilizers_demand_oil_non_energetic | Liquids | EU | Energy demand | 0 | not_included_in_FEC
LV | TYNDP2026 | HEV | 2040 | TWh | 149 | Sub_sector | Industry | Fertilizers | Industry (fertilizers, non-energetic) | Non-energetic | industry_fertilizers_demand_others_non_energetic | Others | EU | Energy demand | 0 | not_included_in_FEC
LV | TYNDP2026 | HEV | 2040 | TWh | 150 | Sub_sector | Industry | Fertilizers | Industry (fertilizers, non-energetic) | Non-energetic | industry_fertilizers_demand_ammonia_non_energetic | Ammonia | EU | Energy demand | 0 | not_included_in_FEC
LV | TYNDP2026 | HEV | 2040 | TWh | 152 | Sub_sector | Industry | Food | Industry (food) | Energetic | industry_food_demand_electricity_energetic | Electricity | EU | Energy demand | 0.29969 | FEC
LV | TYNDP2026 | HEV | 2040 | TWh | 153 | Sub_sector | Industry | Food | Industry (food) | Energetic | industry_food_demand_hydrogen_energetic | Hydrogen | EU | Energy demand | 0 | FEC
LV | TYNDP2026 | HEV | 2040 | TWh | 154 | Sub_sector | Industry | Food | Industry (food) | Energetic | industry_food_demand_methane_energetic | Methane | EU | Energy demand | 0.37399 | FEC
LV | TYNDP2026 | HEV | 2040 | TWh | 155 | Sub_sector | Industry | Food | Industry (food) | Energetic | industry_food_demand_heat_energetic | Heat | EU | Energy demand | 0.079913 | FEC
LV | TYNDP2026 | HEV | 2040 | TWh | 156 | Sub_sector | Industry | Food | Industry (food) | Energetic | industry_food_demand_biomass_energetic | Biomass | EU | Energy demand | 0.13446 | FEC
LV | TYNDP2026 | HEV | 2040 | TWh | 157 | Sub_sector | Industry | Food | Industry (food) | Energetic | industry_food_demand_coal_energetic | Solids | EU | Energy demand | 0.0043069 | FEC
LV | TYNDP2026 | HEV | 2040 | TWh | 158 | Sub_sector | Industry | Food | Industry (food) | Energetic | industry_food_demand_oil_energetic | Liquids | EU | Energy demand | 0.084398 | FEC
LV | TYNDP2026 | HEV | 2040 | TWh | 159 | Sub_sector | Industry | Food | Industry (food) | Energetic | industry_food_demand_others_energetic | Others | EU | Energy demand | 0 | FEC
LV | TYNDP2026 | HEV | 2040 | TWh | 160 | Sub_sector | Industry | Food | Industry (food) | Energetic | industry_food_demand_ammonia_energetic | Ammonia | EU | Energy demand | 0 | FEC
LV | TYNDP2026 | HEV | 2040 | TWh | 162 | Sub_sector | Industry | Metals | Industry (metal) | Energetic | industry_metal_demand_electricity_energetic | Electricity | EU | Energy demand | 0.0047519 | FEC
LV | TYNDP2026 | HEV | 2040 | TWh | 163 | Sub_sector | Industry | Metals | Industry (metal) | Energetic | industry_metal_demand_hydrogen_energetic | Hydrogen | EU | Energy demand | 0 | FEC
LV | TYNDP2026 | HEV | 2040 | TWh | 164 | Sub_sector | Industry | Metals | Industry (metal) | Energetic | industry_metal_demand_methane_energetic | Methane | EU | Energy demand | 0.0062381 | FEC
LV | TYNDP2026 | HEV | 2040 | TWh | 165 | Sub_sector | Industry | Metals | Industry (metal) | Energetic | industry_metal_demand_heat_energetic | Heat | EU | Energy demand | 0 | FEC
LV | TYNDP2026 | HEV | 2040 | TWh | 166 | Sub_sector | Industry | Metals | Industry (metal) | Energetic | industry_metal_demand_biomass_energetic | Biomass | EU | Energy demand | 0 | FEC
LV | TYNDP2026 | HEV | 2040 | TWh | 167 | Sub_sector | Industry | Metals | Industry (metal) | Energetic | industry_metal_demand_coal_energetic | Solids | EU | Energy demand | 0.00020972 | FEC
LV | TYNDP2026 | HEV | 2040 | TWh | 168 | Sub_sector | Industry | Metals | Industry (metal) | Energetic | industry_metal_demand_oil_energetic | Liquids | EU | Energy demand | 0 | FEC
LV | TYNDP2026 | HEV | 2040 | TWh | 169 | Sub_sector | Industry | Metals | Industry (metal) | Energetic | industry_metal_demand_others_energetic | Others | EU | Energy demand | 0 | FEC
LV | TYNDP2026 | HEV | 2040 | TWh | 170 | Sub_sector | Industry | Metals | Industry (metal) | Energetic | industry_metal_demand_ammonia_energetic | Ammonia | EU | Energy demand | 0 | FEC
LV | TYNDP2026 | HEV | 2040 | TWh | 172 | Sub_sector | Industry | Others | Industry (other, energetic) | Energetic | industry_other_demand_electricity_energetic | Electricity | EU | Energy demand | 1.7426 | FEC
LV | TYNDP2026 | HEV | 2040 | TWh | 173 | Sub_sector | Industry | Others | Industry (other, energetic) | Energetic | industry_other_demand_hydrogen_energetic | Hydrogen | EU | Energy demand | 0 | FEC
LV | TYNDP2026 | HEV | 2040 | TWh | 174 | Sub_sector | Industry | Others | Industry (other, energetic) | Energetic | industry_other_demand_methane_energetic | Methane | EU | Energy demand | 0.61523 | FEC
LV | TYNDP2026 | HEV | 2040 | TWh | 175 | Sub_sector | Industry | Others | Industry (other, energetic) | Energetic | industry_other_demand_heat_energetic | Heat | EU | Energy demand | 0.93022 | FEC
LV | TYNDP2026 | HEV | 2040 | TWh | 176 | Sub_sector | Industry | Others | Industry (other, energetic) | Energetic | industry_other_demand_biomass_energetic | Biomass | EU | Energy demand | 4.4768 | FEC
LV | TYNDP2026 | HEV | 2040 | TWh | 177 | Sub_sector | Industry | Others | Industry (other, energetic) | Energetic | industry_other_demand_coal_energetic | Solids | EU | Energy demand | 0.34481 | FEC
LV | TYNDP2026 | HEV | 2040 | TWh | 178 | Sub_sector | Industry | Others | Industry (other, energetic) | Energetic | industry_other_demand_oil_energetic | Liquids | EU | Energy demand | 0.43564 | FEC
LV | TYNDP2026 | HEV | 2040 | TWh | 179 | Sub_sector | Industry | Others | Industry (other, energetic) | Energetic | industry_other_demand_others_energetic | Others | EU | Energy demand | 0 | FEC
LV | TYNDP2026 | HEV | 2040 | TWh | 180 | Sub_sector | Industry | Others | Industry (other, energetic) | Energetic | industry_other_demand_ammonia_energetic | Ammonia | EU | Energy demand | 0 | FEC
LV | TYNDP2026 | HEV | 2040 | TWh | 182 | Sub_sector | Industry | Others | Industry (other, non-energetic) | Non-energetic | industry_other_demand_electricity_non_energetic | Electricity | EU | Energy demand | 0 | not_included_in_FEC
LV | TYNDP2026 | HEV | 2040 | TWh | 183 | Sub_sector | Industry | Others | Industry (other, non-energetic) | Non-energetic | industry_other_demand_hydrogen_non_energetic | Hydrogen | EU | Energy demand | 0 | not_included_in_FEC
LV | TYNDP2026 | HEV | 2040 | TWh | 184 | Sub_sector | Industry | Others | Industry (other, non-energetic) | Non-energetic | industry_other_demand_methane_non_energetic | Methane | EU | Energy demand | 0 | not_included_in_FEC
LV | TYNDP2026 | HEV | 2040 | TWh | 185 | Sub_sector | Industry | Others | Industry (other, non-energetic) | Non-energetic | industry_other_demand_heat_non_energetic | Heat | EU | Energy demand | 0 | not_included_in_FEC
LV | TYNDP2026 | HEV | 2040 | TWh | 186 | Sub_sector | Industry | Others | Industry (other, non-energetic) | Non-energetic | industry_other_demand_biomass_non_energetic | Biomass | EU | Energy demand | 0 | not_included_in_FEC
LV | TYNDP2026 | HEV | 2040 | TWh | 187 | Sub_sector | Industry | Others | Industry (other, non-energetic) | Non-energetic | industry_other_demand_coal_non_energetic | Solids | EU | Energy demand | 0 | not_included_in_FEC
LV | TYNDP2026 | HEV | 2040 | TWh | 188 | Sub_sector | Industry | Others | Industry (other, non-energetic) | Non-energetic | industry_other_demand_oil_non_energetic | Liquids | EU | Energy demand | 0.71471 | not_included_in_FEC
LV | TYNDP2026 | HEV | 2040 | TWh | 189 | Sub_sector | Industry | Others | Industry (other, non-energetic) | Non-energetic | industry_other_demand_others_non_energetic | Others | EU | Energy demand | 0 | not_included_in_FEC
LV | TYNDP2026 | HEV | 2040 | TWh | 190 | Sub_sector | Industry | Others | Industry (other, non-energetic) | Non-energetic | industry_other_demand_ammonia_non_energetic | Ammonia | EU | Energy demand | 0 | not_included_in_FEC
LV | TYNDP2026 | HEV | 2040 | TWh | 192 | Sub_sector | Industry | Paper | Industry (paper) | Energetic | industry_paper_demand_electricity_energetic | Electricity | EU | Energy demand | 0.029436 | FEC
LV | TYNDP2026 | HEV | 2040 | TWh | 193 | Sub_sector | Industry | Paper | Industry (paper) | Energetic | industry_paper_demand_hydrogen_energetic | Hydrogen | EU | Energy demand | 0 | FEC
LV | TYNDP2026 | HEV | 2040 | TWh | 194 | Sub_sector | Industry | Paper | Industry (paper) | Energetic | industry_paper_demand_methane_energetic | Methane | EU | Energy demand | 0.02822 | FEC
LV | TYNDP2026 | HEV | 2040 | TWh | 195 | Sub_sector | Industry | Paper | Industry (paper) | Energetic | industry_paper_demand_heat_energetic | Heat | EU | Energy demand | 0.0016343 | FEC
LV | TYNDP2026 | HEV | 2040 | TWh | 196 | Sub_sector | Industry | Paper | Industry (paper) | Energetic | industry_paper_demand_biomass_energetic | Biomass | EU | Energy demand | 0.005177 | FEC
LV | TYNDP2026 | HEV | 2040 | TWh | 197 | Sub_sector | Industry | Paper | Industry (paper) | Energetic | industry_paper_demand_coal_energetic | Solids | EU | Energy demand | 0 | FEC
LV | TYNDP2026 | HEV | 2040 | TWh | 198 | Sub_sector | Industry | Paper | Industry (paper) | Energetic | industry_paper_demand_oil_energetic | Liquids | EU | Energy demand | 0.0012383 | FEC
LV | TYNDP2026 | HEV | 2040 | TWh | 199 | Sub_sector | Industry | Paper | Industry (paper) | Energetic | industry_paper_demand_others_energetic | Others | EU | Energy demand | 0 | FEC
LV | TYNDP2026 | HEV | 2040 | TWh | 200 | Sub_sector | Industry | Paper | Industry (paper) | Energetic | industry_paper_demand_ammonia_energetic | Ammonia | EU | Energy demand | 0 | FEC
LV | TYNDP2026 | HEV | 2040 | TWh | 202 | Sub_sector | Industry | Refineries | Industry (refineries, energetic) | Energetic | industry_refinery_demand_electricity_energetic | Electricity | EU | Energy demand | 0 | not_included_in_FEC
LV | TYNDP2026 | HEV | 2040 | TWh | 203 | Sub_sector | Industry | Refineries | Industry (refineries, energetic) | Energetic | industry_refinery_demand_hydrogen_energetic | Hydrogen | EU | Energy demand | 0 | not_included_in_FEC
LV | TYNDP2026 | HEV | 2040 | TWh | 204 | Sub_sector | Industry | Refineries | Industry (refineries, energetic) | Energetic | industry_refinery_demand_methane_energetic | Methane | EU | Energy demand | 0 | not_included_in_FEC
LV | TYNDP2026 | HEV | 2040 | TWh | 205 | Sub_sector | Industry | Refineries | Industry (refineries, energetic) | Energetic | industry_refinery_demand_heat_energetic | Heat | EU | Energy demand | 0 | not_included_in_FEC
LV | TYNDP2026 | HEV | 2040 | TWh | 206 | Sub_sector | Industry | Refineries | Industry (refineries, energetic) | Energetic | industry_refinery_demand_biomass_energetic | Biomass | EU | Energy demand | 0 | not_included_in_FEC
LV | TYNDP2026 | HEV | 2040 | TWh | 207 | Sub_sector | Industry | Refineries | Industry (refineries, energetic) | Energetic | industry_refinery_demand_coal_energetic | Solids | EU | Energy demand | 0 | not_included_in_FEC
LV | TYNDP2026 | HEV | 2040 | TWh | 208 | Sub_sector | Industry | Refineries | Industry (refineries, energetic) | Energetic | industry_refinery_demand_oil_energetic | Liquids | EU | Energy demand | 0 | not_included_in_FEC
LV | TYNDP2026 | HEV | 2040 | TWh | 209 | Sub_sector | Industry | Refineries | Industry (refineries, energetic) | Energetic | industry_refinery_demand_others_energetic | Others | EU | Energy demand | 0 | not_included_in_FEC
LV | TYNDP2026 | HEV | 2040 | TWh | 210 | Sub_sector | Industry | Refineries | Industry (refineries, energetic) | Energetic | industry_refinery_demand_ammonia_energetic | Ammonia | EU | Energy demand | 0 | not_included_in_FEC
LV | TYNDP2026 | HEV | 2040 | TWh | 212 | Sub_sector | Industry | Refineries | Industry (refineries, non-energetic) | Non-energetic | industry_refinery_demand_electricity_non_energetic | Electricity | EU | Energy demand | 0 | not_included_in_FEC
LV | TYNDP2026 | HEV | 2040 | TWh | 213 | Sub_sector | Industry | Refineries | Industry (refineries, non-energetic) | Non-energetic | industry_refinery_demand_hydrogen_non_energetic | Hydrogen | EU | Energy demand | 0 | not_included_in_FEC
LV | TYNDP2026 | HEV | 2040 | TWh | 214 | Sub_sector | Industry | Refineries | Industry (refineries, non-energetic) | Non-energetic | industry_refinery_demand_methane_non_energetic | Methane | EU | Energy demand | 0 | not_included_in_FEC
LV | TYNDP2026 | HEV | 2040 | TWh | 215 | Sub_sector | Industry | Refineries | Industry (refineries, non-energetic) | Non-energetic | industry_refinery_demand_heat_non_energetic | Heat | EU | Energy demand | 0 | not_included_in_FEC
LV | TYNDP2026 | HEV | 2040 | TWh | 216 | Sub_sector | Industry | Refineries | Industry (refineries, non-energetic) | Non-energetic | industry_refinery_demand_biomass_non_energetic | Biomass | EU | Energy demand | 0 | not_included_in_FEC
LV | TYNDP2026 | HEV | 2040 | TWh | 217 | Sub_sector | Industry | Refineries | Industry (refineries, non-energetic) | Non-energetic | industry_refinery_demand_coal_non_energetic | Solids | EU | Energy demand | 0 | not_included_in_FEC
LV | TYNDP2026 | HEV | 2040 | TWh | 218 | Sub_sector | Industry | Refineries | Industry (refineries, non-energetic) | Non-energetic | industry_refinery_demand_oil_non_energetic | Liquids | EU | Energy demand | 0 | not_included_in_FEC
LV | TYNDP2026 | HEV | 2040 | TWh | 219 | Sub_sector | Industry | Refineries | Industry (refineries, non-energetic) | Non-energetic | industry_refinery_demand_others_non_energetic | Others | EU | Energy demand | 0 | not_included_in_FEC
LV | TYNDP2026 | HEV | 2040 | TWh | 220 | Sub_sector | Industry | Refineries | Industry (refineries, non-energetic) | Non-energetic | industry_refinery_demand_ammonia_non_energetic | Ammonia | EU | Energy demand | 0 | not_included_in_FEC
LV | TYNDP2026 | HEV | 2040 | TWh | 222 | Sub_sector | Industry | Steel | Industry (steel) | Energetic | industry_steel_demand_electricity_energetic | Electricity | EU | Energy demand | 0 | FEC
LV | TYNDP2026 | HEV | 2040 | TWh | 223 | Sub_sector | Industry | Steel | Industry (steel) | Energetic | industry_steel_demand_hydrogen_energetic | Hydrogen | EU | Energy demand | 0 | FEC
LV | TYNDP2026 | HEV | 2040 | TWh | 224 | Sub_sector | Industry | Steel | Industry (steel) | Energetic | industry_steel_demand_methane_energetic | Methane | EU | Energy demand | 0 | FEC
LV | TYNDP2026 | HEV | 2040 | TWh | 225 | Sub_sector | Industry | Steel | Industry (steel) | Energetic | industry_steel_demand_heat_energetic | Heat | EU | Energy demand | 0 | FEC
LV | TYNDP2026 | HEV | 2040 | TWh | 226 | Sub_sector | Industry | Steel | Industry (steel) | Energetic | industry_steel_demand_biomass_energetic | Biomass | EU | Energy demand | 0 | FEC
LV | TYNDP2026 | HEV | 2040 | TWh | 227 | Sub_sector | Industry | Steel | Industry (steel) | Energetic | industry_steel_demand_coal_energetic | Solids | EU | Energy demand | 0 | FEC
LV | TYNDP2026 | HEV | 2040 | TWh | 228 | Sub_sector | Industry | Steel | Industry (steel) | Energetic | industry_steel_demand_oil_energetic | Liquids | EU | Energy demand | 0 | FEC
LV | TYNDP2026 | HEV | 2040 | TWh | 229 | Sub_sector | Industry | Steel | Industry (steel) | Energetic | industry_steel_demand_others_energetic | Others | EU | Energy demand | 0 | FEC
LV | TYNDP2026 | HEV | 2040 | TWh | 230 | Sub_sector | Industry | Steel | Industry (steel) | Energetic | industry_steel_demand_ammonia_energetic | Ammonia | EU | Energy demand | 0 | FEC
LV | TYNDP2026 | HEV | 2040 | TWh | 232 | Sub_sector | Transport | Cars | Transport (cars) | Energetic | transport_cars_final_demand_electricity | Electricity | EU | Energy demand | 0.00074025 | FEC
LV | TYNDP2026 | HEV | 2040 | TWh | 233 | Sub_sector | Transport | Cars | Transport (cars) | Energetic | transport_cars_final_demand_hydrogen | Hydrogen | EU | Energy demand | 0 | FEC
LV | TYNDP2026 | HEV | 2040 | TWh | 234 | Sub_sector | Transport | Cars | Transport (cars) | Energetic | transport_cars_final_demand_methane | Methane | EU | Energy demand | 0.00089495 | FEC
LV | TYNDP2026 | HEV | 2040 | TWh | 235 | Sub_sector | Transport | Cars | Transport (cars) | Energetic | transport_cars_final_demand_heat | Heat | EU | Energy demand | 0 | FEC
LV | TYNDP2026 | HEV | 2040 | TWh | 236 | Sub_sector | Transport | Cars | Transport (cars) | Energetic | transport_cars_final_demand_biomass | Biomass | EU | Energy demand | 0 | FEC
LV | TYNDP2026 | HEV | 2040 | TWh | 237 | Sub_sector | Transport | Cars | Transport (cars) | Energetic | transport_cars_final_demand_coal | Solids | EU | Energy demand | 0 | FEC
LV | TYNDP2026 | HEV | 2040 | TWh | 238 | Sub_sector | Transport | Cars | Transport (cars) | Energetic | transport_cars_final_demand_oil | Liquids | EU | Energy demand | 7.9248 | FEC
LV | TYNDP2026 | HEV | 2040 | TWh | 239 | Sub_sector | Transport | Cars | Transport (cars) | Energetic | transport_cars_final_demand_other | Others | EU | Energy demand | 0 | FEC
LV | TYNDP2026 | HEV | 2040 | TWh | 240 | Sub_sector | Transport | Cars | Transport (cars) | Energetic | transport_cars_final_demand_ammonia | Ammonia | EU | Energy demand | 0 | FEC
LV | TYNDP2026 | HEV | 2040 | TWh | 242 | Sub_sector | Transport | Busses | Transport (busses) | Energetic | transport_busses_final_demand_electricity | Electricity | EU | Energy demand | 0.024821 | FEC
LV | TYNDP2026 | HEV | 2040 | TWh | 243 | Sub_sector | Transport | Busses | Transport (busses) | Energetic | transport_busses_final_demand_hydrogen | Hydrogen | EU | Energy demand | 0 | FEC
LV | TYNDP2026 | HEV | 2040 | TWh | 244 | Sub_sector | Transport | Busses | Transport (busses) | Energetic | transport_busses_final_demand_methane | Methane | EU | Energy demand | 0.00099563 | FEC
LV | TYNDP2026 | HEV | 2040 | TWh | 245 | Sub_sector | Transport | Busses | Transport (busses) | Energetic | transport_busses_final_demand_heat | Heat | EU | Energy demand | 0 | FEC
LV | TYNDP2026 | HEV | 2040 | TWh | 246 | Sub_sector | Transport | Busses | Transport (busses) | Energetic | transport_busses_final_demand_biomass | Biomass | EU | Energy demand | 0 | FEC
LV | TYNDP2026 | HEV | 2040 | TWh | 247 | Sub_sector | Transport | Busses | Transport (busses) | Energetic | transport_busses_final_demand_coal | Solids | EU | Energy demand | 0 | FEC
LV | TYNDP2026 | HEV | 2040 | TWh | 248 | Sub_sector | Transport | Busses | Transport (busses) | Energetic | transport_busses_final_demand_oil | Liquids | EU | Energy demand | 0.47128 | FEC
LV | TYNDP2026 | HEV | 2040 | TWh | 249 | Sub_sector | Transport | Busses | Transport (busses) | Energetic | transport_busses_final_demand_other | Others | EU | Energy demand | 0 | FEC
LV | TYNDP2026 | HEV | 2040 | TWh | 250 | Sub_sector | Transport | Busses | Transport (busses) | Energetic | transport_busses_final_demand_ammonia | Ammonia | EU | Energy demand | 0 | FEC
LV | TYNDP2026 | HEV | 2040 | TWh | 252 | Sub_sector | Transport | Trucks | Transport (trucks) | Energetic | transport_trucks_final_demand_electricity | Electricity | EU | Energy demand | 0 | FEC
LV | TYNDP2026 | HEV | 2040 | TWh | 253 | Sub_sector | Transport | Trucks | Transport (trucks) | Energetic | transport_trucks_final_demand_hydrogen | Hydrogen | EU | Energy demand | 0 | FEC
LV | TYNDP2026 | HEV | 2040 | TWh | 254 | Sub_sector | Transport | Trucks | Transport (trucks) | Energetic | transport_trucks_final_demand_methane | Methane | EU | Energy demand | 3.04e-05 | FEC
LV | TYNDP2026 | HEV | 2040 | TWh | 255 | Sub_sector | Transport | Trucks | Transport (trucks) | Energetic | transport_trucks_final_demand_heat | Heat | EU | Energy demand | 0 | FEC
LV | TYNDP2026 | HEV | 2040 | TWh | 256 | Sub_sector | Transport | Trucks | Transport (trucks) | Energetic | transport_trucks_final_demand_biomass | Biomass | EU | Energy demand | 0 | FEC
LV | TYNDP2026 | HEV | 2040 | TWh | 257 | Sub_sector | Transport | Trucks | Transport (trucks) | Energetic | transport_trucks_final_demand_coal | Solids | EU | Energy demand | 0 | FEC
LV | TYNDP2026 | HEV | 2040 | TWh | 258 | Sub_sector | Transport | Trucks | Transport (trucks) | Energetic | transport_trucks_final_demand_oil | Liquids | EU | Energy demand | 2.1725 | FEC
LV | TYNDP2026 | HEV | 2040 | TWh | 259 | Sub_sector | Transport | Trucks | Transport (trucks) | Energetic | transport_trucks_final_demand_other | Others | EU | Energy demand | 0 | FEC
LV | TYNDP2026 | HEV | 2040 | TWh | 260 | Sub_sector | Transport | Trucks | Transport (trucks) | Energetic | transport_trucks_final_demand_ammonia | Ammonia | EU | Energy demand | 0 | FEC
LV | TYNDP2026 | HEV | 2040 | TWh | 262 | Sub_sector | Transport | Vans | Transport (vans) | Energetic | transport_vans_final_demand_electricity | Electricity | EU | Energy demand | 0.00019724 | FEC
LV | TYNDP2026 | HEV | 2040 | TWh | 263 | Sub_sector | Transport | Vans | Transport (vans) | Energetic | transport_vans_final_demand_hydrogen | Hydrogen | EU | Energy demand | 0 | FEC
LV | TYNDP2026 | HEV | 2040 | TWh | 264 | Sub_sector | Transport | Vans | Transport (vans) | Energetic | transport_vans_final_demand_methane | Methane | EU | Energy demand | 5.81e-05 | FEC
LV | TYNDP2026 | HEV | 2040 | TWh | 265 | Sub_sector | Transport | Vans | Transport (vans) | Energetic | transport_vans_final_demand_heat | Heat | EU | Energy demand | 0 | FEC
LV | TYNDP2026 | HEV | 2040 | TWh | 266 | Sub_sector | Transport | Vans | Transport (vans) | Energetic | transport_vans_final_demand_biomass | Biomass | EU | Energy demand | 0 | FEC
LV | TYNDP2026 | HEV | 2040 | TWh | 267 | Sub_sector | Transport | Vans | Transport (vans) | Energetic | transport_vans_final_demand_coal | Solids | EU | Energy demand | 0 | FEC
LV | TYNDP2026 | HEV | 2040 | TWh | 268 | Sub_sector | Transport | Vans | Transport (vans) | Energetic | transport_vans_final_demand_oil | Liquids | EU | Energy demand | 0.54921 | FEC
LV | TYNDP2026 | HEV | 2040 | TWh | 269 | Sub_sector | Transport | Vans | Transport (vans) | Energetic | transport_vans_final_demand_other | Others | EU | Energy demand | 0 | FEC
LV | TYNDP2026 | HEV | 2040 | TWh | 270 | Sub_sector | Transport | Vans | Transport (vans) | Energetic | transport_vans_final_demand_ammonia | Ammonia | EU | Energy demand | 0 | FEC
LV | TYNDP2026 | HEV | 2040 | TWh | 272 | Sub_sector | Transport | Freight trains | Transport (trains) | Energetic | transport_trains_final_demand_electricity | Electricity | EU | Energy demand | 0.065938 | FEC
LV | TYNDP2026 | HEV | 2040 | TWh | 273 | Sub_sector | Transport | Freight trains | Transport (trains) | Energetic | transport_trains_final_demand_hydrogen | Hydrogen | EU | Energy demand | 0 | FEC
LV | TYNDP2026 | HEV | 2040 | TWh | 274 | Sub_sector | Transport | Freight trains | Transport (trains) | Energetic | transport_trains_final_demand_methane | Methane | EU | Energy demand | 0 | FEC
LV | TYNDP2026 | HEV | 2040 | TWh | 275 | Sub_sector | Transport | Freight trains | Transport (trains) | Energetic | transport_trains_final_demand_heat | Heat | EU | Energy demand | 0 | FEC
LV | TYNDP2026 | HEV | 2040 | TWh | 276 | Sub_sector | Transport | Freight trains | Transport (trains) | Energetic | transport_trains_final_demand_biomass | Biomass | EU | Energy demand | 0 | FEC
LV | TYNDP2026 | HEV | 2040 | TWh | 277 | Sub_sector | Transport | Freight trains | Transport (trains) | Energetic | transport_trains_final_demand_coal | Solids | EU | Energy demand | 0 | FEC
LV | TYNDP2026 | HEV | 2040 | TWh | 278 | Sub_sector | Transport | Freight trains | Transport (trains) | Energetic | transport_trains_final_demand_oil | Liquids | EU | Energy demand | 0.51459 | FEC
LV | TYNDP2026 | HEV | 2040 | TWh | 279 | Sub_sector | Transport | Freight trains | Transport (trains) | Energetic | transport_trains_final_demand_other | Others | EU | Energy demand | 0 | FEC
LV | TYNDP2026 | HEV | 2040 | TWh | 280 | Sub_sector | Transport | Freight trains | Transport (trains) | Energetic | transport_trains_final_demand_ammonia | Ammonia | EU | Energy demand | 0 | FEC
LV | TYNDP2026 | HEV | 2040 | TWh | 282 | Sub_sector | Transport | Ships | Transport (ships) | Energetic | transport_ships_final_demand_electricity | Electricity | EU | Energy demand | 0.011677 | FEC
LV | TYNDP2026 | HEV | 2040 | TWh | 283 | Sub_sector | Transport | Ships | Transport (ships) | Energetic | transport_ships_final_demand_hydrogen | Hydrogen | EU | Energy demand | 0 | FEC
LV | TYNDP2026 | HEV | 2040 | TWh | 284 | Sub_sector | Transport | Ships | Transport (ships) | Energetic | transport_ships_final_demand_methane | Methane | EU | Energy demand | 0.00080221 | FEC
LV | TYNDP2026 | HEV | 2040 | TWh | 285 | Sub_sector | Transport | Ships | Transport (ships) | Energetic | transport_ships_final_demand_heat | Heat | EU | Energy demand | 0 | FEC
LV | TYNDP2026 | HEV | 2040 | TWh | 286 | Sub_sector | Transport | Ships | Transport (ships) | Energetic | transport_ships_final_demand_biomass | Biomass | EU | Energy demand | 0 | FEC
LV | TYNDP2026 | HEV | 2040 | TWh | 287 | Sub_sector | Transport | Ships | Transport (ships) | Energetic | transport_ships_final_demand_coal | Solids | EU | Energy demand | 0 | FEC
LV | TYNDP2026 | HEV | 2040 | TWh | 288 | Sub_sector | Transport | Ships | Transport (ships) | Energetic | transport_ships_final_demand_oil | Liquids | EU | Energy demand | 0.067217 | FEC
LV | TYNDP2026 | HEV | 2040 | TWh | 289 | Sub_sector | Transport | Ships | Transport (ships) | Energetic | transport_ships_final_demand_other | Others | EU | Energy demand | 0 | FEC
LV | TYNDP2026 | HEV | 2040 | TWh | 290 | Sub_sector | Transport | Ships | Transport (ships) | Energetic | transport_ships_final_demand_ammonia | Ammonia | EU | Energy demand | 0 | FEC
LV | TYNDP2026 | HEV | 2040 | TWh | 292 | Sub_sector | Transport | Planes | Transport (planes) | Energetic | transport_planes_final_demand_electricity | Electricity | EU | Energy demand | 0 | FEC
LV | TYNDP2026 | HEV | 2040 | TWh | 293 | Sub_sector | Transport | Planes | Transport (planes) | Energetic | transport_planes_final_demand_hydrogen | Hydrogen | EU | Energy demand | 0 | FEC
LV | TYNDP2026 | HEV | 2040 | TWh | 294 | Sub_sector | Transport | Planes | Transport (planes) | Energetic | transport_planes_final_demand_methane | Methane | EU | Energy demand | 0 | FEC
LV | TYNDP2026 | HEV | 2040 | TWh | 295 | Sub_sector | Transport | Planes | Transport (planes) | Energetic | transport_planes_final_demand_heat | Heat | EU | Energy demand | 0 | FEC
LV | TYNDP2026 | HEV | 2040 | TWh | 296 | Sub_sector | Transport | Planes | Transport (planes) | Energetic | transport_planes_final_demand_biomass | Biomass | EU | Energy demand | 0 | FEC
LV | TYNDP2026 | HEV | 2040 | TWh | 297 | Sub_sector | Transport | Planes | Transport (planes) | Energetic | transport_planes_final_demand_coal | Solids | EU | Energy demand | 0 | FEC
LV | TYNDP2026 | HEV | 2040 | TWh | 298 | Sub_sector | Transport | Planes | Transport (planes) | Energetic | transport_planes_final_demand_oil | Liquids | EU | Energy demand | 0.0020578 | FEC
LV | TYNDP2026 | HEV | 2040 | TWh | 299 | Sub_sector | Transport | Planes | Transport (planes) | Energetic | transport_planes_final_demand_other | Others | EU | Energy demand | 0 | FEC
LV | TYNDP2026 | HEV | 2040 | TWh | 300 | Sub_sector | Transport | Planes | Transport (planes) | Energetic | transport_planes_final_demand_ammonia | Ammonia | EU | Energy demand | 0 | FEC
LV | TYNDP2026 | HEV | 2040 | TWh | 302 | Sub_sector | Transport | Others | Transport (others) | Energetic | transport_other_final_demand_electricity | Electricity | EU | Energy demand | 0.00022439 | FEC
LV | TYNDP2026 | HEV | 2040 | TWh | 303 | Sub_sector | Transport | Others | Transport (others) | Energetic | transport_other_final_demand_hydrogen | Hydrogen | EU | Energy demand | 0 | FEC
LV | TYNDP2026 | HEV | 2040 | TWh | 304 | Sub_sector | Transport | Others | Transport (others) | Energetic | transport_other_final_demand_methane | Methane | EU | Energy demand | 0 | FEC
LV | TYNDP2026 | HEV | 2040 | TWh | 305 | Sub_sector | Transport | Others | Transport (others) | Energetic | transport_other_final_demand_heat | Heat | EU | Energy demand | 0 | FEC
LV | TYNDP2026 | HEV | 2040 | TWh | 306 | Sub_sector | Transport | Others | Transport (others) | Energetic | transport_other_final_demand_biomass | Biomass | EU | Energy demand | 0 | FEC
LV | TYNDP2026 | HEV | 2040 | TWh | 307 | Sub_sector | Transport | Others | Transport (others) | Energetic | transport_other_final_demand_coal | Solids | EU | Energy demand | 0 | FEC
LV | TYNDP2026 | HEV | 2040 | TWh | 308 | Sub_sector | Transport | Others | Transport (others) | Energetic | transport_other_final_demand_oil | Liquids | EU | Energy demand | 0.033756 | FEC
LV | TYNDP2026 | HEV | 2040 | TWh | 309 | Sub_sector | Transport | Others | Transport (others) | Energetic | transport_other_final_demand_other | Others | EU | Energy demand | 0 | FEC
LV | TYNDP2026 | HEV | 2040 | TWh | 310 | Sub_sector | Transport | Others | Transport (others) | Energetic | transport_other_final_demand_ammonia | Ammonia | EU | Energy demand | 0 | FEC
LV | TYNDP2026 | HEV | 2040 | TWh | 312 | Sub_sector | International transport | International aviation | Transport (int. aviation) | Energetic | transport_int_aviation_final_demand_electricity | Electricity | EU | Energy demand | 0 | FEC
LV | TYNDP2026 | HEV | 2040 | TWh | 313 | Sub_sector | International transport | International aviation | Transport (int. aviation) | Energetic | transport_int_aviation_final_demand_hydrogen | Hydrogen | EU | Energy demand | 0 | FEC
LV | TYNDP2026 | HEV | 2040 | TWh | 314 | Sub_sector | International transport | International aviation | Transport (int. aviation) | Energetic | transport_int_aviation_final_demand_methane | Methane | EU | Energy demand | 0 | FEC
LV | TYNDP2026 | HEV | 2040 | TWh | 315 | Sub_sector | International transport | International aviation | Transport (int. aviation) | Energetic | transport_int_aviation_final_demand_heat | Heat | EU | Energy demand | 0 | FEC
LV | TYNDP2026 | HEV | 2040 | TWh | 316 | Sub_sector | International transport | International aviation | Transport (int. aviation) | Energetic | transport_int_aviation_final_demand_biofuels | Biomass | EU | Energy demand | 0 | FEC
LV | TYNDP2026 | HEV | 2040 | TWh | 317 | Sub_sector | International transport | International aviation | Transport (int. aviation) | Energetic | transport_int_aviation_final_demand_coal | Solids | EU | Energy demand | 0 | FEC
LV | TYNDP2026 | HEV | 2040 | TWh | 318 | Sub_sector | International transport | International aviation | Transport (int. aviation) | Energetic | transport_int_aviation_final_demand_oil | Liquids | EU | Energy demand | 1.6024 | FEC
LV | TYNDP2026 | HEV | 2040 | TWh | 319 | Sub_sector | International transport | International aviation | Transport (int. aviation) | Energetic | transport_int_aviation_final_demand_other | Others | EU | Energy demand | 0 | FEC
LV | TYNDP2026 | HEV | 2040 | TWh | 320 | Sub_sector | International transport | International aviation | Transport (int. aviation) | Energetic | transport_int_aviation_final_demand_ammonia | Ammonia | EU | Energy demand | 0 | FEC
LV | TYNDP2026 | HEV | 2040 | TWh | 322 | Sub_sector | International transport | International shipping | Transport (int. shipping) | Energetic | transport_int_shipping_final_demand_electricity | Electricity | EU | Energy demand | 0 | not_included_in_FEC
LV | TYNDP2026 | HEV | 2040 | TWh | 323 | Sub_sector | International transport | International shipping | Transport (int. shipping) | Energetic | transport_int_shipping_final_demand_hydrogen | Hydrogen | EU | Energy demand | 0 | not_included_in_FEC
LV | TYNDP2026 | HEV | 2040 | TWh | 324 | Sub_sector | International transport | International shipping | Transport (int. shipping) | Energetic | transport_int_shipping_final_demand_methane | Methane | EU | Energy demand | 0 | not_included_in_FEC
LV | TYNDP2026 | HEV | 2040 | TWh | 325 | Sub_sector | International transport | International shipping | Transport (int. shipping) | Energetic | transport_int_shipping_final_demand_heat | Heat | EU | Energy demand | 0 | not_included_in_FEC
LV | TYNDP2026 | HEV | 2040 | TWh | 326 | Sub_sector | International transport | International shipping | Transport (int. shipping) | Energetic | transport_int_shipping_final_demand_biofuels | Biomass | EU | Energy demand | 0 | not_included_in_FEC
LV | TYNDP2026 | HEV | 2040 | TWh | 327 | Sub_sector | International transport | International shipping | Transport (int. shipping) | Energetic | transport_int_shipping_final_demand_coal | Solids | EU | Energy demand | 0 | not_included_in_FEC
LV | TYNDP2026 | HEV | 2040 | TWh | 328 | Sub_sector | International transport | International shipping | Transport (int. shipping) | Energetic | transport_int_shipping_final_demand_oil | Liquids | EU | Energy demand | 2.8191 | not_included_in_FEC
LV | TYNDP2026 | HEV | 2040 | TWh | 329 | Sub_sector | International transport | International shipping | Transport (int. shipping) | Energetic | transport_int_shipping_final_demand_other | Others | EU | Energy demand | 0 | not_included_in_FEC
LV | TYNDP2026 | HEV | 2040 | TWh | 330 | Sub_sector | International transport | International shipping | Transport (int. shipping) | Energetic | transport_int_shipping_final_demand_ammonia | Ammonia | EU | Energy demand | 0 | not_included_in_FEC
LV | TYNDP2026 | HEV | 2040 | TWh | 332 | Sub_sector | Households | Space heating | Households (heating) | Energetic | households_heating_final_demand_electricity | Electricity | EU | Energy demand | 0 | FEC
LV | TYNDP2026 | HEV | 2040 | TWh | 333 | Sub_sector | Households | Space heating | Households (heating) | Energetic | households_heating_final_demand_hydrogen | Hydrogen | EU | Energy demand | 0 | FEC
LV | TYNDP2026 | HEV | 2040 | TWh | 334 | Sub_sector | Households | Space heating | Households (heating) | Energetic | households_heating_final_demand_methane | Methane | EU | Energy demand | 0.48955 | FEC
LV | TYNDP2026 | HEV | 2040 | TWh | 335 | Sub_sector | Households | Space heating | Households (heating) | Energetic | households_heating_final_demand_heat | Heat | EU | Energy demand | 3.008 | FEC
LV | TYNDP2026 | HEV | 2040 | TWh | 336 | Sub_sector | Households | Space heating | Households (heating) | Energetic | households_heating_final_demand_biomass | Biomass | EU | Energy demand | 3.8808 | FEC
LV | TYNDP2026 | HEV | 2040 | TWh | 337 | Sub_sector | Households | Space heating | Households (heating) | Energetic | households_heating_final_demand_coal | Solids | EU | Energy demand | 0.11276 | FEC
LV | TYNDP2026 | HEV | 2040 | TWh | 338 | Sub_sector | Households | Space heating | Households (heating) | Energetic | households_heating_final_demand_oil | Liquids | EU | Energy demand | 1.828 | FEC
LV | TYNDP2026 | HEV | 2040 | TWh | 339 | Sub_sector | Households | Space heating | Households (heating) | Energetic | households_heating_final_demand_other | Others | EU | Energy demand | 0 | FEC
LV | TYNDP2026 | HEV | 2040 | TWh | 340 | Sub_sector | Households | Space heating | Households (heating) | Energetic | households_heating_final_demand_ammonia | Ammonia | EU | Energy demand | 0 | FEC
LV | TYNDP2026 | HEV | 2040 | TWh | 343 | Sub_sector | Households | Cooling | Households (cooling) | Energetic | households_cooling_final_demand_electricity | Electricity | EU | Energy demand | 0 | FEC
LV | TYNDP2026 | HEV | 2040 | TWh | 344 | Sub_sector | Households | Cooling | Households (cooling) | Energetic | households_cooling_final_demand_hydrogen | Hydrogen | EU | Energy demand | 0 | FEC
LV | TYNDP2026 | HEV | 2040 | TWh | 345 | Sub_sector | Households | Cooling | Households (cooling) | Energetic | households_cooling_final_demand_methane | Methane | EU | Energy demand | 0 | FEC
LV | TYNDP2026 | HEV | 2040 | TWh | 346 | Sub_sector | Households | Cooling | Households (cooling) | Energetic | households_cooling_final_demand_heat | Heat | EU | Energy demand | 0 | FEC
LV | TYNDP2026 | HEV | 2040 | TWh | 347 | Sub_sector | Households | Cooling | Households (cooling) | Energetic | households_cooling_final_demand_biomass | Biomass | EU | Energy demand | 0 | FEC
LV | TYNDP2026 | HEV | 2040 | TWh | 348 | Sub_sector | Households | Cooling | Households (cooling) | Energetic | households_cooling_final_demand_coal | Solids | EU | Energy demand | 0 | FEC
LV | TYNDP2026 | HEV | 2040 | TWh | 349 | Sub_sector | Households | Cooling | Households (cooling) | Energetic | households_cooling_final_demand_oil | Liquids | EU | Energy demand | 0 | FEC
LV | TYNDP2026 | HEV | 2040 | TWh | 350 | Sub_sector | Households | Cooling | Households (cooling) | Energetic | households_cooling_final_demand_other | Others | EU | Energy demand | 0 | FEC
LV | TYNDP2026 | HEV | 2040 | TWh | 351 | Sub_sector | Households | Cooling | Households (cooling) | Energetic | households_cooling_final_demand_ammonia | Ammonia | EU | Energy demand | 0 | FEC
LV | TYNDP2026 | HEV | 2040 | TWh | 354 | Sub_sector | Households | Hot water | Households (hot water) | Energetic | households_hot_water_final_demand_electricity | Electricity | EU | Energy demand | 0 | FEC
LV | TYNDP2026 | HEV | 2040 | TWh | 355 | Sub_sector | Households | Hot water | Households (hot water) | Energetic | households_hot_water_final_demand_hydrogen | Hydrogen | EU | Energy demand | 0 | FEC
LV | TYNDP2026 | HEV | 2040 | TWh | 356 | Sub_sector | Households | Hot water | Households (hot water) | Energetic | households_hot_water_final_demand_methane | Methane | EU | Energy demand | 0.20506 | FEC
LV | TYNDP2026 | HEV | 2040 | TWh | 357 | Sub_sector | Households | Hot water | Households (hot water) | Energetic | households_hot_water_final_demand_heat | Heat | EU | Energy demand | 1.2926 | FEC
LV | TYNDP2026 | HEV | 2040 | TWh | 358 | Sub_sector | Households | Hot water | Households (hot water) | Energetic | households_hot_water_final_demand_biomass | Biomass | EU | Energy demand | 0.94335 | FEC
LV | TYNDP2026 | HEV | 2040 | TWh | 359 | Sub_sector | Households | Hot water | Households (hot water) | Energetic | households_hot_water_final_demand_coal | Solids | EU | Energy demand | 0.018088 | FEC
LV | TYNDP2026 | HEV | 2040 | TWh | 360 | Sub_sector | Households | Hot water | Households (hot water) | Energetic | households_hot_water_final_demand_oil | Liquids | EU | Energy demand | 0.19575 | FEC
LV | TYNDP2026 | HEV | 2040 | TWh | 361 | Sub_sector | Households | Hot water | Households (hot water) | Energetic | households_hot_water_final_demand_other | Others | EU | Energy demand | 0 | FEC
LV | TYNDP2026 | HEV | 2040 | TWh | 362 | Sub_sector | Households | Hot water | Households (hot water) | Energetic | households_hot_water_final_demand_ammonia | Ammonia | EU | Energy demand | 0 | FEC
LV | TYNDP2026 | HEV | 2040 | TWh | 365 | Sub_sector | Households | Appliances | Households (appliances) | Energetic | households_appliances_final_demand_electricity | Electricity | EU | Energy demand | 1.5041 | FEC
LV | TYNDP2026 | HEV | 2040 | TWh | 366 | Sub_sector | Households | Appliances | Households (appliances) | Energetic | households_appliances_final_demand_hydrogen | Hydrogen | EU | Energy demand | 0 | FEC
LV | TYNDP2026 | HEV | 2040 | TWh | 367 | Sub_sector | Households | Appliances | Households (appliances) | Energetic | households_appliances_final_demand_methane | Methane | EU | Energy demand | 0.17889 | FEC
LV | TYNDP2026 | HEV | 2040 | TWh | 368 | Sub_sector | Households | Appliances | Households (appliances) | Energetic | households_appliances_final_demand_heat | Heat | EU | Energy demand | 0 | FEC
LV | TYNDP2026 | HEV | 2040 | TWh | 369 | Sub_sector | Households | Appliances | Households (appliances) | Energetic | households_appliances_final_demand_biomass | Biomass | EU | Energy demand | 0.020049 | FEC
LV | TYNDP2026 | HEV | 2040 | TWh | 370 | Sub_sector | Households | Appliances | Households (appliances) | Energetic | households_appliances_final_demand_coal | Solids | EU | Energy demand | 0 | FEC
LV | TYNDP2026 | HEV | 2040 | TWh | 371 | Sub_sector | Households | Appliances | Households (appliances) | Energetic | households_appliances_final_demand_oil | Liquids | EU | Energy demand | 0 | FEC
LV | TYNDP2026 | HEV | 2040 | TWh | 372 | Sub_sector | Households | Appliances | Households (appliances) | Energetic | households_appliances_final_demand_other | Others | EU | Energy demand | 0 | FEC
LV | TYNDP2026 | HEV | 2040 | TWh | 373 | Sub_sector | Households | Appliances | Households (appliances) | Energetic | households_appliances_final_demand_ammonia | Ammonia | EU | Energy demand | 0 | FEC
LV | TYNDP2026 | HEV | 2040 | TWh | 375 | Sub_sector | Buildings | Space heating | Buildings (heat) | Energetic | buildings_heat_final_demand_electricity | Electricity | EU | Energy demand | 0.71588 | FEC
LV | TYNDP2026 | HEV | 2040 | TWh | 376 | Sub_sector | Buildings | Space heating | Buildings (heat) | Energetic | buildings_heat_final_demand_hydrogen | Hydrogen | EU | Energy demand | 0 | FEC
LV | TYNDP2026 | HEV | 2040 | TWh | 377 | Sub_sector | Buildings | Space heating | Buildings (heat) | Energetic | buildings_heat_final_demand_methane | Methane | EU | Energy demand | 0.92402 | FEC
LV | TYNDP2026 | HEV | 2040 | TWh | 378 | Sub_sector | Buildings | Space heating | Buildings (heat) | Energetic | buildings_heat_final_demand_heat | Heat | EU | Energy demand | 1.4462 | FEC
LV | TYNDP2026 | HEV | 2040 | TWh | 379 | Sub_sector | Buildings | Space heating | Buildings (heat) | Energetic | buildings_heat_final_demand_biomass | Biomass | EU | Energy demand | 0.5729 | FEC
LV | TYNDP2026 | HEV | 2040 | TWh | 380 | Sub_sector | Buildings | Space heating | Buildings (heat) | Energetic | buildings_heat_final_demand_coal | Solids | EU | Energy demand | 0.031262 | FEC
LV | TYNDP2026 | HEV | 2040 | TWh | 381 | Sub_sector | Buildings | Space heating | Buildings (heat) | Energetic | buildings_heat_final_demand_oil | Liquids | EU | Energy demand | 0.28363 | FEC
LV | TYNDP2026 | HEV | 2040 | TWh | 382 | Sub_sector | Buildings | Space heating | Buildings (heat) | Energetic | buildings_heat_final_demand_other | Others | EU | Energy demand | 0 | FEC
LV | TYNDP2026 | HEV | 2040 | TWh | 383 | Sub_sector | Buildings | Space heating | Buildings (heat) | Energetic | buildings_heat_final_demand_ammonia | Ammonia | EU | Energy demand | 0 | FEC
LV | TYNDP2026 | HEV | 2040 | TWh | 386 | Sub_sector | Buildings | Cooling | Buildings (cooling) | Energetic | buildings_cooling_final_demand_electricity | Electricity | EU | Energy demand | 0.033687 | FEC
LV | TYNDP2026 | HEV | 2040 | TWh | 387 | Sub_sector | Buildings | Cooling | Buildings (cooling) | Energetic | buildings_cooling_final_demand_hydrogen | Hydrogen | EU | Energy demand | 0 | FEC
LV | TYNDP2026 | HEV | 2040 | TWh | 388 | Sub_sector | Buildings | Cooling | Buildings (cooling) | Energetic | buildings_cooling_final_demand_methane | Methane | EU | Energy demand | 4.03e-05 | FEC
LV | TYNDP2026 | HEV | 2040 | TWh | 389 | Sub_sector | Buildings | Cooling | Buildings (cooling) | Energetic | buildings_cooling_final_demand_heat | Heat | EU | Energy demand | 0 | FEC
LV | TYNDP2026 | HEV | 2040 | TWh | 390 | Sub_sector | Buildings | Cooling | Buildings (cooling) | Energetic | buildings_cooling_final_demand_biomass | Biomass | EU | Energy demand | 0 | FEC
LV | TYNDP2026 | HEV | 2040 | TWh | 391 | Sub_sector | Buildings | Cooling | Buildings (cooling) | Energetic | buildings_cooling_final_demand_coal | Solids | EU | Energy demand | 0 | FEC
LV | TYNDP2026 | HEV | 2040 | TWh | 392 | Sub_sector | Buildings | Cooling | Buildings (cooling) | Energetic | buildings_cooling_final_demand_oil | Liquids | EU | Energy demand | 0 | FEC
LV | TYNDP2026 | HEV | 2040 | TWh | 393 | Sub_sector | Buildings | Cooling | Buildings (cooling) | Energetic | buildings_cooling_final_demand_other | Others | EU | Energy demand | 0 | FEC
LV | TYNDP2026 | HEV | 2040 | TWh | 394 | Sub_sector | Buildings | Cooling | Buildings (cooling) | Energetic | buildings_cooling_final_demand_ammonia | Ammonia | EU | Energy demand | 0 | FEC
LV | TYNDP2026 | HEV | 2040 | TWh | 397 | Sub_sector | Buildings | Appliances | Buildings (appliances) | Energetic | buildings_appliances_final_demand_electricity | Electricity | EU | Energy demand | 1.7399 | FEC
LV | TYNDP2026 | HEV | 2040 | TWh | 398 | Sub_sector | Buildings | Appliances | Buildings (appliances) | Energetic | buildings_appliances_final_demand_hydrogen | Hydrogen | EU | Energy demand | 0 | FEC
LV | TYNDP2026 | HEV | 2040 | TWh | 399 | Sub_sector | Buildings | Appliances | Buildings (appliances) | Energetic | buildings_appliances_final_demand_methane | Methane | EU | Energy demand | 0.35221 | FEC
LV | TYNDP2026 | HEV | 2040 | TWh | 400 | Sub_sector | Buildings | Appliances | Buildings (appliances) | Energetic | buildings_appliances_final_demand_heat | Heat | EU | Energy demand | 0 | FEC
LV | TYNDP2026 | HEV | 2040 | TWh | 401 | Sub_sector | Buildings | Appliances | Buildings (appliances) | Energetic | buildings_appliances_final_demand_biomass | Biomass | EU | Energy demand | 0 | FEC
LV | TYNDP2026 | HEV | 2040 | TWh | 402 | Sub_sector | Buildings | Appliances | Buildings (appliances) | Energetic | buildings_appliances_final_demand_coal | Solids | EU | Energy demand | 0 | FEC
LV | TYNDP2026 | HEV | 2040 | TWh | 403 | Sub_sector | Buildings | Appliances | Buildings (appliances) | Energetic | buildings_appliances_final_demand_oil | Liquids | EU | Energy demand | 0 | FEC
LV | TYNDP2026 | HEV | 2040 | TWh | 404 | Sub_sector | Buildings | Appliances | Buildings (appliances) | Energetic | buildings_appliances_final_demand_other | Others | EU | Energy demand | 0 | FEC
LV | TYNDP2026 | HEV | 2040 | TWh | 405 | Sub_sector | Buildings | Appliances | Buildings (appliances) | Energetic | buildings_appliances_final_demand_ammonia | Ammonia | EU | Energy demand | 0 | FEC
LV | TYNDP2026 | HEV | 2040 | TWh | 407 | Sub_sector | Buildings | Datacenters | Datacenters & ICT | Energetic | datacentres_final_demand_electricity_energetic | Electricity | EU | Energy demand | 0.49241 | FEC
LV | TYNDP2026 | HEV | 2040 | TWh | 408 | Sub_sector | Buildings | Datacenters | Datacenters & ICT | Energetic | datacentres_final_demand_hydrogen_energetic | Hydrogen | EU | Energy demand | 0 | FEC
LV | TYNDP2026 | HEV | 2040 | TWh | 409 | Sub_sector | Buildings | Datacenters | Datacenters & ICT | Energetic | datacentres_final_demand_methane_energetic | Methane | EU | Energy demand | 0 | FEC
LV | TYNDP2026 | HEV | 2040 | TWh | 410 | Sub_sector | Buildings | Datacenters | Datacenters & ICT | Energetic | datacentres_final_demand_heat_energetic | Heat | EU | Energy demand | 0 | FEC
LV | TYNDP2026 | HEV | 2040 | TWh | 411 | Sub_sector | Buildings | Datacenters | Datacenters & ICT | Energetic | datacentres_final_demand_biomass_energetic | Biomass | EU | Energy demand | 0 | FEC
LV | TYNDP2026 | HEV | 2040 | TWh | 412 | Sub_sector | Buildings | Datacenters | Datacenters & ICT | Energetic | datacentres_final_demand_coal_energetic | Solids | EU | Energy demand | 0 | FEC
LV | TYNDP2026 | HEV | 2040 | TWh | 413 | Sub_sector | Buildings | Datacenters | Datacenters & ICT | Energetic | datacentres_final_demand_oil_energetic | Liquids | EU | Energy demand | 0 | FEC
LV | TYNDP2026 | HEV | 2040 | TWh | 414 | Sub_sector | Buildings | Datacenters | Datacenters & ICT | Energetic | datacentres_final_demand_other_energetic | Others | EU | Energy demand | 0 | FEC
LV | TYNDP2026 | HEV | 2040 | TWh | 415 | Sub_sector | Buildings | Datacenters | Datacenters & ICT | Energetic | datacentres_final_demand_ammonia_energetic | Ammonia | EU | Energy demand | 0 | FEC
LV | TYNDP2026 | HEV | 2040 | TWh | 417 | Sub_sector | Transport | Others_Sector | Others_Sector | Energetic | other_final_demand_electricity_energetic | Electricity | EU | Energy demand | 0.00023389 | FEC
LV | TYNDP2026 | HEV | 2040 | TWh | 418 | Sub_sector | Transport | Others_Sector | Others_Sector | Energetic | other_final_demand_hydrogen_energetic | Hydrogen | EU | Energy demand | 0 | FEC
LV | TYNDP2026 | HEV | 2040 | TWh | 419 | Sub_sector | Transport | Pipeline Transport | Others_Sector | Energetic | other_final_demand_methane_energetic | Methane | EU | Energy demand | 0.00642 | FEC
LV | TYNDP2026 | HEV | 2040 | TWh | 420 | Sub_sector | Transport | Others_Sector | Others_Sector | Energetic | other_final_demand_heat_energetic | Heat | EU | Energy demand | 0.0013925 | FEC
LV | TYNDP2026 | HEV | 2040 | TWh | 421 | Sub_sector | Transport | Others_Sector | Others_Sector | Energetic | other_final_demand_biomass_energetic | Biomass | EU | Energy demand | 0 | FEC
LV | TYNDP2026 | HEV | 2040 | TWh | 422 | Sub_sector | Transport | Others_Sector | Others_Sector | Energetic | other_final_demand_coal_energetic | Solids | EU | Energy demand | 0 | FEC
LV | TYNDP2026 | HEV | 2040 | TWh | 423 | Sub_sector | Transport | Others_Sector | Others_Sector | Energetic | other_final_demand_oil_energetic | Liquids | EU | Energy demand | 0.089421 | FEC
LV | TYNDP2026 | HEV | 2040 | TWh | 424 | Sub_sector | Others_Sector | Others_Sector | Others_Sector | Non-energetic | other_final_demand_oil_non_energetic | Liquids | EU | Energy demand | 0.31049 | not_included_in_FEC
LV | TYNDP2026 | HEV | 2040 | TWh | 425 | Sub_sector | Transport | Others_Sector | Others_Sector | Energetic | other_final_demand_other_energetic | Others | EU | Energy demand | 0 | FEC
LV | TYNDP2026 | HEV | 2040 | TWh | 426 | Sub_sector | Transport | Others_Sector | Others_Sector | Energetic | other_final_demand_ammonia_energetic | Ammonia | EU | Energy demand | 0 | FEC
LV | TYNDP2026 | HEV | 2040 | TWh | 427 | Sub_sector | Industry | Surplus_Heat_in_Industry | Surplus_Heat_in_Industry | Energetic | final_demand_of_industry_unused_local_production_steam_hot_water | Heat | EU | Energy demand | 0.32996 | FEC
LV | TYNDP2026 | HEV | 2040 | TWh | 429 | Sub_sector | Agriculture | Total | Agriculture | Energetic | agriculture_final_demand_electricity_energetic | Electricity | EU | Energy demand | 0.1792 | FEC
LV | TYNDP2026 | HEV | 2040 | TWh | 430 | Sub_sector | Agriculture | Total | Agriculture | Energetic | agriculture_final_demand_hydrogen_energetic | Hydrogen | EU | Energy demand | 0 | FEC
LV | TYNDP2026 | HEV | 2040 | TWh | 431 | Sub_sector | Agriculture | Total | Agriculture | Energetic | agriculture_final_demand_methane_energetic | Methane | EU | Energy demand | 0.11679 | FEC
LV | TYNDP2026 | HEV | 2040 | TWh | 432 | Sub_sector | Agriculture | Total | Agriculture | Energetic | agriculture_final_demand_heat_energetic | Heat | EU | Energy demand | 0.11429 | FEC
LV | TYNDP2026 | HEV | 2040 | TWh | 433 | Sub_sector | Agriculture | Total | Agriculture | Energetic | agriculture_final_demand_biomass_energetic | Biomass | EU | Energy demand | 0.33249 | FEC
LV | TYNDP2026 | HEV | 2040 | TWh | 434 | Sub_sector | Agriculture | Total | Agriculture | Energetic | agriculture_final_demand_coal_energetic | Solids | EU | Energy demand | 0 | FEC
LV | TYNDP2026 | HEV | 2040 | TWh | 435 | Sub_sector | Agriculture | Total | Agriculture | Energetic | agriculture_final_demand_oil_energetic | Liquids | EU | Energy demand | 1.6021 | FEC
LV | TYNDP2026 | HEV | 2040 | TWh | 436 | Sub_sector | Agriculture | Total | Agriculture | Energetic | agriculture_final_demand_other_energetic | Others | EU | Energy demand | 0 | FEC
LV | TYNDP2026 | HEV | 2040 | TWh | 437 | Sub_sector | Agriculture | Total | Agriculture | Energetic | agriculture_final_demand_ammonia_energetic | Ammonia | EU | Energy demand | 0 | FEC
LV | TYNDP2026 | HEV | 2040 | TWh | 447 | Sub_sector | Buildings | Surplus Energy | Buildings | Energetic | GAP | Electricity | EU | Energy demand | 0 | FEC
LV | TYNDP2026 | HEV | 2040 | TWh | 448 | Sub_sector | Buildings | Surplus Energy | Buildings | Energetic | GAP | Hydrogen | EU | Energy demand | 0 | FEC
LV | TYNDP2026 | HEV | 2040 | TWh | 449 | Sub_sector | Buildings | Surplus Energy | Buildings | Energetic | GAP | Methane | EU | Energy demand | 0 | FEC
LV | TYNDP2026 | HEV | 2040 | TWh | 450 | Sub_sector | Buildings | Surplus Energy | Buildings | Energetic | GAP | Heat | EU | Energy demand | 0 | FEC
LV | TYNDP2026 | HEV | 2040 | TWh | 451 | Sub_sector | Buildings | Surplus Energy | Buildings | Energetic | GAP | Biomass | EU | Energy demand | 0.069264 | FEC
LV | TYNDP2026 | HEV | 2040 | TWh | 452 | Sub_sector | Buildings | Surplus Energy | Buildings | Energetic | GAP | Solids | EU | Energy demand | 0 | FEC
LV | TYNDP2026 | HEV | 2040 | TWh | 453 | Sub_sector | Buildings | Surplus Energy | Buildings | Energetic | GAP | Liquids | EU | Energy demand | 0.030768 | FEC
LV | TYNDP2026 | HEV | 2040 | TWh | 454 | Sub_sector | Buildings | Surplus Energy | Buildings | Energetic | GAP | Others | EU | Energy demand | 0 | FEC
LV | TYNDP2026 | HEV | 2040 | TWh | 455 | Sub_sector | Buildings | Surplus Energy | Buildings | Energetic | GAP | Ammonia | EU | Energy demand | 0 | FEC
LV | TYNDP2026 | HEV | 2040 | TWh | 456 | Sub_sector | Households | Surplus Energy | Households | Energetic | GAP | Electricity | EU | Energy demand | 0 | FEC
LV | TYNDP2026 | HEV | 2040 | TWh | 457 | Sub_sector | Households | Surplus Energy | Households | Energetic | GAP | Hydrogen | EU | Energy demand | 0 | FEC
LV | TYNDP2026 | HEV | 2040 | TWh | 458 | Sub_sector | Households | Surplus Energy | Households | Energetic | GAP | Methane | EU | Energy demand | 0 | FEC
LV | TYNDP2026 | HEV | 2040 | TWh | 459 | Sub_sector | Households | Surplus Energy | Households | Energetic | GAP | Heat | EU | Energy demand | 0 | FEC
LV | TYNDP2026 | HEV | 2040 | TWh | 460 | Sub_sector | Households | Surplus Energy | Households | Energetic | GAP | Biomass | EU | Energy demand | 0 | FEC
LV | TYNDP2026 | HEV | 2040 | TWh | 461 | Sub_sector | Households | Surplus Energy | Households | Energetic | GAP | Solids | EU | Energy demand | 0 | FEC
LV | TYNDP2026 | HEV | 2040 | TWh | 462 | Sub_sector | Households | Surplus Energy | Households | Energetic | GAP | Liquids | EU | Energy demand | 0 | FEC
LV | TYNDP2026 | HEV | 2040 | TWh | 463 | Sub_sector | Households | Surplus Energy | Households | Energetic | GAP | Others | EU | Energy demand | 0 | FEC
LV | TYNDP2026 | HEV | 2040 | TWh | 464 | Sub_sector | Households | Surplus Energy | Households | Energetic | GAP | Ammonia | EU | Energy demand | 0 | FEC
LV | TYNDP2026 | LEV | 2035 | TWh | 102 | Sub_sector | Industry | Aluminium | Industry (aluminium) | Energetic | industry_aluminium_demand_electricity_energetic | Electricity | EU | Energy demand | 0 | FEC
LV | TYNDP2026 | LEV | 2035 | TWh | 103 | Sub_sector | Industry | Aluminium | Industry (aluminium) | Energetic | industry_aluminium_demand_hydrogen_energetic | Hydrogen | EU | Energy demand | 0 | FEC
LV | TYNDP2026 | LEV | 2035 | TWh | 104 | Sub_sector | Industry | Aluminium | Industry (aluminium) | Energetic | industry_aluminium_demand_methane_energetic | Methane | EU | Energy demand | 0 | FEC
LV | TYNDP2026 | LEV | 2035 | TWh | 105 | Sub_sector | Industry | Aluminium | Industry (aluminium) | Energetic | industry_aluminium_demand_heat_energetic | Heat | EU | Energy demand | 0 | FEC
LV | TYNDP2026 | LEV | 2035 | TWh | 106 | Sub_sector | Industry | Aluminium | Industry (aluminium) | Energetic | industry_aluminium_demand_biomass_energetic | Biomass | EU | Energy demand | 0 | FEC
LV | TYNDP2026 | LEV | 2035 | TWh | 107 | Sub_sector | Industry | Aluminium | Industry (aluminium) | Energetic | industry_aluminium_demand_coal_energetic | Solids | EU | Energy demand | 0 | FEC
LV | TYNDP2026 | LEV | 2035 | TWh | 108 | Sub_sector | Industry | Aluminium | Industry (aluminium) | Energetic | industry_aluminium_demand_oil_energetic | Liquids | EU | Energy demand | 0 | FEC
LV | TYNDP2026 | LEV | 2035 | TWh | 109 | Sub_sector | Industry | Aluminium | Industry (aluminium) | Energetic | industry_aluminium_demand_others_energetic | Others | EU | Energy demand | 0 | FEC
LV | TYNDP2026 | LEV | 2035 | TWh | 110 | Sub_sector | Industry | Aluminium | Industry (aluminium) | Energetic | industry_ammonia_demand_others_energetic | Ammonia | EU | Energy demand | 0 | FEC
LV | TYNDP2026 | LEV | 2035 | TWh | 112 | Sub_sector | Industry | Chemicals | Industry (chemicals, energetic) | Energetic | industry_chemical_demand_electricity_energetic | Electricity | EU | Energy demand | 0.056016 | FEC
LV | TYNDP2026 | LEV | 2035 | TWh | 113 | Sub_sector | Industry | Chemicals | Industry (chemicals, energetic) | Energetic | industry_chemical_demand_hydrogen_energetic | Hydrogen | EU | Energy demand | 0 | FEC
LV | TYNDP2026 | LEV | 2035 | TWh | 114 | Sub_sector | Industry | Chemicals | Industry (chemicals, energetic) | Energetic | industry_chemical_demand_methane_energetic | Methane | EU | Energy demand | 0.076257 | FEC
LV | TYNDP2026 | LEV | 2035 | TWh | 115 | Sub_sector | Industry | Chemicals | Industry (chemicals, energetic) | Energetic | industry_chemical_demand_heat_energetic | Heat | EU | Energy demand | 0.01049 | FEC
LV | TYNDP2026 | LEV | 2035 | TWh | 116 | Sub_sector | Industry | Chemicals | Industry (chemicals, energetic) | Energetic | industry_chemical_demand_biomass_energetic | Biomass | EU | Energy demand | 0.040144 | FEC
LV | TYNDP2026 | LEV | 2035 | TWh | 117 | Sub_sector | Industry | Chemicals | Industry (chemicals, energetic) | Energetic | industry_chemical_demand_coal_energetic | Solids | EU | Energy demand | 3.75e-05 | FEC
LV | TYNDP2026 | LEV | 2035 | TWh | 118 | Sub_sector | Industry | Chemicals | Industry (chemicals, energetic) | Energetic | industry_chemical_demand_oil_energetic | Liquids | EU | Energy demand | 0.045008 | FEC
LV | TYNDP2026 | LEV | 2035 | TWh | 119 | Sub_sector | Industry | Chemicals | Industry (chemicals, energetic) | Energetic | industry_chemical_demand_others_energetic | Others | EU | Energy demand | 0 | FEC
LV | TYNDP2026 | LEV | 2035 | TWh | 120 | Sub_sector | Industry | Chemicals | Industry (chemicals, energetic) | Energetic | industry_chemical_demand_ammonia_energetic | Ammonia | EU | Energy demand | 0 | FEC
LV | TYNDP2026 | LEV | 2035 | TWh | 122 | Sub_sector | Industry | Chemicals | Industry (chemicals, non-energetic) | Non-energetic | industry_chemical_demand_electricity_non_energetic | Electricity | EU | Energy demand | 0 | not_included_in_FEC
LV | TYNDP2026 | LEV | 2035 | TWh | 123 | Sub_sector | Industry | Chemicals | Industry (chemicals, non-energetic) | Non-energetic | industry_chemical_demand_hydrogen_non_energetic | Hydrogen | EU | Energy demand | 0 | not_included_in_FEC
LV | TYNDP2026 | LEV | 2035 | TWh | 124 | Sub_sector | Industry | Chemicals | Industry (chemicals, non-energetic) | Non-energetic | industry_chemical_demand_methane_non_energetic | Methane | EU | Energy demand | 0 | not_included_in_FEC
LV | TYNDP2026 | LEV | 2035 | TWh | 125 | Sub_sector | Industry | Chemicals | Industry (chemicals, non-energetic) | Non-energetic | industry_chemical_demand_heat_non_energetic | Heat | EU | Energy demand | 0 | not_included_in_FEC
LV | TYNDP2026 | LEV | 2035 | TWh | 126 | Sub_sector | Industry | Chemicals | Industry (chemicals, non-energetic) | Non-energetic | industry_chemical_demand_biomass_non_energetic | Biomass | EU | Energy demand | 0 | not_included_in_FEC
LV | TYNDP2026 | LEV | 2035 | TWh | 127 | Sub_sector | Industry | Chemicals | Industry (chemicals, non-energetic) | Non-energetic | industry_chemical_demand_coal_non_energetic | Solids | EU | Energy demand | 0 | not_included_in_FEC
LV | TYNDP2026 | LEV | 2035 | TWh | 128 | Sub_sector | Industry | Chemicals | Industry (chemicals, non-energetic) | Non-energetic | industry_chemical_demand_oil_non_energetic | Liquids | EU | Energy demand | 0.012157 | not_included_in_FEC
LV | TYNDP2026 | LEV | 2035 | TWh | 129 | Sub_sector | Industry | Chemicals | Industry (chemicals, non-energetic) | Non-energetic | industry_chemical_demand_others_non_energetic | Others | EU | Energy demand | 0 | not_included_in_FEC
LV | TYNDP2026 | LEV | 2035 | TWh | 130 | Sub_sector | Industry | Chemicals | Industry (chemicals, non-energetic) | Non-energetic | industry_chemical_demand_ammonia_non_energetic | Ammonia | EU | Energy demand | 0 | not_included_in_FEC
LV | TYNDP2026 | LEV | 2035 | TWh | 132 | Sub_sector | Industry | Fertilizers | Industry (fertilizers, energetic) | Energetic | industry_fertilizers_demand_electricity_energetic | Electricity | EU | Energy demand | 0 | FEC
LV | TYNDP2026 | LEV | 2035 | TWh | 133 | Sub_sector | Industry | Fertilizers | Industry (fertilizers, energetic) | Energetic | industry_fertilizers_demand_hydrogen_energetic | Hydrogen | EU | Energy demand | 0 | FEC
LV | TYNDP2026 | LEV | 2035 | TWh | 134 | Sub_sector | Industry | Fertilizers | Industry (fertilizers, energetic) | Energetic | industry_fertilizers_demand_methane_energetic | Methane | EU | Energy demand | 0 | FEC
LV | TYNDP2026 | LEV | 2035 | TWh | 135 | Sub_sector | Industry | Fertilizers | Industry (fertilizers, energetic) | Energetic | industry_fertilizers_demand_heat_energetic | Heat | EU | Energy demand | 0 | FEC
LV | TYNDP2026 | LEV | 2035 | TWh | 136 | Sub_sector | Industry | Fertilizers | Industry (fertilizers, energetic) | Energetic | industry_fertilizers_demand_biomass_energetic | Biomass | EU | Energy demand | 0 | FEC
LV | TYNDP2026 | LEV | 2035 | TWh | 137 | Sub_sector | Industry | Fertilizers | Industry (fertilizers, energetic) | Energetic | industry_fertilizers_demand_coal_energetic | Solids | EU | Energy demand | 0 | FEC
LV | TYNDP2026 | LEV | 2035 | TWh | 138 | Sub_sector | Industry | Fertilizers | Industry (fertilizers, energetic) | Energetic | industry_fertilizers_demand_oil_energetic | Liquids | EU | Energy demand | 0 | FEC
LV | TYNDP2026 | LEV | 2035 | TWh | 139 | Sub_sector | Industry | Fertilizers | Industry (fertilizers, energetic) | Energetic | industry_fertilizers_demand_others_energetic | Others | EU | Energy demand | 0 | FEC
LV | TYNDP2026 | LEV | 2035 | TWh | 140 | Sub_sector | Industry | Fertilizers | Industry (fertilizers, energetic) | Energetic | industry_fertilizers_demand_ammonia_energetic | Ammonia | EU | Energy demand | 0 | FEC
LV | TYNDP2026 | LEV | 2035 | TWh | 142 | Sub_sector | Industry | Fertilizers | Industry (fertilizers, non-energetic) | Non-energetic | industry_fertilizers_demand_electricity_non_energetic | Electricity | EU | Energy demand | 0 | not_included_in_FEC
LV | TYNDP2026 | LEV | 2035 | TWh | 143 | Sub_sector | Industry | Fertilizers | Industry (fertilizers, non-energetic) | Non-energetic | industry_fertilizers_demand_hydrogen_non_energetic | Hydrogen | EU | Energy demand | 0 | not_included_in_FEC
LV | TYNDP2026 | LEV | 2035 | TWh | 144 | Sub_sector | Industry | Fertilizers | Industry (fertilizers, non-energetic) | Non-energetic | industry_fertilizers_demand_methane_non_energetic | Methane | EU | Energy demand | 0 | not_included_in_FEC
LV | TYNDP2026 | LEV | 2035 | TWh | 145 | Sub_sector | Industry | Fertilizers | Industry (fertilizers, non-energetic) | Non-energetic | industry_fertilizers_demand_heat_non_energetic | Heat | EU | Energy demand | 0 | not_included_in_FEC
LV | TYNDP2026 | LEV | 2035 | TWh | 146 | Sub_sector | Industry | Fertilizers | Industry (fertilizers, non-energetic) | Non-energetic | industry_fertilizers_demand_biomass_non_energetic | Biomass | EU | Energy demand | 0 | not_included_in_FEC
LV | TYNDP2026 | LEV | 2035 | TWh | 147 | Sub_sector | Industry | Fertilizers | Industry (fertilizers, non-energetic) | Non-energetic | industry_fertilizers_demand_coal_non_energetic | Solids | EU | Energy demand | 0 | not_included_in_FEC
LV | TYNDP2026 | LEV | 2035 | TWh | 148 | Sub_sector | Industry | Fertilizers | Industry (fertilizers, non-energetic) | Non-energetic | industry_fertilizers_demand_oil_non_energetic | Liquids | EU | Energy demand | 0 | not_included_in_FEC
LV | TYNDP2026 | LEV | 2035 | TWh | 149 | Sub_sector | Industry | Fertilizers | Industry (fertilizers, non-energetic) | Non-energetic | industry_fertilizers_demand_others_non_energetic | Others | EU | Energy demand | 0 | not_included_in_FEC
LV | TYNDP2026 | LEV | 2035 | TWh | 150 | Sub_sector | Industry | Fertilizers | Industry (fertilizers, non-energetic) | Non-energetic | industry_fertilizers_demand_ammonia_non_energetic | Ammonia | EU | Energy demand | 0 | not_included_in_FEC
LV | TYNDP2026 | LEV | 2035 | TWh | 152 | Sub_sector | Industry | Food | Industry (food) | Energetic | industry_food_demand_electricity_energetic | Electricity | EU | Energy demand | 0.25787 | FEC
LV | TYNDP2026 | LEV | 2035 | TWh | 153 | Sub_sector | Industry | Food | Industry (food) | Energetic | industry_food_demand_hydrogen_energetic | Hydrogen | EU | Energy demand | 0 | FEC
LV | TYNDP2026 | LEV | 2035 | TWh | 154 | Sub_sector | Industry | Food | Industry (food) | Energetic | industry_food_demand_methane_energetic | Methane | EU | Energy demand | 0.3218 | FEC
LV | TYNDP2026 | LEV | 2035 | TWh | 155 | Sub_sector | Industry | Food | Industry (food) | Energetic | industry_food_demand_heat_energetic | Heat | EU | Energy demand | 0.068762 | FEC
LV | TYNDP2026 | LEV | 2035 | TWh | 156 | Sub_sector | Industry | Food | Industry (food) | Energetic | industry_food_demand_biomass_energetic | Biomass | EU | Energy demand | 0.1157 | FEC
LV | TYNDP2026 | LEV | 2035 | TWh | 157 | Sub_sector | Industry | Food | Industry (food) | Energetic | industry_food_demand_coal_energetic | Solids | EU | Energy demand | 0.0037059 | FEC
LV | TYNDP2026 | LEV | 2035 | TWh | 158 | Sub_sector | Industry | Food | Industry (food) | Energetic | industry_food_demand_oil_energetic | Liquids | EU | Energy demand | 0.072621 | FEC
LV | TYNDP2026 | LEV | 2035 | TWh | 159 | Sub_sector | Industry | Food | Industry (food) | Energetic | industry_food_demand_others_energetic | Others | EU | Energy demand | 0 | FEC
LV | TYNDP2026 | LEV | 2035 | TWh | 160 | Sub_sector | Industry | Food | Industry (food) | Energetic | industry_food_demand_ammonia_energetic | Ammonia | EU | Energy demand | 0 | FEC
LV | TYNDP2026 | LEV | 2035 | TWh | 162 | Sub_sector | Industry | Metals | Industry (metal) | Energetic | industry_metal_demand_electricity_energetic | Electricity | EU | Energy demand | 0.0047519 | FEC
LV | TYNDP2026 | LEV | 2035 | TWh | 163 | Sub_sector | Industry | Metals | Industry (metal) | Energetic | industry_metal_demand_hydrogen_energetic | Hydrogen | EU | Energy demand | 0 | FEC
LV | TYNDP2026 | LEV | 2035 | TWh | 164 | Sub_sector | Industry | Metals | Industry (metal) | Energetic | industry_metal_demand_methane_energetic | Methane | EU | Energy demand | 0.0062381 | FEC
LV | TYNDP2026 | LEV | 2035 | TWh | 165 | Sub_sector | Industry | Metals | Industry (metal) | Energetic | industry_metal_demand_heat_energetic | Heat | EU | Energy demand | 0 | FEC
LV | TYNDP2026 | LEV | 2035 | TWh | 166 | Sub_sector | Industry | Metals | Industry (metal) | Energetic | industry_metal_demand_biomass_energetic | Biomass | EU | Energy demand | 0 | FEC
LV | TYNDP2026 | LEV | 2035 | TWh | 167 | Sub_sector | Industry | Metals | Industry (metal) | Energetic | industry_metal_demand_coal_energetic | Solids | EU | Energy demand | 0.00020972 | FEC
LV | TYNDP2026 | LEV | 2035 | TWh | 168 | Sub_sector | Industry | Metals | Industry (metal) | Energetic | industry_metal_demand_oil_energetic | Liquids | EU | Energy demand | 0 | FEC
LV | TYNDP2026 | LEV | 2035 | TWh | 169 | Sub_sector | Industry | Metals | Industry (metal) | Energetic | industry_metal_demand_others_energetic | Others | EU | Energy demand | 0 | FEC
LV | TYNDP2026 | LEV | 2035 | TWh | 170 | Sub_sector | Industry | Metals | Industry (metal) | Energetic | industry_metal_demand_ammonia_energetic | Ammonia | EU | Energy demand | 0 | FEC
LV | TYNDP2026 | LEV | 2035 | TWh | 172 | Sub_sector | Industry | Others | Industry (other, energetic) | Energetic | industry_other_demand_electricity_energetic | Electricity | EU | Energy demand | 1.2078 | FEC
LV | TYNDP2026 | LEV | 2035 | TWh | 173 | Sub_sector | Industry | Others | Industry (other, energetic) | Energetic | industry_other_demand_hydrogen_energetic | Hydrogen | EU | Energy demand | 0 | FEC
LV | TYNDP2026 | LEV | 2035 | TWh | 174 | Sub_sector | Industry | Others | Industry (other, energetic) | Energetic | industry_other_demand_methane_energetic | Methane | EU | Energy demand | 0.70922 | FEC
LV | TYNDP2026 | LEV | 2035 | TWh | 175 | Sub_sector | Industry | Others | Industry (other, energetic) | Energetic | industry_other_demand_heat_energetic | Heat | EU | Energy demand | 0.80042 | FEC
LV | TYNDP2026 | LEV | 2035 | TWh | 176 | Sub_sector | Industry | Others | Industry (other, energetic) | Energetic | industry_other_demand_biomass_energetic | Biomass | EU | Energy demand | 3.8521 | FEC
LV | TYNDP2026 | LEV | 2035 | TWh | 177 | Sub_sector | Industry | Others | Industry (other, energetic) | Energetic | industry_other_demand_coal_energetic | Solids | EU | Energy demand | 0.32632 | FEC
LV | TYNDP2026 | LEV | 2035 | TWh | 178 | Sub_sector | Industry | Others | Industry (other, energetic) | Energetic | industry_other_demand_oil_energetic | Liquids | EU | Energy demand | 0.45697 | FEC
LV | TYNDP2026 | LEV | 2035 | TWh | 179 | Sub_sector | Industry | Others | Industry (other, energetic) | Energetic | industry_other_demand_others_energetic | Others | EU | Energy demand | 0 | FEC
LV | TYNDP2026 | LEV | 2035 | TWh | 180 | Sub_sector | Industry | Others | Industry (other, energetic) | Energetic | industry_other_demand_ammonia_energetic | Ammonia | EU | Energy demand | 0 | FEC
LV | TYNDP2026 | LEV | 2035 | TWh | 182 | Sub_sector | Industry | Others | Industry (other, non-energetic) | Non-energetic | industry_other_demand_electricity_non_energetic | Electricity | EU | Energy demand | 0 | not_included_in_FEC
LV | TYNDP2026 | LEV | 2035 | TWh | 183 | Sub_sector | Industry | Others | Industry (other, non-energetic) | Non-energetic | industry_other_demand_hydrogen_non_energetic | Hydrogen | EU | Energy demand | 0 | not_included_in_FEC
LV | TYNDP2026 | LEV | 2035 | TWh | 184 | Sub_sector | Industry | Others | Industry (other, non-energetic) | Non-energetic | industry_other_demand_methane_non_energetic | Methane | EU | Energy demand | 0 | not_included_in_FEC
LV | TYNDP2026 | LEV | 2035 | TWh | 185 | Sub_sector | Industry | Others | Industry (other, non-energetic) | Non-energetic | industry_other_demand_heat_non_energetic | Heat | EU | Energy demand | 0 | not_included_in_FEC
LV | TYNDP2026 | LEV | 2035 | TWh | 186 | Sub_sector | Industry | Others | Industry (other, non-energetic) | Non-energetic | industry_other_demand_biomass_non_energetic | Biomass | EU | Energy demand | 0 | not_included_in_FEC
LV | TYNDP2026 | LEV | 2035 | TWh | 187 | Sub_sector | Industry | Others | Industry (other, non-energetic) | Non-energetic | industry_other_demand_coal_non_energetic | Solids | EU | Energy demand | 0 | not_included_in_FEC
LV | TYNDP2026 | LEV | 2035 | TWh | 188 | Sub_sector | Industry | Others | Industry (other, non-energetic) | Non-energetic | industry_other_demand_oil_non_energetic | Liquids | EU | Energy demand | 0.71471 | not_included_in_FEC
LV | TYNDP2026 | LEV | 2035 | TWh | 189 | Sub_sector | Industry | Others | Industry (other, non-energetic) | Non-energetic | industry_other_demand_others_non_energetic | Others | EU | Energy demand | 0 | not_included_in_FEC
LV | TYNDP2026 | LEV | 2035 | TWh | 190 | Sub_sector | Industry | Others | Industry (other, non-energetic) | Non-energetic | industry_other_demand_ammonia_non_energetic | Ammonia | EU | Energy demand | 0 | not_included_in_FEC
LV | TYNDP2026 | LEV | 2035 | TWh | 192 | Sub_sector | Industry | Paper | Industry (paper) | Energetic | industry_paper_demand_electricity_energetic | Electricity | EU | Energy demand | 0.025328 | FEC
LV | TYNDP2026 | LEV | 2035 | TWh | 193 | Sub_sector | Industry | Paper | Industry (paper) | Energetic | industry_paper_demand_hydrogen_energetic | Hydrogen | EU | Energy demand | 0 | FEC
LV | TYNDP2026 | LEV | 2035 | TWh | 194 | Sub_sector | Industry | Paper | Industry (paper) | Energetic | industry_paper_demand_methane_energetic | Methane | EU | Energy demand | 0.024282 | FEC
LV | TYNDP2026 | LEV | 2035 | TWh | 195 | Sub_sector | Industry | Paper | Industry (paper) | Energetic | industry_paper_demand_heat_energetic | Heat | EU | Energy demand | 0.0014063 | FEC
LV | TYNDP2026 | LEV | 2035 | TWh | 196 | Sub_sector | Industry | Paper | Industry (paper) | Energetic | industry_paper_demand_biomass_energetic | Biomass | EU | Energy demand | 0.0044546 | FEC
LV | TYNDP2026 | LEV | 2035 | TWh | 197 | Sub_sector | Industry | Paper | Industry (paper) | Energetic | industry_paper_demand_coal_energetic | Solids | EU | Energy demand | 0 | FEC
LV | TYNDP2026 | LEV | 2035 | TWh | 198 | Sub_sector | Industry | Paper | Industry (paper) | Energetic | industry_paper_demand_oil_energetic | Liquids | EU | Energy demand | 0.0010655 | FEC
LV | TYNDP2026 | LEV | 2035 | TWh | 199 | Sub_sector | Industry | Paper | Industry (paper) | Energetic | industry_paper_demand_others_energetic | Others | EU | Energy demand | 0 | FEC
LV | TYNDP2026 | LEV | 2035 | TWh | 200 | Sub_sector | Industry | Paper | Industry (paper) | Energetic | industry_paper_demand_ammonia_energetic | Ammonia | EU | Energy demand | 0 | FEC
LV | TYNDP2026 | LEV | 2035 | TWh | 202 | Sub_sector | Industry | Refineries | Industry (refineries, energetic) | Energetic | industry_refinery_demand_electricity_energetic | Electricity | EU | Energy demand | 0 | not_included_in_FEC
LV | TYNDP2026 | LEV | 2035 | TWh | 203 | Sub_sector | Industry | Refineries | Industry (refineries, energetic) | Energetic | industry_refinery_demand_hydrogen_energetic | Hydrogen | EU | Energy demand | 0 | not_included_in_FEC
LV | TYNDP2026 | LEV | 2035 | TWh | 204 | Sub_sector | Industry | Refineries | Industry (refineries, energetic) | Energetic | industry_refinery_demand_methane_energetic | Methane | EU | Energy demand | 0 | not_included_in_FEC
LV | TYNDP2026 | LEV | 2035 | TWh | 205 | Sub_sector | Industry | Refineries | Industry (refineries, energetic) | Energetic | industry_refinery_demand_heat_energetic | Heat | EU | Energy demand | 0 | not_included_in_FEC
LV | TYNDP2026 | LEV | 2035 | TWh | 206 | Sub_sector | Industry | Refineries | Industry (refineries, energetic) | Energetic | industry_refinery_demand_biomass_energetic | Biomass | EU | Energy demand | 0 | not_included_in_FEC
LV | TYNDP2026 | LEV | 2035 | TWh | 207 | Sub_sector | Industry | Refineries | Industry (refineries, energetic) | Energetic | industry_refinery_demand_coal_energetic | Solids | EU | Energy demand | 0 | not_included_in_FEC
LV | TYNDP2026 | LEV | 2035 | TWh | 208 | Sub_sector | Industry | Refineries | Industry (refineries, energetic) | Energetic | industry_refinery_demand_oil_energetic | Liquids | EU | Energy demand | 0 | not_included_in_FEC
LV | TYNDP2026 | LEV | 2035 | TWh | 209 | Sub_sector | Industry | Refineries | Industry (refineries, energetic) | Energetic | industry_refinery_demand_others_energetic | Others | EU | Energy demand | 0 | not_included_in_FEC
LV | TYNDP2026 | LEV | 2035 | TWh | 210 | Sub_sector | Industry | Refineries | Industry (refineries, energetic) | Energetic | industry_refinery_demand_ammonia_energetic | Ammonia | EU | Energy demand | 0 | not_included_in_FEC
LV | TYNDP2026 | LEV | 2035 | TWh | 212 | Sub_sector | Industry | Refineries | Industry (refineries, non-energetic) | Non-energetic | industry_refinery_demand_electricity_non_energetic | Electricity | EU | Energy demand | 0 | not_included_in_FEC
LV | TYNDP2026 | LEV | 2035 | TWh | 213 | Sub_sector | Industry | Refineries | Industry (refineries, non-energetic) | Non-energetic | industry_refinery_demand_hydrogen_non_energetic | Hydrogen | EU | Energy demand | 0 | not_included_in_FEC
LV | TYNDP2026 | LEV | 2035 | TWh | 214 | Sub_sector | Industry | Refineries | Industry (refineries, non-energetic) | Non-energetic | industry_refinery_demand_methane_non_energetic | Methane | EU | Energy demand | 0 | not_included_in_FEC
LV | TYNDP2026 | LEV | 2035 | TWh | 215 | Sub_sector | Industry | Refineries | Industry (refineries, non-energetic) | Non-energetic | industry_refinery_demand_heat_non_energetic | Heat | EU | Energy demand | 0 | not_included_in_FEC
LV | TYNDP2026 | LEV | 2035 | TWh | 216 | Sub_sector | Industry | Refineries | Industry (refineries, non-energetic) | Non-energetic | industry_refinery_demand_biomass_non_energetic | Biomass | EU | Energy demand | 0 | not_included_in_FEC
LV | TYNDP2026 | LEV | 2035 | TWh | 217 | Sub_sector | Industry | Refineries | Industry (refineries, non-energetic) | Non-energetic | industry_refinery_demand_coal_non_energetic | Solids | EU | Energy demand | 0 | not_included_in_FEC
LV | TYNDP2026 | LEV | 2035 | TWh | 218 | Sub_sector | Industry | Refineries | Industry (refineries, non-energetic) | Non-energetic | industry_refinery_demand_oil_non_energetic | Liquids | EU | Energy demand | 0 | not_included_in_FEC
LV | TYNDP2026 | LEV | 2035 | TWh | 219 | Sub_sector | Industry | Refineries | Industry (refineries, non-energetic) | Non-energetic | industry_refinery_demand_others_non_energetic | Others | EU | Energy demand | 0 | not_included_in_FEC
LV | TYNDP2026 | LEV | 2035 | TWh | 220 | Sub_sector | Industry | Refineries | Industry (refineries, non-energetic) | Non-energetic | industry_refinery_demand_ammonia_non_energetic | Ammonia | EU | Energy demand | 0 | not_included_in_FEC
LV | TYNDP2026 | LEV | 2035 | TWh | 222 | Sub_sector | Industry | Steel | Industry (steel) | Energetic | industry_steel_demand_electricity_energetic | Electricity | EU | Energy demand | 0 | FEC
LV | TYNDP2026 | LEV | 2035 | TWh | 223 | Sub_sector | Industry | Steel | Industry (steel) | Energetic | industry_steel_demand_hydrogen_energetic | Hydrogen | EU | Energy demand | 0 | FEC
LV | TYNDP2026 | LEV | 2035 | TWh | 224 | Sub_sector | Industry | Steel | Industry (steel) | Energetic | industry_steel_demand_methane_energetic | Methane | EU | Energy demand | 0 | FEC
LV | TYNDP2026 | LEV | 2035 | TWh | 225 | Sub_sector | Industry | Steel | Industry (steel) | Energetic | industry_steel_demand_heat_energetic | Heat | EU | Energy demand | 0 | FEC
LV | TYNDP2026 | LEV | 2035 | TWh | 226 | Sub_sector | Industry | Steel | Industry (steel) | Energetic | industry_steel_demand_biomass_energetic | Biomass | EU | Energy demand | 0 | FEC
LV | TYNDP2026 | LEV | 2035 | TWh | 227 | Sub_sector | Industry | Steel | Industry (steel) | Energetic | industry_steel_demand_coal_energetic | Solids | EU | Energy demand | 0 | FEC
LV | TYNDP2026 | LEV | 2035 | TWh | 228 | Sub_sector | Industry | Steel | Industry (steel) | Energetic | industry_steel_demand_oil_energetic | Liquids | EU | Energy demand | 0 | FEC
LV | TYNDP2026 | LEV | 2035 | TWh | 229 | Sub_sector | Industry | Steel | Industry (steel) | Energetic | industry_steel_demand_others_energetic | Others | EU | Energy demand | 0 | FEC
LV | TYNDP2026 | LEV | 2035 | TWh | 230 | Sub_sector | Industry | Steel | Industry (steel) | Energetic | industry_steel_demand_ammonia_energetic | Ammonia | EU | Energy demand | 0 | FEC
LV | TYNDP2026 | LEV | 2035 | TWh | 232 | Sub_sector | Transport | Cars | Transport (cars) | Energetic | transport_cars_final_demand_electricity | Electricity | EU | Energy demand | 0.00075017 | FEC
LV | TYNDP2026 | LEV | 2035 | TWh | 233 | Sub_sector | Transport | Cars | Transport (cars) | Energetic | transport_cars_final_demand_hydrogen | Hydrogen | EU | Energy demand | 0 | FEC
LV | TYNDP2026 | LEV | 2035 | TWh | 234 | Sub_sector | Transport | Cars | Transport (cars) | Energetic | transport_cars_final_demand_methane | Methane | EU | Energy demand | 0.00091299 | FEC
LV | TYNDP2026 | LEV | 2035 | TWh | 235 | Sub_sector | Transport | Cars | Transport (cars) | Energetic | transport_cars_final_demand_heat | Heat | EU | Energy demand | 0 | FEC
LV | TYNDP2026 | LEV | 2035 | TWh | 236 | Sub_sector | Transport | Cars | Transport (cars) | Energetic | transport_cars_final_demand_biomass | Biomass | EU | Energy demand | 0 | FEC
LV | TYNDP2026 | LEV | 2035 | TWh | 237 | Sub_sector | Transport | Cars | Transport (cars) | Energetic | transport_cars_final_demand_coal | Solids | EU | Energy demand | 0 | FEC
LV | TYNDP2026 | LEV | 2035 | TWh | 238 | Sub_sector | Transport | Cars | Transport (cars) | Energetic | transport_cars_final_demand_oil | Liquids | EU | Energy demand | 8.0846 | FEC
LV | TYNDP2026 | LEV | 2035 | TWh | 239 | Sub_sector | Transport | Cars | Transport (cars) | Energetic | transport_cars_final_demand_other | Others | EU | Energy demand | 0 | FEC
LV | TYNDP2026 | LEV | 2035 | TWh | 240 | Sub_sector | Transport | Cars | Transport (cars) | Energetic | transport_cars_final_demand_ammonia | Ammonia | EU | Energy demand | 0 | FEC
LV | TYNDP2026 | LEV | 2035 | TWh | 242 | Sub_sector | Transport | Busses | Transport (busses) | Energetic | transport_busses_final_demand_electricity | Electricity | EU | Energy demand | 0.023298 | FEC
LV | TYNDP2026 | LEV | 2035 | TWh | 243 | Sub_sector | Transport | Busses | Transport (busses) | Energetic | transport_busses_final_demand_hydrogen | Hydrogen | EU | Energy demand | 0 | FEC
LV | TYNDP2026 | LEV | 2035 | TWh | 244 | Sub_sector | Transport | Busses | Transport (busses) | Energetic | transport_busses_final_demand_methane | Methane | EU | Energy demand | 0.0010158 | FEC
LV | TYNDP2026 | LEV | 2035 | TWh | 245 | Sub_sector | Transport | Busses | Transport (busses) | Energetic | transport_busses_final_demand_heat | Heat | EU | Energy demand | 0 | FEC
LV | TYNDP2026 | LEV | 2035 | TWh | 246 | Sub_sector | Transport | Busses | Transport (busses) | Energetic | transport_busses_final_demand_biomass | Biomass | EU | Energy demand | 0 | FEC
LV | TYNDP2026 | LEV | 2035 | TWh | 247 | Sub_sector | Transport | Busses | Transport (busses) | Energetic | transport_busses_final_demand_coal | Solids | EU | Energy demand | 0 | FEC
LV | TYNDP2026 | LEV | 2035 | TWh | 248 | Sub_sector | Transport | Busses | Transport (busses) | Energetic | transport_busses_final_demand_oil | Liquids | EU | Energy demand | 0.48504 | FEC
LV | TYNDP2026 | LEV | 2035 | TWh | 249 | Sub_sector | Transport | Busses | Transport (busses) | Energetic | transport_busses_final_demand_other | Others | EU | Energy demand | 0 | FEC
LV | TYNDP2026 | LEV | 2035 | TWh | 250 | Sub_sector | Transport | Busses | Transport (busses) | Energetic | transport_busses_final_demand_ammonia | Ammonia | EU | Energy demand | 0 | FEC
LV | TYNDP2026 | LEV | 2035 | TWh | 252 | Sub_sector | Transport | Trucks | Transport (trucks) | Energetic | transport_trucks_final_demand_electricity | Electricity | EU | Energy demand | 0 | FEC
LV | TYNDP2026 | LEV | 2035 | TWh | 253 | Sub_sector | Transport | Trucks | Transport (trucks) | Energetic | transport_trucks_final_demand_hydrogen | Hydrogen | EU | Energy demand | 0 | FEC
LV | TYNDP2026 | LEV | 2035 | TWh | 254 | Sub_sector | Transport | Trucks | Transport (trucks) | Energetic | transport_trucks_final_demand_methane | Methane | EU | Energy demand | 3.1e-05 | FEC
LV | TYNDP2026 | LEV | 2035 | TWh | 255 | Sub_sector | Transport | Trucks | Transport (trucks) | Energetic | transport_trucks_final_demand_heat | Heat | EU | Energy demand | 0 | FEC
LV | TYNDP2026 | LEV | 2035 | TWh | 256 | Sub_sector | Transport | Trucks | Transport (trucks) | Energetic | transport_trucks_final_demand_biomass | Biomass | EU | Energy demand | 0 | FEC
LV | TYNDP2026 | LEV | 2035 | TWh | 257 | Sub_sector | Transport | Trucks | Transport (trucks) | Energetic | transport_trucks_final_demand_coal | Solids | EU | Energy demand | 0 | FEC
LV | TYNDP2026 | LEV | 2035 | TWh | 258 | Sub_sector | Transport | Trucks | Transport (trucks) | Energetic | transport_trucks_final_demand_oil | Liquids | EU | Energy demand | 2.2163 | FEC
LV | TYNDP2026 | LEV | 2035 | TWh | 259 | Sub_sector | Transport | Trucks | Transport (trucks) | Energetic | transport_trucks_final_demand_other | Others | EU | Energy demand | 0 | FEC
LV | TYNDP2026 | LEV | 2035 | TWh | 260 | Sub_sector | Transport | Trucks | Transport (trucks) | Energetic | transport_trucks_final_demand_ammonia | Ammonia | EU | Energy demand | 0 | FEC
LV | TYNDP2026 | LEV | 2035 | TWh | 262 | Sub_sector | Transport | Vans | Transport (vans) | Energetic | transport_vans_final_demand_electricity | Electricity | EU | Energy demand | 0.00020022 | FEC
LV | TYNDP2026 | LEV | 2035 | TWh | 263 | Sub_sector | Transport | Vans | Transport (vans) | Energetic | transport_vans_final_demand_hydrogen | Hydrogen | EU | Energy demand | 0 | FEC
LV | TYNDP2026 | LEV | 2035 | TWh | 264 | Sub_sector | Transport | Vans | Transport (vans) | Energetic | transport_vans_final_demand_methane | Methane | EU | Energy demand | 5.93e-05 | FEC
LV | TYNDP2026 | LEV | 2035 | TWh | 265 | Sub_sector | Transport | Vans | Transport (vans) | Energetic | transport_vans_final_demand_heat | Heat | EU | Energy demand | 0 | FEC
LV | TYNDP2026 | LEV | 2035 | TWh | 266 | Sub_sector | Transport | Vans | Transport (vans) | Energetic | transport_vans_final_demand_biomass | Biomass | EU | Energy demand | 0 | FEC
LV | TYNDP2026 | LEV | 2035 | TWh | 267 | Sub_sector | Transport | Vans | Transport (vans) | Energetic | transport_vans_final_demand_coal | Solids | EU | Energy demand | 0 | FEC
LV | TYNDP2026 | LEV | 2035 | TWh | 268 | Sub_sector | Transport | Vans | Transport (vans) | Energetic | transport_vans_final_demand_oil | Liquids | EU | Energy demand | 0.56029 | FEC
LV | TYNDP2026 | LEV | 2035 | TWh | 269 | Sub_sector | Transport | Vans | Transport (vans) | Energetic | transport_vans_final_demand_other | Others | EU | Energy demand | 0 | FEC
LV | TYNDP2026 | LEV | 2035 | TWh | 270 | Sub_sector | Transport | Vans | Transport (vans) | Energetic | transport_vans_final_demand_ammonia | Ammonia | EU | Energy demand | 0 | FEC
LV | TYNDP2026 | LEV | 2035 | TWh | 272 | Sub_sector | Transport | Freight trains | Transport (trains) | Energetic | transport_trains_final_demand_electricity | Electricity | EU | Energy demand | 0.066339 | FEC
LV | TYNDP2026 | LEV | 2035 | TWh | 273 | Sub_sector | Transport | Freight trains | Transport (trains) | Energetic | transport_trains_final_demand_hydrogen | Hydrogen | EU | Energy demand | 0 | FEC
LV | TYNDP2026 | LEV | 2035 | TWh | 274 | Sub_sector | Transport | Freight trains | Transport (trains) | Energetic | transport_trains_final_demand_methane | Methane | EU | Energy demand | 0 | FEC
LV | TYNDP2026 | LEV | 2035 | TWh | 275 | Sub_sector | Transport | Freight trains | Transport (trains) | Energetic | transport_trains_final_demand_heat | Heat | EU | Energy demand | 0 | FEC
LV | TYNDP2026 | LEV | 2035 | TWh | 276 | Sub_sector | Transport | Freight trains | Transport (trains) | Energetic | transport_trains_final_demand_biomass | Biomass | EU | Energy demand | 0 | FEC
LV | TYNDP2026 | LEV | 2035 | TWh | 277 | Sub_sector | Transport | Freight trains | Transport (trains) | Energetic | transport_trains_final_demand_coal | Solids | EU | Energy demand | 0 | FEC
LV | TYNDP2026 | LEV | 2035 | TWh | 278 | Sub_sector | Transport | Freight trains | Transport (trains) | Energetic | transport_trains_final_demand_oil | Liquids | EU | Energy demand | 0.51717 | FEC
LV | TYNDP2026 | LEV | 2035 | TWh | 279 | Sub_sector | Transport | Freight trains | Transport (trains) | Energetic | transport_trains_final_demand_other | Others | EU | Energy demand | 0 | FEC
LV | TYNDP2026 | LEV | 2035 | TWh | 280 | Sub_sector | Transport | Freight trains | Transport (trains) | Energetic | transport_trains_final_demand_ammonia | Ammonia | EU | Energy demand | 0 | FEC
LV | TYNDP2026 | LEV | 2035 | TWh | 282 | Sub_sector | Transport | Ships | Transport (ships) | Energetic | transport_ships_final_demand_electricity | Electricity | EU | Energy demand | 0.0094141 | FEC
LV | TYNDP2026 | LEV | 2035 | TWh | 283 | Sub_sector | Transport | Ships | Transport (ships) | Energetic | transport_ships_final_demand_hydrogen | Hydrogen | EU | Energy demand | 0 | FEC
LV | TYNDP2026 | LEV | 2035 | TWh | 284 | Sub_sector | Transport | Ships | Transport (ships) | Energetic | transport_ships_final_demand_methane | Methane | EU | Energy demand | 0.00083664 | FEC
LV | TYNDP2026 | LEV | 2035 | TWh | 285 | Sub_sector | Transport | Ships | Transport (ships) | Energetic | transport_ships_final_demand_heat | Heat | EU | Energy demand | 0 | FEC
LV | TYNDP2026 | LEV | 2035 | TWh | 286 | Sub_sector | Transport | Ships | Transport (ships) | Energetic | transport_ships_final_demand_biomass | Biomass | EU | Energy demand | 0 | FEC
LV | TYNDP2026 | LEV | 2035 | TWh | 287 | Sub_sector | Transport | Ships | Transport (ships) | Energetic | transport_ships_final_demand_coal | Solids | EU | Energy demand | 0 | FEC
LV | TYNDP2026 | LEV | 2035 | TWh | 288 | Sub_sector | Transport | Ships | Transport (ships) | Energetic | transport_ships_final_demand_oil | Liquids | EU | Energy demand | 0.075814 | FEC
LV | TYNDP2026 | LEV | 2035 | TWh | 289 | Sub_sector | Transport | Ships | Transport (ships) | Energetic | transport_ships_final_demand_other | Others | EU | Energy demand | 0 | FEC
LV | TYNDP2026 | LEV | 2035 | TWh | 290 | Sub_sector | Transport | Ships | Transport (ships) | Energetic | transport_ships_final_demand_ammonia | Ammonia | EU | Energy demand | 0 | FEC
LV | TYNDP2026 | LEV | 2035 | TWh | 292 | Sub_sector | Transport | Planes | Transport (planes) | Energetic | transport_planes_final_demand_electricity | Electricity | EU | Energy demand | 0 | FEC
LV | TYNDP2026 | LEV | 2035 | TWh | 293 | Sub_sector | Transport | Planes | Transport (planes) | Energetic | transport_planes_final_demand_hydrogen | Hydrogen | EU | Energy demand | 0 | FEC
LV | TYNDP2026 | LEV | 2035 | TWh | 294 | Sub_sector | Transport | Planes | Transport (planes) | Energetic | transport_planes_final_demand_methane | Methane | EU | Energy demand | 0 | FEC
LV | TYNDP2026 | LEV | 2035 | TWh | 295 | Sub_sector | Transport | Planes | Transport (planes) | Energetic | transport_planes_final_demand_heat | Heat | EU | Energy demand | 0 | FEC
LV | TYNDP2026 | LEV | 2035 | TWh | 296 | Sub_sector | Transport | Planes | Transport (planes) | Energetic | transport_planes_final_demand_biomass | Biomass | EU | Energy demand | 0 | FEC
LV | TYNDP2026 | LEV | 2035 | TWh | 297 | Sub_sector | Transport | Planes | Transport (planes) | Energetic | transport_planes_final_demand_coal | Solids | EU | Energy demand | 0 | FEC
LV | TYNDP2026 | LEV | 2035 | TWh | 298 | Sub_sector | Transport | Planes | Transport (planes) | Energetic | transport_planes_final_demand_oil | Liquids | EU | Energy demand | 0.0021224 | FEC
LV | TYNDP2026 | LEV | 2035 | TWh | 299 | Sub_sector | Transport | Planes | Transport (planes) | Energetic | transport_planes_final_demand_other | Others | EU | Energy demand | 0 | FEC
LV | TYNDP2026 | LEV | 2035 | TWh | 300 | Sub_sector | Transport | Planes | Transport (planes) | Energetic | transport_planes_final_demand_ammonia | Ammonia | EU | Energy demand | 0 | FEC
LV | TYNDP2026 | LEV | 2035 | TWh | 302 | Sub_sector | Transport | Others | Transport (others) | Energetic | transport_other_final_demand_electricity | Electricity | EU | Energy demand | 0.00022778 | FEC
LV | TYNDP2026 | LEV | 2035 | TWh | 303 | Sub_sector | Transport | Others | Transport (others) | Energetic | transport_other_final_demand_hydrogen | Hydrogen | EU | Energy demand | 0 | FEC
LV | TYNDP2026 | LEV | 2035 | TWh | 304 | Sub_sector | Transport | Others | Transport (others) | Energetic | transport_other_final_demand_methane | Methane | EU | Energy demand | 0 | FEC
LV | TYNDP2026 | LEV | 2035 | TWh | 305 | Sub_sector | Transport | Others | Transport (others) | Energetic | transport_other_final_demand_heat | Heat | EU | Energy demand | 0 | FEC
LV | TYNDP2026 | LEV | 2035 | TWh | 306 | Sub_sector | Transport | Others | Transport (others) | Energetic | transport_other_final_demand_biomass | Biomass | EU | Energy demand | 0 | FEC
LV | TYNDP2026 | LEV | 2035 | TWh | 307 | Sub_sector | Transport | Others | Transport (others) | Energetic | transport_other_final_demand_coal | Solids | EU | Energy demand | 0 | FEC
LV | TYNDP2026 | LEV | 2035 | TWh | 308 | Sub_sector | Transport | Others | Transport (others) | Energetic | transport_other_final_demand_oil | Liquids | EU | Energy demand | 0.034436 | FEC
LV | TYNDP2026 | LEV | 2035 | TWh | 309 | Sub_sector | Transport | Others | Transport (others) | Energetic | transport_other_final_demand_other | Others | EU | Energy demand | 0 | FEC
LV | TYNDP2026 | LEV | 2035 | TWh | 310 | Sub_sector | Transport | Others | Transport (others) | Energetic | transport_other_final_demand_ammonia | Ammonia | EU | Energy demand | 0 | FEC
LV | TYNDP2026 | LEV | 2035 | TWh | 312 | Sub_sector | International transport | International aviation | Transport (int. aviation) | Energetic | transport_int_aviation_final_demand_electricity | Electricity | EU | Energy demand | 0 | FEC
LV | TYNDP2026 | LEV | 2035 | TWh | 313 | Sub_sector | International transport | International aviation | Transport (int. aviation) | Energetic | transport_int_aviation_final_demand_hydrogen | Hydrogen | EU | Energy demand | 0 | FEC
LV | TYNDP2026 | LEV | 2035 | TWh | 314 | Sub_sector | International transport | International aviation | Transport (int. aviation) | Energetic | transport_int_aviation_final_demand_methane | Methane | EU | Energy demand | 0 | FEC
LV | TYNDP2026 | LEV | 2035 | TWh | 315 | Sub_sector | International transport | International aviation | Transport (int. aviation) | Energetic | transport_int_aviation_final_demand_heat | Heat | EU | Energy demand | 0 | FEC
LV | TYNDP2026 | LEV | 2035 | TWh | 316 | Sub_sector | International transport | International aviation | Transport (int. aviation) | Energetic | transport_int_aviation_final_demand_biofuels | Biomass | EU | Energy demand | 0 | FEC
LV | TYNDP2026 | LEV | 2035 | TWh | 317 | Sub_sector | International transport | International aviation | Transport (int. aviation) | Energetic | transport_int_aviation_final_demand_coal | Solids | EU | Energy demand | 0 | FEC
LV | TYNDP2026 | LEV | 2035 | TWh | 318 | Sub_sector | International transport | International aviation | Transport (int. aviation) | Energetic | transport_int_aviation_final_demand_oil | Liquids | EU | Energy demand | 1.6527 | FEC
LV | TYNDP2026 | LEV | 2035 | TWh | 319 | Sub_sector | International transport | International aviation | Transport (int. aviation) | Energetic | transport_int_aviation_final_demand_other | Others | EU | Energy demand | 0 | FEC
LV | TYNDP2026 | LEV | 2035 | TWh | 320 | Sub_sector | International transport | International aviation | Transport (int. aviation) | Energetic | transport_int_aviation_final_demand_ammonia | Ammonia | EU | Energy demand | 0 | FEC
LV | TYNDP2026 | LEV | 2035 | TWh | 322 | Sub_sector | International transport | International shipping | Transport (int. shipping) | Energetic | transport_int_shipping_final_demand_electricity | Electricity | EU | Energy demand | 0 | not_included_in_FEC
LV | TYNDP2026 | LEV | 2035 | TWh | 323 | Sub_sector | International transport | International shipping | Transport (int. shipping) | Energetic | transport_int_shipping_final_demand_hydrogen | Hydrogen | EU | Energy demand | 0 | not_included_in_FEC
LV | TYNDP2026 | LEV | 2035 | TWh | 324 | Sub_sector | International transport | International shipping | Transport (int. shipping) | Energetic | transport_int_shipping_final_demand_methane | Methane | EU | Energy demand | 0 | not_included_in_FEC
LV | TYNDP2026 | LEV | 2035 | TWh | 325 | Sub_sector | International transport | International shipping | Transport (int. shipping) | Energetic | transport_int_shipping_final_demand_heat | Heat | EU | Energy demand | 0 | not_included_in_FEC
LV | TYNDP2026 | LEV | 2035 | TWh | 326 | Sub_sector | International transport | International shipping | Transport (int. shipping) | Energetic | transport_int_shipping_final_demand_biofuels | Biomass | EU | Energy demand | 0 | not_included_in_FEC
LV | TYNDP2026 | LEV | 2035 | TWh | 327 | Sub_sector | International transport | International shipping | Transport (int. shipping) | Energetic | transport_int_shipping_final_demand_coal | Solids | EU | Energy demand | 0 | not_included_in_FEC
LV | TYNDP2026 | LEV | 2035 | TWh | 328 | Sub_sector | International transport | International shipping | Transport (int. shipping) | Energetic | transport_int_shipping_final_demand_oil | Liquids | EU | Energy demand | 2.9483 | not_included_in_FEC
LV | TYNDP2026 | LEV | 2035 | TWh | 329 | Sub_sector | International transport | International shipping | Transport (int. shipping) | Energetic | transport_int_shipping_final_demand_other | Others | EU | Energy demand | 0 | not_included_in_FEC
LV | TYNDP2026 | LEV | 2035 | TWh | 330 | Sub_sector | International transport | International shipping | Transport (int. shipping) | Energetic | transport_int_shipping_final_demand_ammonia | Ammonia | EU | Energy demand | 0 | not_included_in_FEC
LV | TYNDP2026 | LEV | 2035 | TWh | 332 | Sub_sector | Households | Space heating | Households (heating) | Energetic | households_heating_final_demand_electricity | Electricity | EU | Energy demand | 0 | FEC
LV | TYNDP2026 | LEV | 2035 | TWh | 333 | Sub_sector | Households | Space heating | Households (heating) | Energetic | households_heating_final_demand_hydrogen | Hydrogen | EU | Energy demand | 0 | FEC
LV | TYNDP2026 | LEV | 2035 | TWh | 334 | Sub_sector | Households | Space heating | Households (heating) | Energetic | households_heating_final_demand_methane | Methane | EU | Energy demand | 0.48955 | FEC
LV | TYNDP2026 | LEV | 2035 | TWh | 335 | Sub_sector | Households | Space heating | Households (heating) | Energetic | households_heating_final_demand_heat | Heat | EU | Energy demand | 3.008 | FEC
LV | TYNDP2026 | LEV | 2035 | TWh | 336 | Sub_sector | Households | Space heating | Households (heating) | Energetic | households_heating_final_demand_biomass | Biomass | EU | Energy demand | 3.8808 | FEC
LV | TYNDP2026 | LEV | 2035 | TWh | 337 | Sub_sector | Households | Space heating | Households (heating) | Energetic | households_heating_final_demand_coal | Solids | EU | Energy demand | 0.11276 | FEC
LV | TYNDP2026 | LEV | 2035 | TWh | 338 | Sub_sector | Households | Space heating | Households (heating) | Energetic | households_heating_final_demand_oil | Liquids | EU | Energy demand | 1.828 | FEC
LV | TYNDP2026 | LEV | 2035 | TWh | 339 | Sub_sector | Households | Space heating | Households (heating) | Energetic | households_heating_final_demand_other | Others | EU | Energy demand | 0 | FEC
LV | TYNDP2026 | LEV | 2035 | TWh | 340 | Sub_sector | Households | Space heating | Households (heating) | Energetic | households_heating_final_demand_ammonia | Ammonia | EU | Energy demand | 0 | FEC
LV | TYNDP2026 | LEV | 2035 | TWh | 343 | Sub_sector | Households | Cooling | Households (cooling) | Energetic | households_cooling_final_demand_electricity | Electricity | EU | Energy demand | 0 | FEC
LV | TYNDP2026 | LEV | 2035 | TWh | 344 | Sub_sector | Households | Cooling | Households (cooling) | Energetic | households_cooling_final_demand_hydrogen | Hydrogen | EU | Energy demand | 0 | FEC
LV | TYNDP2026 | LEV | 2035 | TWh | 345 | Sub_sector | Households | Cooling | Households (cooling) | Energetic | households_cooling_final_demand_methane | Methane | EU | Energy demand | 0 | FEC
LV | TYNDP2026 | LEV | 2035 | TWh | 346 | Sub_sector | Households | Cooling | Households (cooling) | Energetic | households_cooling_final_demand_heat | Heat | EU | Energy demand | 0 | FEC
LV | TYNDP2026 | LEV | 2035 | TWh | 347 | Sub_sector | Households | Cooling | Households (cooling) | Energetic | households_cooling_final_demand_biomass | Biomass | EU | Energy demand | 0 | FEC
LV | TYNDP2026 | LEV | 2035 | TWh | 348 | Sub_sector | Households | Cooling | Households (cooling) | Energetic | households_cooling_final_demand_coal | Solids | EU | Energy demand | 0 | FEC
LV | TYNDP2026 | LEV | 2035 | TWh | 349 | Sub_sector | Households | Cooling | Households (cooling) | Energetic | households_cooling_final_demand_oil | Liquids | EU | Energy demand | 0 | FEC
LV | TYNDP2026 | LEV | 2035 | TWh | 350 | Sub_sector | Households | Cooling | Households (cooling) | Energetic | households_cooling_final_demand_other | Others | EU | Energy demand | 0 | FEC
LV | TYNDP2026 | LEV | 2035 | TWh | 351 | Sub_sector | Households | Cooling | Households (cooling) | Energetic | households_cooling_final_demand_ammonia | Ammonia | EU | Energy demand | 0 | FEC
LV | TYNDP2026 | LEV | 2035 | TWh | 354 | Sub_sector | Households | Hot water | Households (hot water) | Energetic | households_hot_water_final_demand_electricity | Electricity | EU | Energy demand | 0 | FEC
LV | TYNDP2026 | LEV | 2035 | TWh | 355 | Sub_sector | Households | Hot water | Households (hot water) | Energetic | households_hot_water_final_demand_hydrogen | Hydrogen | EU | Energy demand | 0 | FEC
LV | TYNDP2026 | LEV | 2035 | TWh | 356 | Sub_sector | Households | Hot water | Households (hot water) | Energetic | households_hot_water_final_demand_methane | Methane | EU | Energy demand | 0.20506 | FEC
LV | TYNDP2026 | LEV | 2035 | TWh | 357 | Sub_sector | Households | Hot water | Households (hot water) | Energetic | households_hot_water_final_demand_heat | Heat | EU | Energy demand | 1.2926 | FEC
LV | TYNDP2026 | LEV | 2035 | TWh | 358 | Sub_sector | Households | Hot water | Households (hot water) | Energetic | households_hot_water_final_demand_biomass | Biomass | EU | Energy demand | 0.94335 | FEC
LV | TYNDP2026 | LEV | 2035 | TWh | 359 | Sub_sector | Households | Hot water | Households (hot water) | Energetic | households_hot_water_final_demand_coal | Solids | EU | Energy demand | 0.018088 | FEC
LV | TYNDP2026 | LEV | 2035 | TWh | 360 | Sub_sector | Households | Hot water | Households (hot water) | Energetic | households_hot_water_final_demand_oil | Liquids | EU | Energy demand | 0.19575 | FEC
LV | TYNDP2026 | LEV | 2035 | TWh | 361 | Sub_sector | Households | Hot water | Households (hot water) | Energetic | households_hot_water_final_demand_other | Others | EU | Energy demand | 0 | FEC
LV | TYNDP2026 | LEV | 2035 | TWh | 362 | Sub_sector | Households | Hot water | Households (hot water) | Energetic | households_hot_water_final_demand_ammonia | Ammonia | EU | Energy demand | 0 | FEC
LV | TYNDP2026 | LEV | 2035 | TWh | 365 | Sub_sector | Households | Appliances | Households (appliances) | Energetic | households_appliances_final_demand_electricity | Electricity | EU | Energy demand | 1.416 | FEC
LV | TYNDP2026 | LEV | 2035 | TWh | 366 | Sub_sector | Households | Appliances | Households (appliances) | Energetic | households_appliances_final_demand_hydrogen | Hydrogen | EU | Energy demand | 0 | FEC
LV | TYNDP2026 | LEV | 2035 | TWh | 367 | Sub_sector | Households | Appliances | Households (appliances) | Energetic | households_appliances_final_demand_methane | Methane | EU | Energy demand | 0.31931 | FEC
LV | TYNDP2026 | LEV | 2035 | TWh | 368 | Sub_sector | Households | Appliances | Households (appliances) | Energetic | households_appliances_final_demand_heat | Heat | EU | Energy demand | 0 | FEC
LV | TYNDP2026 | LEV | 2035 | TWh | 369 | Sub_sector | Households | Appliances | Households (appliances) | Energetic | households_appliances_final_demand_biomass | Biomass | EU | Energy demand | 0.020049 | FEC
LV | TYNDP2026 | LEV | 2035 | TWh | 370 | Sub_sector | Households | Appliances | Households (appliances) | Energetic | households_appliances_final_demand_coal | Solids | EU | Energy demand | 0 | FEC
LV | TYNDP2026 | LEV | 2035 | TWh | 371 | Sub_sector | Households | Appliances | Households (appliances) | Energetic | households_appliances_final_demand_oil | Liquids | EU | Energy demand | 0 | FEC
LV | TYNDP2026 | LEV | 2035 | TWh | 372 | Sub_sector | Households | Appliances | Households (appliances) | Energetic | households_appliances_final_demand_other | Others | EU | Energy demand | 0 | FEC
LV | TYNDP2026 | LEV | 2035 | TWh | 373 | Sub_sector | Households | Appliances | Households (appliances) | Energetic | households_appliances_final_demand_ammonia | Ammonia | EU | Energy demand | 0 | FEC
LV | TYNDP2026 | LEV | 2035 | TWh | 375 | Sub_sector | Buildings | Space heating | Buildings (heat) | Energetic | buildings_heat_final_demand_electricity | Electricity | EU | Energy demand | 0.65947 | FEC
LV | TYNDP2026 | LEV | 2035 | TWh | 376 | Sub_sector | Buildings | Space heating | Buildings (heat) | Energetic | buildings_heat_final_demand_hydrogen | Hydrogen | EU | Energy demand | 0 | FEC
LV | TYNDP2026 | LEV | 2035 | TWh | 377 | Sub_sector | Buildings | Space heating | Buildings (heat) | Energetic | buildings_heat_final_demand_methane | Methane | EU | Energy demand | 1.0022 | FEC
LV | TYNDP2026 | LEV | 2035 | TWh | 378 | Sub_sector | Buildings | Space heating | Buildings (heat) | Energetic | buildings_heat_final_demand_heat | Heat | EU | Energy demand | 1.4462 | FEC
LV | TYNDP2026 | LEV | 2035 | TWh | 379 | Sub_sector | Buildings | Space heating | Buildings (heat) | Energetic | buildings_heat_final_demand_biomass | Biomass | EU | Energy demand | 0.5729 | FEC
LV | TYNDP2026 | LEV | 2035 | TWh | 380 | Sub_sector | Buildings | Space heating | Buildings (heat) | Energetic | buildings_heat_final_demand_coal | Solids | EU | Energy demand | 0.031285 | FEC
LV | TYNDP2026 | LEV | 2035 | TWh | 381 | Sub_sector | Buildings | Space heating | Buildings (heat) | Energetic | buildings_heat_final_demand_oil | Liquids | EU | Energy demand | 0.29914 | FEC
LV | TYNDP2026 | LEV | 2035 | TWh | 382 | Sub_sector | Buildings | Space heating | Buildings (heat) | Energetic | buildings_heat_final_demand_other | Others | EU | Energy demand | 0 | FEC
LV | TYNDP2026 | LEV | 2035 | TWh | 383 | Sub_sector | Buildings | Space heating | Buildings (heat) | Energetic | buildings_heat_final_demand_ammonia | Ammonia | EU | Energy demand | 0 | FEC
LV | TYNDP2026 | LEV | 2035 | TWh | 386 | Sub_sector | Buildings | Cooling | Buildings (cooling) | Energetic | buildings_cooling_final_demand_electricity | Electricity | EU | Energy demand | 0.033687 | FEC
LV | TYNDP2026 | LEV | 2035 | TWh | 387 | Sub_sector | Buildings | Cooling | Buildings (cooling) | Energetic | buildings_cooling_final_demand_hydrogen | Hydrogen | EU | Energy demand | 0 | FEC
LV | TYNDP2026 | LEV | 2035 | TWh | 388 | Sub_sector | Buildings | Cooling | Buildings (cooling) | Energetic | buildings_cooling_final_demand_methane | Methane | EU | Energy demand | 4.03e-05 | FEC
LV | TYNDP2026 | LEV | 2035 | TWh | 389 | Sub_sector | Buildings | Cooling | Buildings (cooling) | Energetic | buildings_cooling_final_demand_heat | Heat | EU | Energy demand | 0 | FEC
LV | TYNDP2026 | LEV | 2035 | TWh | 390 | Sub_sector | Buildings | Cooling | Buildings (cooling) | Energetic | buildings_cooling_final_demand_biomass | Biomass | EU | Energy demand | 0 | FEC
LV | TYNDP2026 | LEV | 2035 | TWh | 391 | Sub_sector | Buildings | Cooling | Buildings (cooling) | Energetic | buildings_cooling_final_demand_coal | Solids | EU | Energy demand | 0 | FEC
LV | TYNDP2026 | LEV | 2035 | TWh | 392 | Sub_sector | Buildings | Cooling | Buildings (cooling) | Energetic | buildings_cooling_final_demand_oil | Liquids | EU | Energy demand | 0 | FEC
LV | TYNDP2026 | LEV | 2035 | TWh | 393 | Sub_sector | Buildings | Cooling | Buildings (cooling) | Energetic | buildings_cooling_final_demand_other | Others | EU | Energy demand | 0 | FEC
LV | TYNDP2026 | LEV | 2035 | TWh | 394 | Sub_sector | Buildings | Cooling | Buildings (cooling) | Energetic | buildings_cooling_final_demand_ammonia | Ammonia | EU | Energy demand | 0 | FEC
LV | TYNDP2026 | LEV | 2035 | TWh | 397 | Sub_sector | Buildings | Appliances | Buildings (appliances) | Energetic | buildings_appliances_final_demand_electricity | Electricity | EU | Energy demand | 1.7399 | FEC
LV | TYNDP2026 | LEV | 2035 | TWh | 398 | Sub_sector | Buildings | Appliances | Buildings (appliances) | Energetic | buildings_appliances_final_demand_hydrogen | Hydrogen | EU | Energy demand | 0 | FEC
LV | TYNDP2026 | LEV | 2035 | TWh | 399 | Sub_sector | Buildings | Appliances | Buildings (appliances) | Energetic | buildings_appliances_final_demand_methane | Methane | EU | Energy demand | 0.35221 | FEC
LV | TYNDP2026 | LEV | 2035 | TWh | 400 | Sub_sector | Buildings | Appliances | Buildings (appliances) | Energetic | buildings_appliances_final_demand_heat | Heat | EU | Energy demand | 0 | FEC
LV | TYNDP2026 | LEV | 2035 | TWh | 401 | Sub_sector | Buildings | Appliances | Buildings (appliances) | Energetic | buildings_appliances_final_demand_biomass | Biomass | EU | Energy demand | 0 | FEC
LV | TYNDP2026 | LEV | 2035 | TWh | 402 | Sub_sector | Buildings | Appliances | Buildings (appliances) | Energetic | buildings_appliances_final_demand_coal | Solids | EU | Energy demand | 0 | FEC
LV | TYNDP2026 | LEV | 2035 | TWh | 403 | Sub_sector | Buildings | Appliances | Buildings (appliances) | Energetic | buildings_appliances_final_demand_oil | Liquids | EU | Energy demand | 0 | FEC
LV | TYNDP2026 | LEV | 2035 | TWh | 404 | Sub_sector | Buildings | Appliances | Buildings (appliances) | Energetic | buildings_appliances_final_demand_other | Others | EU | Energy demand | 0 | FEC
LV | TYNDP2026 | LEV | 2035 | TWh | 405 | Sub_sector | Buildings | Appliances | Buildings (appliances) | Energetic | buildings_appliances_final_demand_ammonia | Ammonia | EU | Energy demand | 0 | FEC
LV | TYNDP2026 | LEV | 2035 | TWh | 407 | Sub_sector | Buildings | Datacenters | Datacenters & ICT | Energetic | datacentres_final_demand_electricity_energetic | Electricity | EU | Energy demand | 0.4237 | FEC
LV | TYNDP2026 | LEV | 2035 | TWh | 408 | Sub_sector | Buildings | Datacenters | Datacenters & ICT | Energetic | datacentres_final_demand_hydrogen_energetic | Hydrogen | EU | Energy demand | 0 | FEC
LV | TYNDP2026 | LEV | 2035 | TWh | 409 | Sub_sector | Buildings | Datacenters | Datacenters & ICT | Energetic | datacentres_final_demand_methane_energetic | Methane | EU | Energy demand | 0 | FEC
LV | TYNDP2026 | LEV | 2035 | TWh | 410 | Sub_sector | Buildings | Datacenters | Datacenters & ICT | Energetic | datacentres_final_demand_heat_energetic | Heat | EU | Energy demand | 0 | FEC
LV | TYNDP2026 | LEV | 2035 | TWh | 411 | Sub_sector | Buildings | Datacenters | Datacenters & ICT | Energetic | datacentres_final_demand_biomass_energetic | Biomass | EU | Energy demand | 0 | FEC
LV | TYNDP2026 | LEV | 2035 | TWh | 412 | Sub_sector | Buildings | Datacenters | Datacenters & ICT | Energetic | datacentres_final_demand_coal_energetic | Solids | EU | Energy demand | 0 | FEC
LV | TYNDP2026 | LEV | 2035 | TWh | 413 | Sub_sector | Buildings | Datacenters | Datacenters & ICT | Energetic | datacentres_final_demand_oil_energetic | Liquids | EU | Energy demand | 0 | FEC
LV | TYNDP2026 | LEV | 2035 | TWh | 414 | Sub_sector | Buildings | Datacenters | Datacenters & ICT | Energetic | datacentres_final_demand_other_energetic | Others | EU | Energy demand | 0 | FEC
LV | TYNDP2026 | LEV | 2035 | TWh | 415 | Sub_sector | Buildings | Datacenters | Datacenters & ICT | Energetic | datacentres_final_demand_ammonia_energetic | Ammonia | EU | Energy demand | 0 | FEC
LV | TYNDP2026 | LEV | 2035 | TWh | 417 | Sub_sector | Transport | Others_Sector | Others_Sector | Energetic | other_final_demand_electricity_energetic | Electricity | EU | Energy demand | 0.00023389 | FEC
LV | TYNDP2026 | LEV | 2035 | TWh | 418 | Sub_sector | Transport | Others_Sector | Others_Sector | Energetic | other_final_demand_hydrogen_energetic | Hydrogen | EU | Energy demand | 0 | FEC
LV | TYNDP2026 | LEV | 2035 | TWh | 419 | Sub_sector | Transport | Pipeline Transport | Others_Sector | Energetic | other_final_demand_methane_energetic | Methane | EU | Energy demand | 0.00642 | FEC
LV | TYNDP2026 | LEV | 2035 | TWh | 420 | Sub_sector | Transport | Others_Sector | Others_Sector | Energetic | other_final_demand_heat_energetic | Heat | EU | Energy demand | 0.0013925 | FEC
LV | TYNDP2026 | LEV | 2035 | TWh | 421 | Sub_sector | Transport | Others_Sector | Others_Sector | Energetic | other_final_demand_biomass_energetic | Biomass | EU | Energy demand | 0 | FEC
LV | TYNDP2026 | LEV | 2035 | TWh | 422 | Sub_sector | Transport | Others_Sector | Others_Sector | Energetic | other_final_demand_coal_energetic | Solids | EU | Energy demand | 0 | FEC
LV | TYNDP2026 | LEV | 2035 | TWh | 423 | Sub_sector | Transport | Others_Sector | Others_Sector | Energetic | other_final_demand_oil_energetic | Liquids | EU | Energy demand | 0.089421 | FEC
LV | TYNDP2026 | LEV | 2035 | TWh | 424 | Sub_sector | Others_Sector | Others_Sector | Others_Sector | Non-energetic | other_final_demand_oil_non_energetic | Liquids | EU | Energy demand | 0.31049 | not_included_in_FEC
LV | TYNDP2026 | LEV | 2035 | TWh | 425 | Sub_sector | Transport | Others_Sector | Others_Sector | Energetic | other_final_demand_other_energetic | Others | EU | Energy demand | 0 | FEC
LV | TYNDP2026 | LEV | 2035 | TWh | 426 | Sub_sector | Transport | Others_Sector | Others_Sector | Energetic | other_final_demand_ammonia_energetic | Ammonia | EU | Energy demand | 0 | FEC
LV | TYNDP2026 | LEV | 2035 | TWh | 427 | Sub_sector | Industry | Surplus_Heat_in_Industry | Surplus_Heat_in_Industry | Energetic | final_demand_of_industry_unused_local_production_steam_hot_water | Heat | EU | Energy demand | 0.32996 | FEC
LV | TYNDP2026 | LEV | 2035 | TWh | 429 | Sub_sector | Agriculture | Total | Agriculture | Energetic | agriculture_final_demand_electricity_energetic | Electricity | EU | Energy demand | 0.1792 | FEC
LV | TYNDP2026 | LEV | 2035 | TWh | 430 | Sub_sector | Agriculture | Total | Agriculture | Energetic | agriculture_final_demand_hydrogen_energetic | Hydrogen | EU | Energy demand | 0 | FEC
LV | TYNDP2026 | LEV | 2035 | TWh | 431 | Sub_sector | Agriculture | Total | Agriculture | Energetic | agriculture_final_demand_methane_energetic | Methane | EU | Energy demand | 0.11679 | FEC
LV | TYNDP2026 | LEV | 2035 | TWh | 432 | Sub_sector | Agriculture | Total | Agriculture | Energetic | agriculture_final_demand_heat_energetic | Heat | EU | Energy demand | 0.11429 | FEC
LV | TYNDP2026 | LEV | 2035 | TWh | 433 | Sub_sector | Agriculture | Total | Agriculture | Energetic | agriculture_final_demand_biomass_energetic | Biomass | EU | Energy demand | 0.33249 | FEC
LV | TYNDP2026 | LEV | 2035 | TWh | 434 | Sub_sector | Agriculture | Total | Agriculture | Energetic | agriculture_final_demand_coal_energetic | Solids | EU | Energy demand | 0 | FEC
LV | TYNDP2026 | LEV | 2035 | TWh | 435 | Sub_sector | Agriculture | Total | Agriculture | Energetic | agriculture_final_demand_oil_energetic | Liquids | EU | Energy demand | 1.6021 | FEC
LV | TYNDP2026 | LEV | 2035 | TWh | 436 | Sub_sector | Agriculture | Total | Agriculture | Energetic | agriculture_final_demand_other_energetic | Others | EU | Energy demand | 0 | FEC
LV | TYNDP2026 | LEV | 2035 | TWh | 437 | Sub_sector | Agriculture | Total | Agriculture | Energetic | agriculture_final_demand_ammonia_energetic | Ammonia | EU | Energy demand | 0 | FEC
LV | TYNDP2026 | LEV | 2035 | TWh | 447 | Sub_sector | Buildings | Surplus Energy | Buildings | Energetic | GAP | Electricity | EU | Energy demand | 0 | FEC
LV | TYNDP2026 | LEV | 2035 | TWh | 448 | Sub_sector | Buildings | Surplus Energy | Buildings | Energetic | GAP | Hydrogen | EU | Energy demand | 0 | FEC
LV | TYNDP2026 | LEV | 2035 | TWh | 449 | Sub_sector | Buildings | Surplus Energy | Buildings | Energetic | GAP | Methane | EU | Energy demand | 0 | FEC
LV | TYNDP2026 | LEV | 2035 | TWh | 450 | Sub_sector | Buildings | Surplus Energy | Buildings | Energetic | GAP | Heat | EU | Energy demand | 0 | FEC
LV | TYNDP2026 | LEV | 2035 | TWh | 451 | Sub_sector | Buildings | Surplus Energy | Buildings | Energetic | GAP | Biomass | EU | Energy demand | 0.069264 | FEC
LV | TYNDP2026 | LEV | 2035 | TWh | 452 | Sub_sector | Buildings | Surplus Energy | Buildings | Energetic | GAP | Solids | EU | Energy demand | 0 | FEC
LV | TYNDP2026 | LEV | 2035 | TWh | 453 | Sub_sector | Buildings | Surplus Energy | Buildings | Energetic | GAP | Liquids | EU | Energy demand | 0.030768 | FEC
LV | TYNDP2026 | LEV | 2035 | TWh | 454 | Sub_sector | Buildings | Surplus Energy | Buildings | Energetic | GAP | Others | EU | Energy demand | 0 | FEC
LV | TYNDP2026 | LEV | 2035 | TWh | 455 | Sub_sector | Buildings | Surplus Energy | Buildings | Energetic | GAP | Ammonia | EU | Energy demand | 0 | FEC
LV | TYNDP2026 | LEV | 2035 | TWh | 456 | Sub_sector | Households | Surplus Energy | Households | Energetic | GAP | Electricity | EU | Energy demand | 0 | FEC
LV | TYNDP2026 | LEV | 2035 | TWh | 457 | Sub_sector | Households | Surplus Energy | Households | Energetic | GAP | Hydrogen | EU | Energy demand | 0 | FEC
LV | TYNDP2026 | LEV | 2035 | TWh | 458 | Sub_sector | Households | Surplus Energy | Households | Energetic | GAP | Methane | EU | Energy demand | 0 | FEC
LV | TYNDP2026 | LEV | 2035 | TWh | 459 | Sub_sector | Households | Surplus Energy | Households | Energetic | GAP | Heat | EU | Energy demand | 0 | FEC
LV | TYNDP2026 | LEV | 2035 | TWh | 460 | Sub_sector | Households | Surplus Energy | Households | Energetic | GAP | Biomass | EU | Energy demand | 0 | FEC
LV | TYNDP2026 | LEV | 2035 | TWh | 461 | Sub_sector | Households | Surplus Energy | Households | Energetic | GAP | Solids | EU | Energy demand | 0 | FEC
LV | TYNDP2026 | LEV | 2035 | TWh | 462 | Sub_sector | Households | Surplus Energy | Households | Energetic | GAP | Liquids | EU | Energy demand | 0 | FEC
LV | TYNDP2026 | LEV | 2035 | TWh | 463 | Sub_sector | Households | Surplus Energy | Households | Energetic | GAP | Others | EU | Energy demand | 0 | FEC
LV | TYNDP2026 | LEV | 2035 | TWh | 464 | Sub_sector | Households | Surplus Energy | Households | Energetic | GAP | Ammonia | EU | Energy demand | 0 | FEC
LV | TYNDP2026 | LEV | 2040 | TWh | 102 | Sub_sector | Industry | Aluminium | Industry (aluminium) | Energetic | industry_aluminium_demand_electricity_energetic | Electricity | EU | Energy demand | 0 | FEC
LV | TYNDP2026 | LEV | 2040 | TWh | 103 | Sub_sector | Industry | Aluminium | Industry (aluminium) | Energetic | industry_aluminium_demand_hydrogen_energetic | Hydrogen | EU | Energy demand | 0 | FEC
LV | TYNDP2026 | LEV | 2040 | TWh | 104 | Sub_sector | Industry | Aluminium | Industry (aluminium) | Energetic | industry_aluminium_demand_methane_energetic | Methane | EU | Energy demand | 0 | FEC
LV | TYNDP2026 | LEV | 2040 | TWh | 105 | Sub_sector | Industry | Aluminium | Industry (aluminium) | Energetic | industry_aluminium_demand_heat_energetic | Heat | EU | Energy demand | 0 | FEC
LV | TYNDP2026 | LEV | 2040 | TWh | 106 | Sub_sector | Industry | Aluminium | Industry (aluminium) | Energetic | industry_aluminium_demand_biomass_energetic | Biomass | EU | Energy demand | 0 | FEC
LV | TYNDP2026 | LEV | 2040 | TWh | 107 | Sub_sector | Industry | Aluminium | Industry (aluminium) | Energetic | industry_aluminium_demand_coal_energetic | Solids | EU | Energy demand | 0 | FEC
LV | TYNDP2026 | LEV | 2040 | TWh | 108 | Sub_sector | Industry | Aluminium | Industry (aluminium) | Energetic | industry_aluminium_demand_oil_energetic | Liquids | EU | Energy demand | 0 | FEC
LV | TYNDP2026 | LEV | 2040 | TWh | 109 | Sub_sector | Industry | Aluminium | Industry (aluminium) | Energetic | industry_aluminium_demand_others_energetic | Others | EU | Energy demand | 0 | FEC
LV | TYNDP2026 | LEV | 2040 | TWh | 110 | Sub_sector | Industry | Aluminium | Industry (aluminium) | Energetic | industry_ammonia_demand_others_energetic | Ammonia | EU | Energy demand | 0 | FEC
LV | TYNDP2026 | LEV | 2040 | TWh | 112 | Sub_sector | Industry | Chemicals | Industry (chemicals, energetic) | Energetic | industry_chemical_demand_electricity_energetic | Electricity | EU | Energy demand | 0.056016 | FEC
LV | TYNDP2026 | LEV | 2040 | TWh | 113 | Sub_sector | Industry | Chemicals | Industry (chemicals, energetic) | Energetic | industry_chemical_demand_hydrogen_energetic | Hydrogen | EU | Energy demand | 0 | FEC
LV | TYNDP2026 | LEV | 2040 | TWh | 114 | Sub_sector | Industry | Chemicals | Industry (chemicals, energetic) | Energetic | industry_chemical_demand_methane_energetic | Methane | EU | Energy demand | 0.076257 | FEC
LV | TYNDP2026 | LEV | 2040 | TWh | 115 | Sub_sector | Industry | Chemicals | Industry (chemicals, energetic) | Energetic | industry_chemical_demand_heat_energetic | Heat | EU | Energy demand | 0.01049 | FEC
LV | TYNDP2026 | LEV | 2040 | TWh | 116 | Sub_sector | Industry | Chemicals | Industry (chemicals, energetic) | Energetic | industry_chemical_demand_biomass_energetic | Biomass | EU | Energy demand | 0.040144 | FEC
LV | TYNDP2026 | LEV | 2040 | TWh | 117 | Sub_sector | Industry | Chemicals | Industry (chemicals, energetic) | Energetic | industry_chemical_demand_coal_energetic | Solids | EU | Energy demand | 3.75e-05 | FEC
LV | TYNDP2026 | LEV | 2040 | TWh | 118 | Sub_sector | Industry | Chemicals | Industry (chemicals, energetic) | Energetic | industry_chemical_demand_oil_energetic | Liquids | EU | Energy demand | 0.045008 | FEC
LV | TYNDP2026 | LEV | 2040 | TWh | 119 | Sub_sector | Industry | Chemicals | Industry (chemicals, energetic) | Energetic | industry_chemical_demand_others_energetic | Others | EU | Energy demand | 0 | FEC
LV | TYNDP2026 | LEV | 2040 | TWh | 120 | Sub_sector | Industry | Chemicals | Industry (chemicals, energetic) | Energetic | industry_chemical_demand_ammonia_energetic | Ammonia | EU | Energy demand | 0 | FEC
LV | TYNDP2026 | LEV | 2040 | TWh | 122 | Sub_sector | Industry | Chemicals | Industry (chemicals, non-energetic) | Non-energetic | industry_chemical_demand_electricity_non_energetic | Electricity | EU | Energy demand | 0 | not_included_in_FEC
LV | TYNDP2026 | LEV | 2040 | TWh | 123 | Sub_sector | Industry | Chemicals | Industry (chemicals, non-energetic) | Non-energetic | industry_chemical_demand_hydrogen_non_energetic | Hydrogen | EU | Energy demand | 0 | not_included_in_FEC
LV | TYNDP2026 | LEV | 2040 | TWh | 124 | Sub_sector | Industry | Chemicals | Industry (chemicals, non-energetic) | Non-energetic | industry_chemical_demand_methane_non_energetic | Methane | EU | Energy demand | 0 | not_included_in_FEC
LV | TYNDP2026 | LEV | 2040 | TWh | 125 | Sub_sector | Industry | Chemicals | Industry (chemicals, non-energetic) | Non-energetic | industry_chemical_demand_heat_non_energetic | Heat | EU | Energy demand | 0 | not_included_in_FEC
LV | TYNDP2026 | LEV | 2040 | TWh | 126 | Sub_sector | Industry | Chemicals | Industry (chemicals, non-energetic) | Non-energetic | industry_chemical_demand_biomass_non_energetic | Biomass | EU | Energy demand | 0 | not_included_in_FEC
LV | TYNDP2026 | LEV | 2040 | TWh | 127 | Sub_sector | Industry | Chemicals | Industry (chemicals, non-energetic) | Non-energetic | industry_chemical_demand_coal_non_energetic | Solids | EU | Energy demand | 0 | not_included_in_FEC
LV | TYNDP2026 | LEV | 2040 | TWh | 128 | Sub_sector | Industry | Chemicals | Industry (chemicals, non-energetic) | Non-energetic | industry_chemical_demand_oil_non_energetic | Liquids | EU | Energy demand | 0.012157 | not_included_in_FEC
LV | TYNDP2026 | LEV | 2040 | TWh | 129 | Sub_sector | Industry | Chemicals | Industry (chemicals, non-energetic) | Non-energetic | industry_chemical_demand_others_non_energetic | Others | EU | Energy demand | 0 | not_included_in_FEC
LV | TYNDP2026 | LEV | 2040 | TWh | 130 | Sub_sector | Industry | Chemicals | Industry (chemicals, non-energetic) | Non-energetic | industry_chemical_demand_ammonia_non_energetic | Ammonia | EU | Energy demand | 0 | not_included_in_FEC
LV | TYNDP2026 | LEV | 2040 | TWh | 132 | Sub_sector | Industry | Fertilizers | Industry (fertilizers, energetic) | Energetic | industry_fertilizers_demand_electricity_energetic | Electricity | EU | Energy demand | 0 | FEC
LV | TYNDP2026 | LEV | 2040 | TWh | 133 | Sub_sector | Industry | Fertilizers | Industry (fertilizers, energetic) | Energetic | industry_fertilizers_demand_hydrogen_energetic | Hydrogen | EU | Energy demand | 0 | FEC
LV | TYNDP2026 | LEV | 2040 | TWh | 134 | Sub_sector | Industry | Fertilizers | Industry (fertilizers, energetic) | Energetic | industry_fertilizers_demand_methane_energetic | Methane | EU | Energy demand | 0 | FEC
LV | TYNDP2026 | LEV | 2040 | TWh | 135 | Sub_sector | Industry | Fertilizers | Industry (fertilizers, energetic) | Energetic | industry_fertilizers_demand_heat_energetic | Heat | EU | Energy demand | 0 | FEC
LV | TYNDP2026 | LEV | 2040 | TWh | 136 | Sub_sector | Industry | Fertilizers | Industry (fertilizers, energetic) | Energetic | industry_fertilizers_demand_biomass_energetic | Biomass | EU | Energy demand | 0 | FEC
LV | TYNDP2026 | LEV | 2040 | TWh | 137 | Sub_sector | Industry | Fertilizers | Industry (fertilizers, energetic) | Energetic | industry_fertilizers_demand_coal_energetic | Solids | EU | Energy demand | 0 | FEC
LV | TYNDP2026 | LEV | 2040 | TWh | 138 | Sub_sector | Industry | Fertilizers | Industry (fertilizers, energetic) | Energetic | industry_fertilizers_demand_oil_energetic | Liquids | EU | Energy demand | 0 | FEC
LV | TYNDP2026 | LEV | 2040 | TWh | 139 | Sub_sector | Industry | Fertilizers | Industry (fertilizers, energetic) | Energetic | industry_fertilizers_demand_others_energetic | Others | EU | Energy demand | 0 | FEC
LV | TYNDP2026 | LEV | 2040 | TWh | 140 | Sub_sector | Industry | Fertilizers | Industry (fertilizers, energetic) | Energetic | industry_fertilizers_demand_ammonia_energetic | Ammonia | EU | Energy demand | 0 | FEC
LV | TYNDP2026 | LEV | 2040 | TWh | 142 | Sub_sector | Industry | Fertilizers | Industry (fertilizers, non-energetic) | Non-energetic | industry_fertilizers_demand_electricity_non_energetic | Electricity | EU | Energy demand | 0 | not_included_in_FEC
LV | TYNDP2026 | LEV | 2040 | TWh | 143 | Sub_sector | Industry | Fertilizers | Industry (fertilizers, non-energetic) | Non-energetic | industry_fertilizers_demand_hydrogen_non_energetic | Hydrogen | EU | Energy demand | 0 | not_included_in_FEC
LV | TYNDP2026 | LEV | 2040 | TWh | 144 | Sub_sector | Industry | Fertilizers | Industry (fertilizers, non-energetic) | Non-energetic | industry_fertilizers_demand_methane_non_energetic | Methane | EU | Energy demand | 0 | not_included_in_FEC
LV | TYNDP2026 | LEV | 2040 | TWh | 145 | Sub_sector | Industry | Fertilizers | Industry (fertilizers, non-energetic) | Non-energetic | industry_fertilizers_demand_heat_non_energetic | Heat | EU | Energy demand | 0 | not_included_in_FEC
LV | TYNDP2026 | LEV | 2040 | TWh | 146 | Sub_sector | Industry | Fertilizers | Industry (fertilizers, non-energetic) | Non-energetic | industry_fertilizers_demand_biomass_non_energetic | Biomass | EU | Energy demand | 0 | not_included_in_FEC
LV | TYNDP2026 | LEV | 2040 | TWh | 147 | Sub_sector | Industry | Fertilizers | Industry (fertilizers, non-energetic) | Non-energetic | industry_fertilizers_demand_coal_non_energetic | Solids | EU | Energy demand | 0 | not_included_in_FEC
LV | TYNDP2026 | LEV | 2040 | TWh | 148 | Sub_sector | Industry | Fertilizers | Industry (fertilizers, non-energetic) | Non-energetic | industry_fertilizers_demand_oil_non_energetic | Liquids | EU | Energy demand | 0 | not_included_in_FEC
LV | TYNDP2026 | LEV | 2040 | TWh | 149 | Sub_sector | Industry | Fertilizers | Industry (fertilizers, non-energetic) | Non-energetic | industry_fertilizers_demand_others_non_energetic | Others | EU | Energy demand | 0 | not_included_in_FEC
LV | TYNDP2026 | LEV | 2040 | TWh | 150 | Sub_sector | Industry | Fertilizers | Industry (fertilizers, non-energetic) | Non-energetic | industry_fertilizers_demand_ammonia_non_energetic | Ammonia | EU | Energy demand | 0 | not_included_in_FEC
LV | TYNDP2026 | LEV | 2040 | TWh | 152 | Sub_sector | Industry | Food | Industry (food) | Energetic | industry_food_demand_electricity_energetic | Electricity | EU | Energy demand | 0.25787 | FEC
LV | TYNDP2026 | LEV | 2040 | TWh | 153 | Sub_sector | Industry | Food | Industry (food) | Energetic | industry_food_demand_hydrogen_energetic | Hydrogen | EU | Energy demand | 0 | FEC
LV | TYNDP2026 | LEV | 2040 | TWh | 154 | Sub_sector | Industry | Food | Industry (food) | Energetic | industry_food_demand_methane_energetic | Methane | EU | Energy demand | 0.3218 | FEC
LV | TYNDP2026 | LEV | 2040 | TWh | 155 | Sub_sector | Industry | Food | Industry (food) | Energetic | industry_food_demand_heat_energetic | Heat | EU | Energy demand | 0.068762 | FEC
LV | TYNDP2026 | LEV | 2040 | TWh | 156 | Sub_sector | Industry | Food | Industry (food) | Energetic | industry_food_demand_biomass_energetic | Biomass | EU | Energy demand | 0.1157 | FEC
LV | TYNDP2026 | LEV | 2040 | TWh | 157 | Sub_sector | Industry | Food | Industry (food) | Energetic | industry_food_demand_coal_energetic | Solids | EU | Energy demand | 0.0037059 | FEC
LV | TYNDP2026 | LEV | 2040 | TWh | 158 | Sub_sector | Industry | Food | Industry (food) | Energetic | industry_food_demand_oil_energetic | Liquids | EU | Energy demand | 0.072621 | FEC
LV | TYNDP2026 | LEV | 2040 | TWh | 159 | Sub_sector | Industry | Food | Industry (food) | Energetic | industry_food_demand_others_energetic | Others | EU | Energy demand | 0 | FEC
LV | TYNDP2026 | LEV | 2040 | TWh | 160 | Sub_sector | Industry | Food | Industry (food) | Energetic | industry_food_demand_ammonia_energetic | Ammonia | EU | Energy demand | 0 | FEC
LV | TYNDP2026 | LEV | 2040 | TWh | 162 | Sub_sector | Industry | Metals | Industry (metal) | Energetic | industry_metal_demand_electricity_energetic | Electricity | EU | Energy demand | 0.0047519 | FEC
LV | TYNDP2026 | LEV | 2040 | TWh | 163 | Sub_sector | Industry | Metals | Industry (metal) | Energetic | industry_metal_demand_hydrogen_energetic | Hydrogen | EU | Energy demand | 0 | FEC
LV | TYNDP2026 | LEV | 2040 | TWh | 164 | Sub_sector | Industry | Metals | Industry (metal) | Energetic | industry_metal_demand_methane_energetic | Methane | EU | Energy demand | 0.0062381 | FEC
LV | TYNDP2026 | LEV | 2040 | TWh | 165 | Sub_sector | Industry | Metals | Industry (metal) | Energetic | industry_metal_demand_heat_energetic | Heat | EU | Energy demand | 0 | FEC
LV | TYNDP2026 | LEV | 2040 | TWh | 166 | Sub_sector | Industry | Metals | Industry (metal) | Energetic | industry_metal_demand_biomass_energetic | Biomass | EU | Energy demand | 0 | FEC
LV | TYNDP2026 | LEV | 2040 | TWh | 167 | Sub_sector | Industry | Metals | Industry (metal) | Energetic | industry_metal_demand_coal_energetic | Solids | EU | Energy demand | 0.00020972 | FEC
LV | TYNDP2026 | LEV | 2040 | TWh | 168 | Sub_sector | Industry | Metals | Industry (metal) | Energetic | industry_metal_demand_oil_energetic | Liquids | EU | Energy demand | 0 | FEC
LV | TYNDP2026 | LEV | 2040 | TWh | 169 | Sub_sector | Industry | Metals | Industry (metal) | Energetic | industry_metal_demand_others_energetic | Others | EU | Energy demand | 0 | FEC
LV | TYNDP2026 | LEV | 2040 | TWh | 170 | Sub_sector | Industry | Metals | Industry (metal) | Energetic | industry_metal_demand_ammonia_energetic | Ammonia | EU | Energy demand | 0 | FEC
LV | TYNDP2026 | LEV | 2040 | TWh | 172 | Sub_sector | Industry | Others | Industry (other, energetic) | Energetic | industry_other_demand_electricity_energetic | Electricity | EU | Energy demand | 1.2078 | FEC
LV | TYNDP2026 | LEV | 2040 | TWh | 173 | Sub_sector | Industry | Others | Industry (other, energetic) | Energetic | industry_other_demand_hydrogen_energetic | Hydrogen | EU | Energy demand | 0 | FEC
LV | TYNDP2026 | LEV | 2040 | TWh | 174 | Sub_sector | Industry | Others | Industry (other, energetic) | Energetic | industry_other_demand_methane_energetic | Methane | EU | Energy demand | 0.70922 | FEC
LV | TYNDP2026 | LEV | 2040 | TWh | 175 | Sub_sector | Industry | Others | Industry (other, energetic) | Energetic | industry_other_demand_heat_energetic | Heat | EU | Energy demand | 0.80042 | FEC
LV | TYNDP2026 | LEV | 2040 | TWh | 176 | Sub_sector | Industry | Others | Industry (other, energetic) | Energetic | industry_other_demand_biomass_energetic | Biomass | EU | Energy demand | 3.8521 | FEC
LV | TYNDP2026 | LEV | 2040 | TWh | 177 | Sub_sector | Industry | Others | Industry (other, energetic) | Energetic | industry_other_demand_coal_energetic | Solids | EU | Energy demand | 0.32632 | FEC
LV | TYNDP2026 | LEV | 2040 | TWh | 178 | Sub_sector | Industry | Others | Industry (other, energetic) | Energetic | industry_other_demand_oil_energetic | Liquids | EU | Energy demand | 0.45697 | FEC
LV | TYNDP2026 | LEV | 2040 | TWh | 179 | Sub_sector | Industry | Others | Industry (other, energetic) | Energetic | industry_other_demand_others_energetic | Others | EU | Energy demand | 0 | FEC
LV | TYNDP2026 | LEV | 2040 | TWh | 180 | Sub_sector | Industry | Others | Industry (other, energetic) | Energetic | industry_other_demand_ammonia_energetic | Ammonia | EU | Energy demand | 0 | FEC
LV | TYNDP2026 | LEV | 2040 | TWh | 182 | Sub_sector | Industry | Others | Industry (other, non-energetic) | Non-energetic | industry_other_demand_electricity_non_energetic | Electricity | EU | Energy demand | 0 | not_included_in_FEC
LV | TYNDP2026 | LEV | 2040 | TWh | 183 | Sub_sector | Industry | Others | Industry (other, non-energetic) | Non-energetic | industry_other_demand_hydrogen_non_energetic | Hydrogen | EU | Energy demand | 0 | not_included_in_FEC
LV | TYNDP2026 | LEV | 2040 | TWh | 184 | Sub_sector | Industry | Others | Industry (other, non-energetic) | Non-energetic | industry_other_demand_methane_non_energetic | Methane | EU | Energy demand | 0 | not_included_in_FEC
LV | TYNDP2026 | LEV | 2040 | TWh | 185 | Sub_sector | Industry | Others | Industry (other, non-energetic) | Non-energetic | industry_other_demand_heat_non_energetic | Heat | EU | Energy demand | 0 | not_included_in_FEC
LV | TYNDP2026 | LEV | 2040 | TWh | 186 | Sub_sector | Industry | Others | Industry (other, non-energetic) | Non-energetic | industry_other_demand_biomass_non_energetic | Biomass | EU | Energy demand | 0 | not_included_in_FEC
LV | TYNDP2026 | LEV | 2040 | TWh | 187 | Sub_sector | Industry | Others | Industry (other, non-energetic) | Non-energetic | industry_other_demand_coal_non_energetic | Solids | EU | Energy demand | 0 | not_included_in_FEC
LV | TYNDP2026 | LEV | 2040 | TWh | 188 | Sub_sector | Industry | Others | Industry (other, non-energetic) | Non-energetic | industry_other_demand_oil_non_energetic | Liquids | EU | Energy demand | 0.71471 | not_included_in_FEC
LV | TYNDP2026 | LEV | 2040 | TWh | 189 | Sub_sector | Industry | Others | Industry (other, non-energetic) | Non-energetic | industry_other_demand_others_non_energetic | Others | EU | Energy demand | 0 | not_included_in_FEC
LV | TYNDP2026 | LEV | 2040 | TWh | 190 | Sub_sector | Industry | Others | Industry (other, non-energetic) | Non-energetic | industry_other_demand_ammonia_non_energetic | Ammonia | EU | Energy demand | 0 | not_included_in_FEC
LV | TYNDP2026 | LEV | 2040 | TWh | 192 | Sub_sector | Industry | Paper | Industry (paper) | Energetic | industry_paper_demand_electricity_energetic | Electricity | EU | Energy demand | 0.025328 | FEC
LV | TYNDP2026 | LEV | 2040 | TWh | 193 | Sub_sector | Industry | Paper | Industry (paper) | Energetic | industry_paper_demand_hydrogen_energetic | Hydrogen | EU | Energy demand | 0 | FEC
LV | TYNDP2026 | LEV | 2040 | TWh | 194 | Sub_sector | Industry | Paper | Industry (paper) | Energetic | industry_paper_demand_methane_energetic | Methane | EU | Energy demand | 0.024282 | FEC
LV | TYNDP2026 | LEV | 2040 | TWh | 195 | Sub_sector | Industry | Paper | Industry (paper) | Energetic | industry_paper_demand_heat_energetic | Heat | EU | Energy demand | 0.0014063 | FEC
LV | TYNDP2026 | LEV | 2040 | TWh | 196 | Sub_sector | Industry | Paper | Industry (paper) | Energetic | industry_paper_demand_biomass_energetic | Biomass | EU | Energy demand | 0.0044546 | FEC
LV | TYNDP2026 | LEV | 2040 | TWh | 197 | Sub_sector | Industry | Paper | Industry (paper) | Energetic | industry_paper_demand_coal_energetic | Solids | EU | Energy demand | 0 | FEC
LV | TYNDP2026 | LEV | 2040 | TWh | 198 | Sub_sector | Industry | Paper | Industry (paper) | Energetic | industry_paper_demand_oil_energetic | Liquids | EU | Energy demand | 0.0010655 | FEC
LV | TYNDP2026 | LEV | 2040 | TWh | 199 | Sub_sector | Industry | Paper | Industry (paper) | Energetic | industry_paper_demand_others_energetic | Others | EU | Energy demand | 0 | FEC
LV | TYNDP2026 | LEV | 2040 | TWh | 200 | Sub_sector | Industry | Paper | Industry (paper) | Energetic | industry_paper_demand_ammonia_energetic | Ammonia | EU | Energy demand | 0 | FEC
LV | TYNDP2026 | LEV | 2040 | TWh | 202 | Sub_sector | Industry | Refineries | Industry (refineries, energetic) | Energetic | industry_refinery_demand_electricity_energetic | Electricity | EU | Energy demand | 0 | not_included_in_FEC
LV | TYNDP2026 | LEV | 2040 | TWh | 203 | Sub_sector | Industry | Refineries | Industry (refineries, energetic) | Energetic | industry_refinery_demand_hydrogen_energetic | Hydrogen | EU | Energy demand | 0 | not_included_in_FEC
LV | TYNDP2026 | LEV | 2040 | TWh | 204 | Sub_sector | Industry | Refineries | Industry (refineries, energetic) | Energetic | industry_refinery_demand_methane_energetic | Methane | EU | Energy demand | 0 | not_included_in_FEC
LV | TYNDP2026 | LEV | 2040 | TWh | 205 | Sub_sector | Industry | Refineries | Industry (refineries, energetic) | Energetic | industry_refinery_demand_heat_energetic | Heat | EU | Energy demand | 0 | not_included_in_FEC
LV | TYNDP2026 | LEV | 2040 | TWh | 206 | Sub_sector | Industry | Refineries | Industry (refineries, energetic) | Energetic | industry_refinery_demand_biomass_energetic | Biomass | EU | Energy demand | 0 | not_included_in_FEC
LV | TYNDP2026 | LEV | 2040 | TWh | 207 | Sub_sector | Industry | Refineries | Industry (refineries, energetic) | Energetic | industry_refinery_demand_coal_energetic | Solids | EU | Energy demand | 0 | not_included_in_FEC
LV | TYNDP2026 | LEV | 2040 | TWh | 208 | Sub_sector | Industry | Refineries | Industry (refineries, energetic) | Energetic | industry_refinery_demand_oil_energetic | Liquids | EU | Energy demand | 0 | not_included_in_FEC
LV | TYNDP2026 | LEV | 2040 | TWh | 209 | Sub_sector | Industry | Refineries | Industry (refineries, energetic) | Energetic | industry_refinery_demand_others_energetic | Others | EU | Energy demand | 0 | not_included_in_FEC
LV | TYNDP2026 | LEV | 2040 | TWh | 210 | Sub_sector | Industry | Refineries | Industry (refineries, energetic) | Energetic | industry_refinery_demand_ammonia_energetic | Ammonia | EU | Energy demand | 0 | not_included_in_FEC
LV | TYNDP2026 | LEV | 2040 | TWh | 212 | Sub_sector | Industry | Refineries | Industry (refineries, non-energetic) | Non-energetic | industry_refinery_demand_electricity_non_energetic | Electricity | EU | Energy demand | 0 | not_included_in_FEC
LV | TYNDP2026 | LEV | 2040 | TWh | 213 | Sub_sector | Industry | Refineries | Industry (refineries, non-energetic) | Non-energetic | industry_refinery_demand_hydrogen_non_energetic | Hydrogen | EU | Energy demand | 0 | not_included_in_FEC
LV | TYNDP2026 | LEV | 2040 | TWh | 214 | Sub_sector | Industry | Refineries | Industry (refineries, non-energetic) | Non-energetic | industry_refinery_demand_methane_non_energetic | Methane | EU | Energy demand | 0 | not_included_in_FEC
LV | TYNDP2026 | LEV | 2040 | TWh | 215 | Sub_sector | Industry | Refineries | Industry (refineries, non-energetic) | Non-energetic | industry_refinery_demand_heat_non_energetic | Heat | EU | Energy demand | 0 | not_included_in_FEC
LV | TYNDP2026 | LEV | 2040 | TWh | 216 | Sub_sector | Industry | Refineries | Industry (refineries, non-energetic) | Non-energetic | industry_refinery_demand_biomass_non_energetic | Biomass | EU | Energy demand | 0 | not_included_in_FEC
LV | TYNDP2026 | LEV | 2040 | TWh | 217 | Sub_sector | Industry | Refineries | Industry (refineries, non-energetic) | Non-energetic | industry_refinery_demand_coal_non_energetic | Solids | EU | Energy demand | 0 | not_included_in_FEC
LV | TYNDP2026 | LEV | 2040 | TWh | 218 | Sub_sector | Industry | Refineries | Industry (refineries, non-energetic) | Non-energetic | industry_refinery_demand_oil_non_energetic | Liquids | EU | Energy demand | 0 | not_included_in_FEC
LV | TYNDP2026 | LEV | 2040 | TWh | 219 | Sub_sector | Industry | Refineries | Industry (refineries, non-energetic) | Non-energetic | industry_refinery_demand_others_non_energetic | Others | EU | Energy demand | 0 | not_included_in_FEC
LV | TYNDP2026 | LEV | 2040 | TWh | 220 | Sub_sector | Industry | Refineries | Industry (refineries, non-energetic) | Non-energetic | industry_refinery_demand_ammonia_non_energetic | Ammonia | EU | Energy demand | 0 | not_included_in_FEC
LV | TYNDP2026 | LEV | 2040 | TWh | 222 | Sub_sector | Industry | Steel | Industry (steel) | Energetic | industry_steel_demand_electricity_energetic | Electricity | EU | Energy demand | 0 | FEC
LV | TYNDP2026 | LEV | 2040 | TWh | 223 | Sub_sector | Industry | Steel | Industry (steel) | Energetic | industry_steel_demand_hydrogen_energetic | Hydrogen | EU | Energy demand | 0 | FEC
LV | TYNDP2026 | LEV | 2040 | TWh | 224 | Sub_sector | Industry | Steel | Industry (steel) | Energetic | industry_steel_demand_methane_energetic | Methane | EU | Energy demand | 0 | FEC
LV | TYNDP2026 | LEV | 2040 | TWh | 225 | Sub_sector | Industry | Steel | Industry (steel) | Energetic | industry_steel_demand_heat_energetic | Heat | EU | Energy demand | 0 | FEC
LV | TYNDP2026 | LEV | 2040 | TWh | 226 | Sub_sector | Industry | Steel | Industry (steel) | Energetic | industry_steel_demand_biomass_energetic | Biomass | EU | Energy demand | 0 | FEC
LV | TYNDP2026 | LEV | 2040 | TWh | 227 | Sub_sector | Industry | Steel | Industry (steel) | Energetic | industry_steel_demand_coal_energetic | Solids | EU | Energy demand | 0 | FEC
LV | TYNDP2026 | LEV | 2040 | TWh | 228 | Sub_sector | Industry | Steel | Industry (steel) | Energetic | industry_steel_demand_oil_energetic | Liquids | EU | Energy demand | 0 | FEC
LV | TYNDP2026 | LEV | 2040 | TWh | 229 | Sub_sector | Industry | Steel | Industry (steel) | Energetic | industry_steel_demand_others_energetic | Others | EU | Energy demand | 0 | FEC
LV | TYNDP2026 | LEV | 2040 | TWh | 230 | Sub_sector | Industry | Steel | Industry (steel) | Energetic | industry_steel_demand_ammonia_energetic | Ammonia | EU | Energy demand | 0 | FEC
LV | TYNDP2026 | LEV | 2040 | TWh | 232 | Sub_sector | Transport | Cars | Transport (cars) | Energetic | transport_cars_final_demand_electricity | Electricity | EU | Energy demand | 0.00073902 | FEC
LV | TYNDP2026 | LEV | 2040 | TWh | 233 | Sub_sector | Transport | Cars | Transport (cars) | Energetic | transport_cars_final_demand_hydrogen | Hydrogen | EU | Energy demand | 0 | FEC
LV | TYNDP2026 | LEV | 2040 | TWh | 234 | Sub_sector | Transport | Cars | Transport (cars) | Energetic | transport_cars_final_demand_methane | Methane | EU | Energy demand | 0.00089495 | FEC
LV | TYNDP2026 | LEV | 2040 | TWh | 235 | Sub_sector | Transport | Cars | Transport (cars) | Energetic | transport_cars_final_demand_heat | Heat | EU | Energy demand | 0 | FEC
LV | TYNDP2026 | LEV | 2040 | TWh | 236 | Sub_sector | Transport | Cars | Transport (cars) | Energetic | transport_cars_final_demand_biomass | Biomass | EU | Energy demand | 0 | FEC
LV | TYNDP2026 | LEV | 2040 | TWh | 237 | Sub_sector | Transport | Cars | Transport (cars) | Energetic | transport_cars_final_demand_coal | Solids | EU | Energy demand | 0 | FEC
LV | TYNDP2026 | LEV | 2040 | TWh | 238 | Sub_sector | Transport | Cars | Transport (cars) | Energetic | transport_cars_final_demand_oil | Liquids | EU | Energy demand | 7.9248 | FEC
LV | TYNDP2026 | LEV | 2040 | TWh | 239 | Sub_sector | Transport | Cars | Transport (cars) | Energetic | transport_cars_final_demand_other | Others | EU | Energy demand | 0 | FEC
LV | TYNDP2026 | LEV | 2040 | TWh | 240 | Sub_sector | Transport | Cars | Transport (cars) | Energetic | transport_cars_final_demand_ammonia | Ammonia | EU | Energy demand | 0 | FEC
LV | TYNDP2026 | LEV | 2040 | TWh | 242 | Sub_sector | Transport | Busses | Transport (busses) | Energetic | transport_busses_final_demand_electricity | Electricity | EU | Energy demand | 0.022951 | FEC
LV | TYNDP2026 | LEV | 2040 | TWh | 243 | Sub_sector | Transport | Busses | Transport (busses) | Energetic | transport_busses_final_demand_hydrogen | Hydrogen | EU | Energy demand | 0 | FEC
LV | TYNDP2026 | LEV | 2040 | TWh | 244 | Sub_sector | Transport | Busses | Transport (busses) | Energetic | transport_busses_final_demand_methane | Methane | EU | Energy demand | 0.0009957 | FEC
LV | TYNDP2026 | LEV | 2040 | TWh | 245 | Sub_sector | Transport | Busses | Transport (busses) | Energetic | transport_busses_final_demand_heat | Heat | EU | Energy demand | 0 | FEC
LV | TYNDP2026 | LEV | 2040 | TWh | 246 | Sub_sector | Transport | Busses | Transport (busses) | Energetic | transport_busses_final_demand_biomass | Biomass | EU | Energy demand | 0 | FEC
LV | TYNDP2026 | LEV | 2040 | TWh | 247 | Sub_sector | Transport | Busses | Transport (busses) | Energetic | transport_busses_final_demand_coal | Solids | EU | Energy demand | 0 | FEC
LV | TYNDP2026 | LEV | 2040 | TWh | 248 | Sub_sector | Transport | Busses | Transport (busses) | Energetic | transport_busses_final_demand_oil | Liquids | EU | Energy demand | 0.47546 | FEC
LV | TYNDP2026 | LEV | 2040 | TWh | 249 | Sub_sector | Transport | Busses | Transport (busses) | Energetic | transport_busses_final_demand_other | Others | EU | Energy demand | 0 | FEC
LV | TYNDP2026 | LEV | 2040 | TWh | 250 | Sub_sector | Transport | Busses | Transport (busses) | Energetic | transport_busses_final_demand_ammonia | Ammonia | EU | Energy demand | 0 | FEC
LV | TYNDP2026 | LEV | 2040 | TWh | 252 | Sub_sector | Transport | Trucks | Transport (trucks) | Energetic | transport_trucks_final_demand_electricity | Electricity | EU | Energy demand | 0 | FEC
LV | TYNDP2026 | LEV | 2040 | TWh | 253 | Sub_sector | Transport | Trucks | Transport (trucks) | Energetic | transport_trucks_final_demand_hydrogen | Hydrogen | EU | Energy demand | 0 | FEC
LV | TYNDP2026 | LEV | 2040 | TWh | 254 | Sub_sector | Transport | Trucks | Transport (trucks) | Energetic | transport_trucks_final_demand_methane | Methane | EU | Energy demand | 3.04e-05 | FEC
LV | TYNDP2026 | LEV | 2040 | TWh | 255 | Sub_sector | Transport | Trucks | Transport (trucks) | Energetic | transport_trucks_final_demand_heat | Heat | EU | Energy demand | 0 | FEC
LV | TYNDP2026 | LEV | 2040 | TWh | 256 | Sub_sector | Transport | Trucks | Transport (trucks) | Energetic | transport_trucks_final_demand_biomass | Biomass | EU | Energy demand | 0 | FEC
LV | TYNDP2026 | LEV | 2040 | TWh | 257 | Sub_sector | Transport | Trucks | Transport (trucks) | Energetic | transport_trucks_final_demand_coal | Solids | EU | Energy demand | 0 | FEC
LV | TYNDP2026 | LEV | 2040 | TWh | 258 | Sub_sector | Transport | Trucks | Transport (trucks) | Energetic | transport_trucks_final_demand_oil | Liquids | EU | Energy demand | 2.1725 | FEC
LV | TYNDP2026 | LEV | 2040 | TWh | 259 | Sub_sector | Transport | Trucks | Transport (trucks) | Energetic | transport_trucks_final_demand_other | Others | EU | Energy demand | 0 | FEC
LV | TYNDP2026 | LEV | 2040 | TWh | 260 | Sub_sector | Transport | Trucks | Transport (trucks) | Energetic | transport_trucks_final_demand_ammonia | Ammonia | EU | Energy demand | 0 | FEC
LV | TYNDP2026 | LEV | 2040 | TWh | 262 | Sub_sector | Transport | Vans | Transport (vans) | Energetic | transport_vans_final_demand_electricity | Electricity | EU | Energy demand | 0.00019724 | FEC
LV | TYNDP2026 | LEV | 2040 | TWh | 263 | Sub_sector | Transport | Vans | Transport (vans) | Energetic | transport_vans_final_demand_hydrogen | Hydrogen | EU | Energy demand | 0 | FEC
LV | TYNDP2026 | LEV | 2040 | TWh | 264 | Sub_sector | Transport | Vans | Transport (vans) | Energetic | transport_vans_final_demand_methane | Methane | EU | Energy demand | 5.81e-05 | FEC
LV | TYNDP2026 | LEV | 2040 | TWh | 265 | Sub_sector | Transport | Vans | Transport (vans) | Energetic | transport_vans_final_demand_heat | Heat | EU | Energy demand | 0 | FEC
LV | TYNDP2026 | LEV | 2040 | TWh | 266 | Sub_sector | Transport | Vans | Transport (vans) | Energetic | transport_vans_final_demand_biomass | Biomass | EU | Energy demand | 0 | FEC
LV | TYNDP2026 | LEV | 2040 | TWh | 267 | Sub_sector | Transport | Vans | Transport (vans) | Energetic | transport_vans_final_demand_coal | Solids | EU | Energy demand | 0 | FEC
LV | TYNDP2026 | LEV | 2040 | TWh | 268 | Sub_sector | Transport | Vans | Transport (vans) | Energetic | transport_vans_final_demand_oil | Liquids | EU | Energy demand | 0.54921 | FEC
LV | TYNDP2026 | LEV | 2040 | TWh | 269 | Sub_sector | Transport | Vans | Transport (vans) | Energetic | transport_vans_final_demand_other | Others | EU | Energy demand | 0 | FEC
LV | TYNDP2026 | LEV | 2040 | TWh | 270 | Sub_sector | Transport | Vans | Transport (vans) | Energetic | transport_vans_final_demand_ammonia | Ammonia | EU | Energy demand | 0 | FEC
LV | TYNDP2026 | LEV | 2040 | TWh | 272 | Sub_sector | Transport | Freight trains | Transport (trains) | Energetic | transport_trains_final_demand_electricity | Electricity | EU | Energy demand | 0.065938 | FEC
LV | TYNDP2026 | LEV | 2040 | TWh | 273 | Sub_sector | Transport | Freight trains | Transport (trains) | Energetic | transport_trains_final_demand_hydrogen | Hydrogen | EU | Energy demand | 0 | FEC
LV | TYNDP2026 | LEV | 2040 | TWh | 274 | Sub_sector | Transport | Freight trains | Transport (trains) | Energetic | transport_trains_final_demand_methane | Methane | EU | Energy demand | 0 | FEC
LV | TYNDP2026 | LEV | 2040 | TWh | 275 | Sub_sector | Transport | Freight trains | Transport (trains) | Energetic | transport_trains_final_demand_heat | Heat | EU | Energy demand | 0 | FEC
LV | TYNDP2026 | LEV | 2040 | TWh | 276 | Sub_sector | Transport | Freight trains | Transport (trains) | Energetic | transport_trains_final_demand_biomass | Biomass | EU | Energy demand | 0 | FEC
LV | TYNDP2026 | LEV | 2040 | TWh | 277 | Sub_sector | Transport | Freight trains | Transport (trains) | Energetic | transport_trains_final_demand_coal | Solids | EU | Energy demand | 0 | FEC
LV | TYNDP2026 | LEV | 2040 | TWh | 278 | Sub_sector | Transport | Freight trains | Transport (trains) | Energetic | transport_trains_final_demand_oil | Liquids | EU | Energy demand | 0.51459 | FEC
LV | TYNDP2026 | LEV | 2040 | TWh | 279 | Sub_sector | Transport | Freight trains | Transport (trains) | Energetic | transport_trains_final_demand_other | Others | EU | Energy demand | 0 | FEC
LV | TYNDP2026 | LEV | 2040 | TWh | 280 | Sub_sector | Transport | Freight trains | Transport (trains) | Energetic | transport_trains_final_demand_ammonia | Ammonia | EU | Energy demand | 0 | FEC
LV | TYNDP2026 | LEV | 2040 | TWh | 282 | Sub_sector | Transport | Ships | Transport (ships) | Energetic | transport_ships_final_demand_electricity | Electricity | EU | Energy demand | 0.0090017 | FEC
LV | TYNDP2026 | LEV | 2040 | TWh | 283 | Sub_sector | Transport | Ships | Transport (ships) | Energetic | transport_ships_final_demand_hydrogen | Hydrogen | EU | Energy demand | 0 | FEC
LV | TYNDP2026 | LEV | 2040 | TWh | 284 | Sub_sector | Transport | Ships | Transport (ships) | Energetic | transport_ships_final_demand_methane | Methane | EU | Energy demand | 0.00079999 | FEC
LV | TYNDP2026 | LEV | 2040 | TWh | 285 | Sub_sector | Transport | Ships | Transport (ships) | Energetic | transport_ships_final_demand_heat | Heat | EU | Energy demand | 0 | FEC
LV | TYNDP2026 | LEV | 2040 | TWh | 286 | Sub_sector | Transport | Ships | Transport (ships) | Energetic | transport_ships_final_demand_biomass | Biomass | EU | Energy demand | 0 | FEC
LV | TYNDP2026 | LEV | 2040 | TWh | 287 | Sub_sector | Transport | Ships | Transport (ships) | Energetic | transport_ships_final_demand_coal | Solids | EU | Energy demand | 0 | FEC
LV | TYNDP2026 | LEV | 2040 | TWh | 288 | Sub_sector | Transport | Ships | Transport (ships) | Energetic | transport_ships_final_demand_oil | Liquids | EU | Energy demand | 0.072493 | FEC
LV | TYNDP2026 | LEV | 2040 | TWh | 289 | Sub_sector | Transport | Ships | Transport (ships) | Energetic | transport_ships_final_demand_other | Others | EU | Energy demand | 0 | FEC
LV | TYNDP2026 | LEV | 2040 | TWh | 290 | Sub_sector | Transport | Ships | Transport (ships) | Energetic | transport_ships_final_demand_ammonia | Ammonia | EU | Energy demand | 0 | FEC
LV | TYNDP2026 | LEV | 2040 | TWh | 292 | Sub_sector | Transport | Planes | Transport (planes) | Energetic | transport_planes_final_demand_electricity | Electricity | EU | Energy demand | 0 | FEC
LV | TYNDP2026 | LEV | 2040 | TWh | 293 | Sub_sector | Transport | Planes | Transport (planes) | Energetic | transport_planes_final_demand_hydrogen | Hydrogen | EU | Energy demand | 0 | FEC
LV | TYNDP2026 | LEV | 2040 | TWh | 294 | Sub_sector | Transport | Planes | Transport (planes) | Energetic | transport_planes_final_demand_methane | Methane | EU | Energy demand | 0 | FEC
LV | TYNDP2026 | LEV | 2040 | TWh | 295 | Sub_sector | Transport | Planes | Transport (planes) | Energetic | transport_planes_final_demand_heat | Heat | EU | Energy demand | 0 | FEC
LV | TYNDP2026 | LEV | 2040 | TWh | 296 | Sub_sector | Transport | Planes | Transport (planes) | Energetic | transport_planes_final_demand_biomass | Biomass | EU | Energy demand | 0 | FEC
LV | TYNDP2026 | LEV | 2040 | TWh | 297 | Sub_sector | Transport | Planes | Transport (planes) | Energetic | transport_planes_final_demand_coal | Solids | EU | Energy demand | 0 | FEC
LV | TYNDP2026 | LEV | 2040 | TWh | 298 | Sub_sector | Transport | Planes | Transport (planes) | Energetic | transport_planes_final_demand_oil | Liquids | EU | Energy demand | 0.0020578 | FEC
LV | TYNDP2026 | LEV | 2040 | TWh | 299 | Sub_sector | Transport | Planes | Transport (planes) | Energetic | transport_planes_final_demand_other | Others | EU | Energy demand | 0 | FEC
LV | TYNDP2026 | LEV | 2040 | TWh | 300 | Sub_sector | Transport | Planes | Transport (planes) | Energetic | transport_planes_final_demand_ammonia | Ammonia | EU | Energy demand | 0 | FEC
LV | TYNDP2026 | LEV | 2040 | TWh | 302 | Sub_sector | Transport | Others | Transport (others) | Energetic | transport_other_final_demand_electricity | Electricity | EU | Energy demand | 0.00022439 | FEC
LV | TYNDP2026 | LEV | 2040 | TWh | 303 | Sub_sector | Transport | Others | Transport (others) | Energetic | transport_other_final_demand_hydrogen | Hydrogen | EU | Energy demand | 0 | FEC
LV | TYNDP2026 | LEV | 2040 | TWh | 304 | Sub_sector | Transport | Others | Transport (others) | Energetic | transport_other_final_demand_methane | Methane | EU | Energy demand | 0 | FEC
LV | TYNDP2026 | LEV | 2040 | TWh | 305 | Sub_sector | Transport | Others | Transport (others) | Energetic | transport_other_final_demand_heat | Heat | EU | Energy demand | 0 | FEC
LV | TYNDP2026 | LEV | 2040 | TWh | 306 | Sub_sector | Transport | Others | Transport (others) | Energetic | transport_other_final_demand_biomass | Biomass | EU | Energy demand | 0 | FEC
LV | TYNDP2026 | LEV | 2040 | TWh | 307 | Sub_sector | Transport | Others | Transport (others) | Energetic | transport_other_final_demand_coal | Solids | EU | Energy demand | 0 | FEC
LV | TYNDP2026 | LEV | 2040 | TWh | 308 | Sub_sector | Transport | Others | Transport (others) | Energetic | transport_other_final_demand_oil | Liquids | EU | Energy demand | 0.033756 | FEC
LV | TYNDP2026 | LEV | 2040 | TWh | 309 | Sub_sector | Transport | Others | Transport (others) | Energetic | transport_other_final_demand_other | Others | EU | Energy demand | 0 | FEC
LV | TYNDP2026 | LEV | 2040 | TWh | 310 | Sub_sector | Transport | Others | Transport (others) | Energetic | transport_other_final_demand_ammonia | Ammonia | EU | Energy demand | 0 | FEC
LV | TYNDP2026 | LEV | 2040 | TWh | 312 | Sub_sector | International transport | International aviation | Transport (int. aviation) | Energetic | transport_int_aviation_final_demand_electricity | Electricity | EU | Energy demand | 0 | FEC
LV | TYNDP2026 | LEV | 2040 | TWh | 313 | Sub_sector | International transport | International aviation | Transport (int. aviation) | Energetic | transport_int_aviation_final_demand_hydrogen | Hydrogen | EU | Energy demand | 0 | FEC
LV | TYNDP2026 | LEV | 2040 | TWh | 314 | Sub_sector | International transport | International aviation | Transport (int. aviation) | Energetic | transport_int_aviation_final_demand_methane | Methane | EU | Energy demand | 0 | FEC
LV | TYNDP2026 | LEV | 2040 | TWh | 315 | Sub_sector | International transport | International aviation | Transport (int. aviation) | Energetic | transport_int_aviation_final_demand_heat | Heat | EU | Energy demand | 0 | FEC
LV | TYNDP2026 | LEV | 2040 | TWh | 316 | Sub_sector | International transport | International aviation | Transport (int. aviation) | Energetic | transport_int_aviation_final_demand_biofuels | Biomass | EU | Energy demand | 0 | FEC
LV | TYNDP2026 | LEV | 2040 | TWh | 317 | Sub_sector | International transport | International aviation | Transport (int. aviation) | Energetic | transport_int_aviation_final_demand_coal | Solids | EU | Energy demand | 0 | FEC
LV | TYNDP2026 | LEV | 2040 | TWh | 318 | Sub_sector | International transport | International aviation | Transport (int. aviation) | Energetic | transport_int_aviation_final_demand_oil | Liquids | EU | Energy demand | 1.6024 | FEC
LV | TYNDP2026 | LEV | 2040 | TWh | 319 | Sub_sector | International transport | International aviation | Transport (int. aviation) | Energetic | transport_int_aviation_final_demand_other | Others | EU | Energy demand | 0 | FEC
LV | TYNDP2026 | LEV | 2040 | TWh | 320 | Sub_sector | International transport | International aviation | Transport (int. aviation) | Energetic | transport_int_aviation_final_demand_ammonia | Ammonia | EU | Energy demand | 0 | FEC
LV | TYNDP2026 | LEV | 2040 | TWh | 322 | Sub_sector | International transport | International shipping | Transport (int. shipping) | Energetic | transport_int_shipping_final_demand_electricity | Electricity | EU | Energy demand | 0 | not_included_in_FEC
LV | TYNDP2026 | LEV | 2040 | TWh | 323 | Sub_sector | International transport | International shipping | Transport (int. shipping) | Energetic | transport_int_shipping_final_demand_hydrogen | Hydrogen | EU | Energy demand | 0 | not_included_in_FEC
LV | TYNDP2026 | LEV | 2040 | TWh | 324 | Sub_sector | International transport | International shipping | Transport (int. shipping) | Energetic | transport_int_shipping_final_demand_methane | Methane | EU | Energy demand | 0 | not_included_in_FEC
LV | TYNDP2026 | LEV | 2040 | TWh | 325 | Sub_sector | International transport | International shipping | Transport (int. shipping) | Energetic | transport_int_shipping_final_demand_heat | Heat | EU | Energy demand | 0 | not_included_in_FEC
LV | TYNDP2026 | LEV | 2040 | TWh | 326 | Sub_sector | International transport | International shipping | Transport (int. shipping) | Energetic | transport_int_shipping_final_demand_biofuels | Biomass | EU | Energy demand | 0 | not_included_in_FEC
LV | TYNDP2026 | LEV | 2040 | TWh | 327 | Sub_sector | International transport | International shipping | Transport (int. shipping) | Energetic | transport_int_shipping_final_demand_coal | Solids | EU | Energy demand | 0 | not_included_in_FEC
LV | TYNDP2026 | LEV | 2040 | TWh | 328 | Sub_sector | International transport | International shipping | Transport (int. shipping) | Energetic | transport_int_shipping_final_demand_oil | Liquids | EU | Energy demand | 2.8191 | not_included_in_FEC
LV | TYNDP2026 | LEV | 2040 | TWh | 329 | Sub_sector | International transport | International shipping | Transport (int. shipping) | Energetic | transport_int_shipping_final_demand_other | Others | EU | Energy demand | 0 | not_included_in_FEC
LV | TYNDP2026 | LEV | 2040 | TWh | 330 | Sub_sector | International transport | International shipping | Transport (int. shipping) | Energetic | transport_int_shipping_final_demand_ammonia | Ammonia | EU | Energy demand | 0 | not_included_in_FEC
LV | TYNDP2026 | LEV | 2040 | TWh | 332 | Sub_sector | Households | Space heating | Households (heating) | Energetic | households_heating_final_demand_electricity | Electricity | EU | Energy demand | 0 | FEC
LV | TYNDP2026 | LEV | 2040 | TWh | 333 | Sub_sector | Households | Space heating | Households (heating) | Energetic | households_heating_final_demand_hydrogen | Hydrogen | EU | Energy demand | 0 | FEC
LV | TYNDP2026 | LEV | 2040 | TWh | 334 | Sub_sector | Households | Space heating | Households (heating) | Energetic | households_heating_final_demand_methane | Methane | EU | Energy demand | 0.48955 | FEC
LV | TYNDP2026 | LEV | 2040 | TWh | 335 | Sub_sector | Households | Space heating | Households (heating) | Energetic | households_heating_final_demand_heat | Heat | EU | Energy demand | 3.008 | FEC
LV | TYNDP2026 | LEV | 2040 | TWh | 336 | Sub_sector | Households | Space heating | Households (heating) | Energetic | households_heating_final_demand_biomass | Biomass | EU | Energy demand | 3.8808 | FEC
LV | TYNDP2026 | LEV | 2040 | TWh | 337 | Sub_sector | Households | Space heating | Households (heating) | Energetic | households_heating_final_demand_coal | Solids | EU | Energy demand | 0.11276 | FEC
LV | TYNDP2026 | LEV | 2040 | TWh | 338 | Sub_sector | Households | Space heating | Households (heating) | Energetic | households_heating_final_demand_oil | Liquids | EU | Energy demand | 1.828 | FEC
LV | TYNDP2026 | LEV | 2040 | TWh | 339 | Sub_sector | Households | Space heating | Households (heating) | Energetic | households_heating_final_demand_other | Others | EU | Energy demand | 0 | FEC
LV | TYNDP2026 | LEV | 2040 | TWh | 340 | Sub_sector | Households | Space heating | Households (heating) | Energetic | households_heating_final_demand_ammonia | Ammonia | EU | Energy demand | 0 | FEC
LV | TYNDP2026 | LEV | 2040 | TWh | 343 | Sub_sector | Households | Cooling | Households (cooling) | Energetic | households_cooling_final_demand_electricity | Electricity | EU | Energy demand | 0 | FEC
LV | TYNDP2026 | LEV | 2040 | TWh | 344 | Sub_sector | Households | Cooling | Households (cooling) | Energetic | households_cooling_final_demand_hydrogen | Hydrogen | EU | Energy demand | 0 | FEC
LV | TYNDP2026 | LEV | 2040 | TWh | 345 | Sub_sector | Households | Cooling | Households (cooling) | Energetic | households_cooling_final_demand_methane | Methane | EU | Energy demand | 0 | FEC
LV | TYNDP2026 | LEV | 2040 | TWh | 346 | Sub_sector | Households | Cooling | Households (cooling) | Energetic | households_cooling_final_demand_heat | Heat | EU | Energy demand | 0 | FEC
LV | TYNDP2026 | LEV | 2040 | TWh | 347 | Sub_sector | Households | Cooling | Households (cooling) | Energetic | households_cooling_final_demand_biomass | Biomass | EU | Energy demand | 0 | FEC
LV | TYNDP2026 | LEV | 2040 | TWh | 348 | Sub_sector | Households | Cooling | Households (cooling) | Energetic | households_cooling_final_demand_coal | Solids | EU | Energy demand | 0 | FEC
LV | TYNDP2026 | LEV | 2040 | TWh | 349 | Sub_sector | Households | Cooling | Households (cooling) | Energetic | households_cooling_final_demand_oil | Liquids | EU | Energy demand | 0 | FEC
LV | TYNDP2026 | LEV | 2040 | TWh | 350 | Sub_sector | Households | Cooling | Households (cooling) | Energetic | households_cooling_final_demand_other | Others | EU | Energy demand | 0 | FEC
LV | TYNDP2026 | LEV | 2040 | TWh | 351 | Sub_sector | Households | Cooling | Households (cooling) | Energetic | households_cooling_final_demand_ammonia | Ammonia | EU | Energy demand | 0 | FEC
LV | TYNDP2026 | LEV | 2040 | TWh | 354 | Sub_sector | Households | Hot water | Households (hot water) | Energetic | households_hot_water_final_demand_electricity | Electricity | EU | Energy demand | 0 | FEC
LV | TYNDP2026 | LEV | 2040 | TWh | 355 | Sub_sector | Households | Hot water | Households (hot water) | Energetic | households_hot_water_final_demand_hydrogen | Hydrogen | EU | Energy demand | 0 | FEC
LV | TYNDP2026 | LEV | 2040 | TWh | 356 | Sub_sector | Households | Hot water | Households (hot water) | Energetic | households_hot_water_final_demand_methane | Methane | EU | Energy demand | 0.20506 | FEC
LV | TYNDP2026 | LEV | 2040 | TWh | 357 | Sub_sector | Households | Hot water | Households (hot water) | Energetic | households_hot_water_final_demand_heat | Heat | EU | Energy demand | 1.2926 | FEC
LV | TYNDP2026 | LEV | 2040 | TWh | 358 | Sub_sector | Households | Hot water | Households (hot water) | Energetic | households_hot_water_final_demand_biomass | Biomass | EU | Energy demand | 0.94335 | FEC
LV | TYNDP2026 | LEV | 2040 | TWh | 359 | Sub_sector | Households | Hot water | Households (hot water) | Energetic | households_hot_water_final_demand_coal | Solids | EU | Energy demand | 0.018088 | FEC
LV | TYNDP2026 | LEV | 2040 | TWh | 360 | Sub_sector | Households | Hot water | Households (hot water) | Energetic | households_hot_water_final_demand_oil | Liquids | EU | Energy demand | 0.19575 | FEC
LV | TYNDP2026 | LEV | 2040 | TWh | 361 | Sub_sector | Households | Hot water | Households (hot water) | Energetic | households_hot_water_final_demand_other | Others | EU | Energy demand | 0 | FEC
LV | TYNDP2026 | LEV | 2040 | TWh | 362 | Sub_sector | Households | Hot water | Households (hot water) | Energetic | households_hot_water_final_demand_ammonia | Ammonia | EU | Energy demand | 0 | FEC
LV | TYNDP2026 | LEV | 2040 | TWh | 365 | Sub_sector | Households | Appliances | Households (appliances) | Energetic | households_appliances_final_demand_electricity | Electricity | EU | Energy demand | 1.416 | FEC
LV | TYNDP2026 | LEV | 2040 | TWh | 366 | Sub_sector | Households | Appliances | Households (appliances) | Energetic | households_appliances_final_demand_hydrogen | Hydrogen | EU | Energy demand | 0 | FEC
LV | TYNDP2026 | LEV | 2040 | TWh | 367 | Sub_sector | Households | Appliances | Households (appliances) | Energetic | households_appliances_final_demand_methane | Methane | EU | Energy demand | 0.31931 | FEC
LV | TYNDP2026 | LEV | 2040 | TWh | 368 | Sub_sector | Households | Appliances | Households (appliances) | Energetic | households_appliances_final_demand_heat | Heat | EU | Energy demand | 0 | FEC
LV | TYNDP2026 | LEV | 2040 | TWh | 369 | Sub_sector | Households | Appliances | Households (appliances) | Energetic | households_appliances_final_demand_biomass | Biomass | EU | Energy demand | 0.020049 | FEC
LV | TYNDP2026 | LEV | 2040 | TWh | 370 | Sub_sector | Households | Appliances | Households (appliances) | Energetic | households_appliances_final_demand_coal | Solids | EU | Energy demand | 0 | FEC
LV | TYNDP2026 | LEV | 2040 | TWh | 371 | Sub_sector | Households | Appliances | Households (appliances) | Energetic | households_appliances_final_demand_oil | Liquids | EU | Energy demand | 0 | FEC
LV | TYNDP2026 | LEV | 2040 | TWh | 372 | Sub_sector | Households | Appliances | Households (appliances) | Energetic | households_appliances_final_demand_other | Others | EU | Energy demand | 0 | FEC
LV | TYNDP2026 | LEV | 2040 | TWh | 373 | Sub_sector | Households | Appliances | Households (appliances) | Energetic | households_appliances_final_demand_ammonia | Ammonia | EU | Energy demand | 0 | FEC
LV | TYNDP2026 | LEV | 2040 | TWh | 375 | Sub_sector | Buildings | Space heating | Buildings (heat) | Energetic | buildings_heat_final_demand_electricity | Electricity | EU | Energy demand | 0.65947 | FEC
LV | TYNDP2026 | LEV | 2040 | TWh | 376 | Sub_sector | Buildings | Space heating | Buildings (heat) | Energetic | buildings_heat_final_demand_hydrogen | Hydrogen | EU | Energy demand | 0 | FEC
LV | TYNDP2026 | LEV | 2040 | TWh | 377 | Sub_sector | Buildings | Space heating | Buildings (heat) | Energetic | buildings_heat_final_demand_methane | Methane | EU | Energy demand | 1.0022 | FEC
LV | TYNDP2026 | LEV | 2040 | TWh | 378 | Sub_sector | Buildings | Space heating | Buildings (heat) | Energetic | buildings_heat_final_demand_heat | Heat | EU | Energy demand | 1.4462 | FEC
LV | TYNDP2026 | LEV | 2040 | TWh | 379 | Sub_sector | Buildings | Space heating | Buildings (heat) | Energetic | buildings_heat_final_demand_biomass | Biomass | EU | Energy demand | 0.5729 | FEC
LV | TYNDP2026 | LEV | 2040 | TWh | 380 | Sub_sector | Buildings | Space heating | Buildings (heat) | Energetic | buildings_heat_final_demand_coal | Solids | EU | Energy demand | 0.031285 | FEC
LV | TYNDP2026 | LEV | 2040 | TWh | 381 | Sub_sector | Buildings | Space heating | Buildings (heat) | Energetic | buildings_heat_final_demand_oil | Liquids | EU | Energy demand | 0.29914 | FEC
LV | TYNDP2026 | LEV | 2040 | TWh | 382 | Sub_sector | Buildings | Space heating | Buildings (heat) | Energetic | buildings_heat_final_demand_other | Others | EU | Energy demand | 0 | FEC
LV | TYNDP2026 | LEV | 2040 | TWh | 383 | Sub_sector | Buildings | Space heating | Buildings (heat) | Energetic | buildings_heat_final_demand_ammonia | Ammonia | EU | Energy demand | 0 | FEC
LV | TYNDP2026 | LEV | 2040 | TWh | 386 | Sub_sector | Buildings | Cooling | Buildings (cooling) | Energetic | buildings_cooling_final_demand_electricity | Electricity | EU | Energy demand | 0.033687 | FEC
LV | TYNDP2026 | LEV | 2040 | TWh | 387 | Sub_sector | Buildings | Cooling | Buildings (cooling) | Energetic | buildings_cooling_final_demand_hydrogen | Hydrogen | EU | Energy demand | 0 | FEC
LV | TYNDP2026 | LEV | 2040 | TWh | 388 | Sub_sector | Buildings | Cooling | Buildings (cooling) | Energetic | buildings_cooling_final_demand_methane | Methane | EU | Energy demand | 4.03e-05 | FEC
LV | TYNDP2026 | LEV | 2040 | TWh | 389 | Sub_sector | Buildings | Cooling | Buildings (cooling) | Energetic | buildings_cooling_final_demand_heat | Heat | EU | Energy demand | 0 | FEC
LV | TYNDP2026 | LEV | 2040 | TWh | 390 | Sub_sector | Buildings | Cooling | Buildings (cooling) | Energetic | buildings_cooling_final_demand_biomass | Biomass | EU | Energy demand | 0 | FEC
LV | TYNDP2026 | LEV | 2040 | TWh | 391 | Sub_sector | Buildings | Cooling | Buildings (cooling) | Energetic | buildings_cooling_final_demand_coal | Solids | EU | Energy demand | 0 | FEC
LV | TYNDP2026 | LEV | 2040 | TWh | 392 | Sub_sector | Buildings | Cooling | Buildings (cooling) | Energetic | buildings_cooling_final_demand_oil | Liquids | EU | Energy demand | 0 | FEC
LV | TYNDP2026 | LEV | 2040 | TWh | 393 | Sub_sector | Buildings | Cooling | Buildings (cooling) | Energetic | buildings_cooling_final_demand_other | Others | EU | Energy demand | 0 | FEC
LV | TYNDP2026 | LEV | 2040 | TWh | 394 | Sub_sector | Buildings | Cooling | Buildings (cooling) | Energetic | buildings_cooling_final_demand_ammonia | Ammonia | EU | Energy demand | 0 | FEC
LV | TYNDP2026 | LEV | 2040 | TWh | 397 | Sub_sector | Buildings | Appliances | Buildings (appliances) | Energetic | buildings_appliances_final_demand_electricity | Electricity | EU | Energy demand | 1.7399 | FEC
LV | TYNDP2026 | LEV | 2040 | TWh | 398 | Sub_sector | Buildings | Appliances | Buildings (appliances) | Energetic | buildings_appliances_final_demand_hydrogen | Hydrogen | EU | Energy demand | 0 | FEC
LV | TYNDP2026 | LEV | 2040 | TWh | 399 | Sub_sector | Buildings | Appliances | Buildings (appliances) | Energetic | buildings_appliances_final_demand_methane | Methane | EU | Energy demand | 0.35221 | FEC
LV | TYNDP2026 | LEV | 2040 | TWh | 400 | Sub_sector | Buildings | Appliances | Buildings (appliances) | Energetic | buildings_appliances_final_demand_heat | Heat | EU | Energy demand | 0 | FEC
LV | TYNDP2026 | LEV | 2040 | TWh | 401 | Sub_sector | Buildings | Appliances | Buildings (appliances) | Energetic | buildings_appliances_final_demand_biomass | Biomass | EU | Energy demand | 0 | FEC
LV | TYNDP2026 | LEV | 2040 | TWh | 402 | Sub_sector | Buildings | Appliances | Buildings (appliances) | Energetic | buildings_appliances_final_demand_coal | Solids | EU | Energy demand | 0 | FEC
LV | TYNDP2026 | LEV | 2040 | TWh | 403 | Sub_sector | Buildings | Appliances | Buildings (appliances) | Energetic | buildings_appliances_final_demand_oil | Liquids | EU | Energy demand | 0 | FEC
LV | TYNDP2026 | LEV | 2040 | TWh | 404 | Sub_sector | Buildings | Appliances | Buildings (appliances) | Energetic | buildings_appliances_final_demand_other | Others | EU | Energy demand | 0 | FEC
LV | TYNDP2026 | LEV | 2040 | TWh | 405 | Sub_sector | Buildings | Appliances | Buildings (appliances) | Energetic | buildings_appliances_final_demand_ammonia | Ammonia | EU | Energy demand | 0 | FEC
LV | TYNDP2026 | LEV | 2040 | TWh | 407 | Sub_sector | Buildings | Datacenters | Datacenters & ICT | Energetic | datacentres_final_demand_electricity_energetic | Electricity | EU | Energy demand | 0.4237 | FEC
LV | TYNDP2026 | LEV | 2040 | TWh | 408 | Sub_sector | Buildings | Datacenters | Datacenters & ICT | Energetic | datacentres_final_demand_hydrogen_energetic | Hydrogen | EU | Energy demand | 0 | FEC
LV | TYNDP2026 | LEV | 2040 | TWh | 409 | Sub_sector | Buildings | Datacenters | Datacenters & ICT | Energetic | datacentres_final_demand_methane_energetic | Methane | EU | Energy demand | 0 | FEC
LV | TYNDP2026 | LEV | 2040 | TWh | 410 | Sub_sector | Buildings | Datacenters | Datacenters & ICT | Energetic | datacentres_final_demand_heat_energetic | Heat | EU | Energy demand | 0 | FEC
LV | TYNDP2026 | LEV | 2040 | TWh | 411 | Sub_sector | Buildings | Datacenters | Datacenters & ICT | Energetic | datacentres_final_demand_biomass_energetic | Biomass | EU | Energy demand | 0 | FEC
LV | TYNDP2026 | LEV | 2040 | TWh | 412 | Sub_sector | Buildings | Datacenters | Datacenters & ICT | Energetic | datacentres_final_demand_coal_energetic | Solids | EU | Energy demand | 0 | FEC
LV | TYNDP2026 | LEV | 2040 | TWh | 413 | Sub_sector | Buildings | Datacenters | Datacenters & ICT | Energetic | datacentres_final_demand_oil_energetic | Liquids | EU | Energy demand | 0 | FEC
LV | TYNDP2026 | LEV | 2040 | TWh | 414 | Sub_sector | Buildings | Datacenters | Datacenters & ICT | Energetic | datacentres_final_demand_other_energetic | Others | EU | Energy demand | 0 | FEC
LV | TYNDP2026 | LEV | 2040 | TWh | 415 | Sub_sector | Buildings | Datacenters | Datacenters & ICT | Energetic | datacentres_final_demand_ammonia_energetic | Ammonia | EU | Energy demand | 0 | FEC
LV | TYNDP2026 | LEV | 2040 | TWh | 417 | Sub_sector | Transport | Others_Sector | Others_Sector | Energetic | other_final_demand_electricity_energetic | Electricity | EU | Energy demand | 0.00023389 | FEC
LV | TYNDP2026 | LEV | 2040 | TWh | 418 | Sub_sector | Transport | Others_Sector | Others_Sector | Energetic | other_final_demand_hydrogen_energetic | Hydrogen | EU | Energy demand | 0 | FEC
LV | TYNDP2026 | LEV | 2040 | TWh | 419 | Sub_sector | Transport | Pipeline Transport | Others_Sector | Energetic | other_final_demand_methane_energetic | Methane | EU | Energy demand | 0.00642 | FEC
LV | TYNDP2026 | LEV | 2040 | TWh | 420 | Sub_sector | Transport | Others_Sector | Others_Sector | Energetic | other_final_demand_heat_energetic | Heat | EU | Energy demand | 0.0013925 | FEC
LV | TYNDP2026 | LEV | 2040 | TWh | 421 | Sub_sector | Transport | Others_Sector | Others_Sector | Energetic | other_final_demand_biomass_energetic | Biomass | EU | Energy demand | 0 | FEC
LV | TYNDP2026 | LEV | 2040 | TWh | 422 | Sub_sector | Transport | Others_Sector | Others_Sector | Energetic | other_final_demand_coal_energetic | Solids | EU | Energy demand | 0 | FEC
LV | TYNDP2026 | LEV | 2040 | TWh | 423 | Sub_sector | Transport | Others_Sector | Others_Sector | Energetic | other_final_demand_oil_energetic | Liquids | EU | Energy demand | 0.089421 | FEC
LV | TYNDP2026 | LEV | 2040 | TWh | 424 | Sub_sector | Others_Sector | Others_Sector | Others_Sector | Non-energetic | other_final_demand_oil_non_energetic | Liquids | EU | Energy demand | 0.31049 | not_included_in_FEC
LV | TYNDP2026 | LEV | 2040 | TWh | 425 | Sub_sector | Transport | Others_Sector | Others_Sector | Energetic | other_final_demand_other_energetic | Others | EU | Energy demand | 0 | FEC
LV | TYNDP2026 | LEV | 2040 | TWh | 426 | Sub_sector | Transport | Others_Sector | Others_Sector | Energetic | other_final_demand_ammonia_energetic | Ammonia | EU | Energy demand | 0 | FEC
LV | TYNDP2026 | LEV | 2040 | TWh | 427 | Sub_sector | Industry | Surplus_Heat_in_Industry | Surplus_Heat_in_Industry | Energetic | final_demand_of_industry_unused_local_production_steam_hot_water | Heat | EU | Energy demand | 0.32996 | FEC
LV | TYNDP2026 | LEV | 2040 | TWh | 429 | Sub_sector | Agriculture | Total | Agriculture | Energetic | agriculture_final_demand_electricity_energetic | Electricity | EU | Energy demand | 0.1792 | FEC
LV | TYNDP2026 | LEV | 2040 | TWh | 430 | Sub_sector | Agriculture | Total | Agriculture | Energetic | agriculture_final_demand_hydrogen_energetic | Hydrogen | EU | Energy demand | 0 | FEC
LV | TYNDP2026 | LEV | 2040 | TWh | 431 | Sub_sector | Agriculture | Total | Agriculture | Energetic | agriculture_final_demand_methane_energetic | Methane | EU | Energy demand | 0.11679 | FEC
LV | TYNDP2026 | LEV | 2040 | TWh | 432 | Sub_sector | Agriculture | Total | Agriculture | Energetic | agriculture_final_demand_heat_energetic | Heat | EU | Energy demand | 0.11429 | FEC
LV | TYNDP2026 | LEV | 2040 | TWh | 433 | Sub_sector | Agriculture | Total | Agriculture | Energetic | agriculture_final_demand_biomass_energetic | Biomass | EU | Energy demand | 0.33249 | FEC
LV | TYNDP2026 | LEV | 2040 | TWh | 434 | Sub_sector | Agriculture | Total | Agriculture | Energetic | agriculture_final_demand_coal_energetic | Solids | EU | Energy demand | 0 | FEC
LV | TYNDP2026 | LEV | 2040 | TWh | 435 | Sub_sector | Agriculture | Total | Agriculture | Energetic | agriculture_final_demand_oil_energetic | Liquids | EU | Energy demand | 1.6021 | FEC
LV | TYNDP2026 | LEV | 2040 | TWh | 436 | Sub_sector | Agriculture | Total | Agriculture | Energetic | agriculture_final_demand_other_energetic | Others | EU | Energy demand | 0 | FEC
LV | TYNDP2026 | LEV | 2040 | TWh | 437 | Sub_sector | Agriculture | Total | Agriculture | Energetic | agriculture_final_demand_ammonia_energetic | Ammonia | EU | Energy demand | 0 | FEC
LV | TYNDP2026 | LEV | 2040 | TWh | 447 | Sub_sector | Buildings | Surplus Energy | Buildings | Energetic | GAP | Electricity | EU | Energy demand | 0 | FEC
LV | TYNDP2026 | LEV | 2040 | TWh | 448 | Sub_sector | Buildings | Surplus Energy | Buildings | Energetic | GAP | Hydrogen | EU | Energy demand | 0 | FEC
LV | TYNDP2026 | LEV | 2040 | TWh | 449 | Sub_sector | Buildings | Surplus Energy | Buildings | Energetic | GAP | Methane | EU | Energy demand | 0 | FEC
LV | TYNDP2026 | LEV | 2040 | TWh | 450 | Sub_sector | Buildings | Surplus Energy | Buildings | Energetic | GAP | Heat | EU | Energy demand | 0 | FEC
LV | TYNDP2026 | LEV | 2040 | TWh | 451 | Sub_sector | Buildings | Surplus Energy | Buildings | Energetic | GAP | Biomass | EU | Energy demand | 0.069264 | FEC
LV | TYNDP2026 | LEV | 2040 | TWh | 452 | Sub_sector | Buildings | Surplus Energy | Buildings | Energetic | GAP | Solids | EU | Energy demand | 0 | FEC
LV | TYNDP2026 | LEV | 2040 | TWh | 453 | Sub_sector | Buildings | Surplus Energy | Buildings | Energetic | GAP | Liquids | EU | Energy demand | 0.030768 | FEC
LV | TYNDP2026 | LEV | 2040 | TWh | 454 | Sub_sector | Buildings | Surplus Energy | Buildings | Energetic | GAP | Others | EU | Energy demand | 0 | FEC
LV | TYNDP2026 | LEV | 2040 | TWh | 455 | Sub_sector | Buildings | Surplus Energy | Buildings | Energetic | GAP | Ammonia | EU | Energy demand | 0 | FEC
LV | TYNDP2026 | LEV | 2040 | TWh | 456 | Sub_sector | Households | Surplus Energy | Households | Energetic | GAP | Electricity | EU | Energy demand | 0 | FEC
LV | TYNDP2026 | LEV | 2040 | TWh | 457 | Sub_sector | Households | Surplus Energy | Households | Energetic | GAP | Hydrogen | EU | Energy demand | 0 | FEC
LV | TYNDP2026 | LEV | 2040 | TWh | 458 | Sub_sector | Households | Surplus Energy | Households | Energetic | GAP | Methane | EU | Energy demand | 0 | FEC
LV | TYNDP2026 | LEV | 2040 | TWh | 459 | Sub_sector | Households | Surplus Energy | Households | Energetic | GAP | Heat | EU | Energy demand | 0 | FEC
LV | TYNDP2026 | LEV | 2040 | TWh | 460 | Sub_sector | Households | Surplus Energy | Households | Energetic | GAP | Biomass | EU | Energy demand | 0 | FEC
LV | TYNDP2026 | LEV | 2040 | TWh | 461 | Sub_sector | Households | Surplus Energy | Households | Energetic | GAP | Solids | EU | Energy demand | 0 | FEC
LV | TYNDP2026 | LEV | 2040 | TWh | 462 | Sub_sector | Households | Surplus Energy | Households | Energetic | GAP | Liquids | EU | Energy demand | 0 | FEC
LV | TYNDP2026 | LEV | 2040 | TWh | 463 | Sub_sector | Households | Surplus Energy | Households | Energetic | GAP | Others | EU | Energy demand | 0 | FEC
LV | TYNDP2026 | LEV | 2040 | TWh | 464 | Sub_sector | Households | Surplus Energy | Households | Energetic | GAP | Ammonia | EU | Energy demand | 0 | FEC
MT | TYNDP2026 | NT | 2030 | TWh | 102 | Sub_sector | Industry | Aluminium | Industry (aluminium) | Energetic | industry_aluminium_demand_electricity_energetic | Electricity | EU | Energy demand | 0 | FEC
MT | TYNDP2026 | NT | 2030 | TWh | 103 | Sub_sector | Industry | Aluminium | Industry (aluminium) | Energetic | industry_aluminium_demand_hydrogen_energetic | Hydrogen | EU | Energy demand | 0 | FEC
MT | TYNDP2026 | NT | 2030 | TWh | 104 | Sub_sector | Industry | Aluminium | Industry (aluminium) | Energetic | industry_aluminium_demand_methane_energetic | Methane | EU | Energy demand | 0 | FEC
MT | TYNDP2026 | NT | 2030 | TWh | 105 | Sub_sector | Industry | Aluminium | Industry (aluminium) | Energetic | industry_aluminium_demand_heat_energetic | Heat | EU | Energy demand | 0 | FEC
MT | TYNDP2026 | NT | 2030 | TWh | 106 | Sub_sector | Industry | Aluminium | Industry (aluminium) | Energetic | industry_aluminium_demand_biomass_energetic | Biomass | EU | Energy demand | 0 | FEC
MT | TYNDP2026 | NT | 2030 | TWh | 107 | Sub_sector | Industry | Aluminium | Industry (aluminium) | Energetic | industry_aluminium_demand_coal_energetic | Solids | EU | Energy demand | 0 | FEC
MT | TYNDP2026 | NT | 2030 | TWh | 108 | Sub_sector | Industry | Aluminium | Industry (aluminium) | Energetic | industry_aluminium_demand_oil_energetic | Liquids | EU | Energy demand | 0 | FEC
MT | TYNDP2026 | NT | 2030 | TWh | 109 | Sub_sector | Industry | Aluminium | Industry (aluminium) | Energetic | industry_aluminium_demand_others_energetic | Others | EU | Energy demand | 0 | FEC
MT | TYNDP2026 | NT | 2030 | TWh | 110 | Sub_sector | Industry | Aluminium | Industry (aluminium) | Energetic | industry_ammonia_demand_others_energetic | Ammonia | EU | Energy demand | 0 | FEC
MT | TYNDP2026 | NT | 2030 | TWh | 112 | Sub_sector | Industry | Chemicals | Industry (chemicals, energetic) | Energetic | industry_chemical_demand_electricity_energetic | Electricity | EU | Energy demand | 0.04524 | FEC
MT | TYNDP2026 | NT | 2030 | TWh | 113 | Sub_sector | Industry | Chemicals | Industry (chemicals, energetic) | Energetic | industry_chemical_demand_hydrogen_energetic | Hydrogen | EU | Energy demand | 0 | FEC
MT | TYNDP2026 | NT | 2030 | TWh | 114 | Sub_sector | Industry | Chemicals | Industry (chemicals, energetic) | Energetic | industry_chemical_demand_methane_energetic | Methane | EU | Energy demand | 0 | FEC
MT | TYNDP2026 | NT | 2030 | TWh | 115 | Sub_sector | Industry | Chemicals | Industry (chemicals, energetic) | Energetic | industry_chemical_demand_heat_energetic | Heat | EU | Energy demand | 0 | FEC
MT | TYNDP2026 | NT | 2030 | TWh | 116 | Sub_sector | Industry | Chemicals | Industry (chemicals, energetic) | Energetic | industry_chemical_demand_biomass_energetic | Biomass | EU | Energy demand | 0 | FEC
MT | TYNDP2026 | NT | 2030 | TWh | 117 | Sub_sector | Industry | Chemicals | Industry (chemicals, energetic) | Energetic | industry_chemical_demand_coal_energetic | Solids | EU | Energy demand | 0 | FEC
MT | TYNDP2026 | NT | 2030 | TWh | 118 | Sub_sector | Industry | Chemicals | Industry (chemicals, energetic) | Energetic | industry_chemical_demand_oil_energetic | Liquids | EU | Energy demand | 0 | FEC
MT | TYNDP2026 | NT | 2030 | TWh | 119 | Sub_sector | Industry | Chemicals | Industry (chemicals, energetic) | Energetic | industry_chemical_demand_others_energetic | Others | EU | Energy demand | 0 | FEC
MT | TYNDP2026 | NT | 2030 | TWh | 120 | Sub_sector | Industry | Chemicals | Industry (chemicals, energetic) | Energetic | industry_chemical_demand_ammonia_energetic | Ammonia | EU | Energy demand | 0 | FEC
MT | TYNDP2026 | NT | 2030 | TWh | 122 | Sub_sector | Industry | Chemicals | Industry (chemicals, non-energetic) | Non-energetic | industry_chemical_demand_electricity_non_energetic | Electricity | EU | Energy demand | 0 | not_included_in_FEC
MT | TYNDP2026 | NT | 2030 | TWh | 123 | Sub_sector | Industry | Chemicals | Industry (chemicals, non-energetic) | Non-energetic | industry_chemical_demand_hydrogen_non_energetic | Hydrogen | EU | Energy demand | 0 | not_included_in_FEC
MT | TYNDP2026 | NT | 2030 | TWh | 124 | Sub_sector | Industry | Chemicals | Industry (chemicals, non-energetic) | Non-energetic | industry_chemical_demand_methane_non_energetic | Methane | EU | Energy demand | 0 | not_included_in_FEC
MT | TYNDP2026 | NT | 2030 | TWh | 125 | Sub_sector | Industry | Chemicals | Industry (chemicals, non-energetic) | Non-energetic | industry_chemical_demand_heat_non_energetic | Heat | EU | Energy demand | 0 | not_included_in_FEC
MT | TYNDP2026 | NT | 2030 | TWh | 126 | Sub_sector | Industry | Chemicals | Industry (chemicals, non-energetic) | Non-energetic | industry_chemical_demand_biomass_non_energetic | Biomass | EU | Energy demand | 0 | not_included_in_FEC
MT | TYNDP2026 | NT | 2030 | TWh | 127 | Sub_sector | Industry | Chemicals | Industry (chemicals, non-energetic) | Non-energetic | industry_chemical_demand_coal_non_energetic | Solids | EU | Energy demand | 0 | not_included_in_FEC
MT | TYNDP2026 | NT | 2030 | TWh | 128 | Sub_sector | Industry | Chemicals | Industry (chemicals, non-energetic) | Non-energetic | industry_chemical_demand_oil_non_energetic | Liquids | EU | Energy demand | 0 | not_included_in_FEC
MT | TYNDP2026 | NT | 2030 | TWh | 129 | Sub_sector | Industry | Chemicals | Industry (chemicals, non-energetic) | Non-energetic | industry_chemical_demand_others_non_energetic | Others | EU | Energy demand | 0 | not_included_in_FEC
MT | TYNDP2026 | NT | 2030 | TWh | 130 | Sub_sector | Industry | Chemicals | Industry (chemicals, non-energetic) | Non-energetic | industry_chemical_demand_ammonia_non_energetic | Ammonia | EU | Energy demand | 0 | not_included_in_FEC
MT | TYNDP2026 | NT | 2030 | TWh | 132 | Sub_sector | Industry | Fertilizers | Industry (fertilizers, energetic) | Energetic | industry_fertilizers_demand_electricity_energetic | Electricity | EU | Energy demand | 0 | FEC
MT | TYNDP2026 | NT | 2030 | TWh | 133 | Sub_sector | Industry | Fertilizers | Industry (fertilizers, energetic) | Energetic | industry_fertilizers_demand_hydrogen_energetic | Hydrogen | EU | Energy demand | 0 | FEC
MT | TYNDP2026 | NT | 2030 | TWh | 134 | Sub_sector | Industry | Fertilizers | Industry (fertilizers, energetic) | Energetic | industry_fertilizers_demand_methane_energetic | Methane | EU | Energy demand | 0 | FEC
MT | TYNDP2026 | NT | 2030 | TWh | 135 | Sub_sector | Industry | Fertilizers | Industry (fertilizers, energetic) | Energetic | industry_fertilizers_demand_heat_energetic | Heat | EU | Energy demand | 0 | FEC
MT | TYNDP2026 | NT | 2030 | TWh | 136 | Sub_sector | Industry | Fertilizers | Industry (fertilizers, energetic) | Energetic | industry_fertilizers_demand_biomass_energetic | Biomass | EU | Energy demand | 0 | FEC
MT | TYNDP2026 | NT | 2030 | TWh | 137 | Sub_sector | Industry | Fertilizers | Industry (fertilizers, energetic) | Energetic | industry_fertilizers_demand_coal_energetic | Solids | EU | Energy demand | 0 | FEC
MT | TYNDP2026 | NT | 2030 | TWh | 138 | Sub_sector | Industry | Fertilizers | Industry (fertilizers, energetic) | Energetic | industry_fertilizers_demand_oil_energetic | Liquids | EU | Energy demand | 0 | FEC
MT | TYNDP2026 | NT | 2030 | TWh | 139 | Sub_sector | Industry | Fertilizers | Industry (fertilizers, energetic) | Energetic | industry_fertilizers_demand_others_energetic | Others | EU | Energy demand | 0 | FEC
MT | TYNDP2026 | NT | 2030 | TWh | 140 | Sub_sector | Industry | Fertilizers | Industry (fertilizers, energetic) | Energetic | industry_fertilizers_demand_ammonia_energetic | Ammonia | EU | Energy demand | 0 | FEC
MT | TYNDP2026 | NT | 2030 | TWh | 142 | Sub_sector | Industry | Fertilizers | Industry (fertilizers, non-energetic) | Non-energetic | industry_fertilizers_demand_electricity_non_energetic | Electricity | EU | Energy demand | 0 | not_included_in_FEC
MT | TYNDP2026 | NT | 2030 | TWh | 143 | Sub_sector | Industry | Fertilizers | Industry (fertilizers, non-energetic) | Non-energetic | industry_fertilizers_demand_hydrogen_non_energetic | Hydrogen | EU | Energy demand | 0 | not_included_in_FEC
MT | TYNDP2026 | NT | 2030 | TWh | 144 | Sub_sector | Industry | Fertilizers | Industry (fertilizers, non-energetic) | Non-energetic | industry_fertilizers_demand_methane_non_energetic | Methane | EU | Energy demand | 0 | not_included_in_FEC
MT | TYNDP2026 | NT | 2030 | TWh | 145 | Sub_sector | Industry | Fertilizers | Industry (fertilizers, non-energetic) | Non-energetic | industry_fertilizers_demand_heat_non_energetic | Heat | EU | Energy demand | 0 | not_included_in_FEC
MT | TYNDP2026 | NT | 2030 | TWh | 146 | Sub_sector | Industry | Fertilizers | Industry (fertilizers, non-energetic) | Non-energetic | industry_fertilizers_demand_biomass_non_energetic | Biomass | EU | Energy demand | 0 | not_included_in_FEC
MT | TYNDP2026 | NT | 2030 | TWh | 147 | Sub_sector | Industry | Fertilizers | Industry (fertilizers, non-energetic) | Non-energetic | industry_fertilizers_demand_coal_non_energetic | Solids | EU | Energy demand | 0 | not_included_in_FEC
MT | TYNDP2026 | NT | 2030 | TWh | 148 | Sub_sector | Industry | Fertilizers | Industry (fertilizers, non-energetic) | Non-energetic | industry_fertilizers_demand_oil_non_energetic | Liquids | EU | Energy demand | 0 | not_included_in_FEC
MT | TYNDP2026 | NT | 2030 | TWh | 149 | Sub_sector | Industry | Fertilizers | Industry (fertilizers, non-energetic) | Non-energetic | industry_fertilizers_demand_others_non_energetic | Others | EU | Energy demand | 0 | not_included_in_FEC
MT | TYNDP2026 | NT | 2030 | TWh | 150 | Sub_sector | Industry | Fertilizers | Industry (fertilizers, non-energetic) | Non-energetic | industry_fertilizers_demand_ammonia_non_energetic | Ammonia | EU | Energy demand | 0 | not_included_in_FEC
MT | TYNDP2026 | NT | 2030 | TWh | 152 | Sub_sector | Industry | Food | Industry (food) | Energetic | industry_food_demand_electricity_energetic | Electricity | EU | Energy demand | 0.084869 | FEC
MT | TYNDP2026 | NT | 2030 | TWh | 153 | Sub_sector | Industry | Food | Industry (food) | Energetic | industry_food_demand_hydrogen_energetic | Hydrogen | EU | Energy demand | 0 | FEC
MT | TYNDP2026 | NT | 2030 | TWh | 154 | Sub_sector | Industry | Food | Industry (food) | Energetic | industry_food_demand_methane_energetic | Methane | EU | Energy demand | 0 | FEC
MT | TYNDP2026 | NT | 2030 | TWh | 155 | Sub_sector | Industry | Food | Industry (food) | Energetic | industry_food_demand_heat_energetic | Heat | EU | Energy demand | 0 | FEC
MT | TYNDP2026 | NT | 2030 | TWh | 156 | Sub_sector | Industry | Food | Industry (food) | Energetic | industry_food_demand_biomass_energetic | Biomass | EU | Energy demand | 0 | FEC
MT | TYNDP2026 | NT | 2030 | TWh | 157 | Sub_sector | Industry | Food | Industry (food) | Energetic | industry_food_demand_coal_energetic | Solids | EU | Energy demand | 0 | FEC
MT | TYNDP2026 | NT | 2030 | TWh | 158 | Sub_sector | Industry | Food | Industry (food) | Energetic | industry_food_demand_oil_energetic | Liquids | EU | Energy demand | 0 | FEC
MT | TYNDP2026 | NT | 2030 | TWh | 159 | Sub_sector | Industry | Food | Industry (food) | Energetic | industry_food_demand_others_energetic | Others | EU | Energy demand | 0 | FEC
MT | TYNDP2026 | NT | 2030 | TWh | 160 | Sub_sector | Industry | Food | Industry (food) | Energetic | industry_food_demand_ammonia_energetic | Ammonia | EU | Energy demand | 0 | FEC
MT | TYNDP2026 | NT | 2030 | TWh | 162 | Sub_sector | Industry | Metals | Industry (metal) | Energetic | industry_metal_demand_electricity_energetic | Electricity | EU | Energy demand | 0 | FEC
MT | TYNDP2026 | NT | 2030 | TWh | 163 | Sub_sector | Industry | Metals | Industry (metal) | Energetic | industry_metal_demand_hydrogen_energetic | Hydrogen | EU | Energy demand | 0 | FEC
MT | TYNDP2026 | NT | 2030 | TWh | 164 | Sub_sector | Industry | Metals | Industry (metal) | Energetic | industry_metal_demand_methane_energetic | Methane | EU | Energy demand | 0 | FEC
MT | TYNDP2026 | NT | 2030 | TWh | 165 | Sub_sector | Industry | Metals | Industry (metal) | Energetic | industry_metal_demand_heat_energetic | Heat | EU | Energy demand | 0 | FEC
MT | TYNDP2026 | NT | 2030 | TWh | 166 | Sub_sector | Industry | Metals | Industry (metal) | Energetic | industry_metal_demand_biomass_energetic | Biomass | EU | Energy demand | 0 | FEC
MT | TYNDP2026 | NT | 2030 | TWh | 167 | Sub_sector | Industry | Metals | Industry (metal) | Energetic | industry_metal_demand_coal_energetic | Solids | EU | Energy demand | 0 | FEC
MT | TYNDP2026 | NT | 2030 | TWh | 168 | Sub_sector | Industry | Metals | Industry (metal) | Energetic | industry_metal_demand_oil_energetic | Liquids | EU | Energy demand | 0 | FEC
MT | TYNDP2026 | NT | 2030 | TWh | 169 | Sub_sector | Industry | Metals | Industry (metal) | Energetic | industry_metal_demand_others_energetic | Others | EU | Energy demand | 0 | FEC
MT | TYNDP2026 | NT | 2030 | TWh | 170 | Sub_sector | Industry | Metals | Industry (metal) | Energetic | industry_metal_demand_ammonia_energetic | Ammonia | EU | Energy demand | 0 | FEC
MT | TYNDP2026 | NT | 2030 | TWh | 172 | Sub_sector | Industry | Others | Industry (other, energetic) | Energetic | industry_other_demand_electricity_energetic | Electricity | EU | Energy demand | 0.39153 | FEC
MT | TYNDP2026 | NT | 2030 | TWh | 173 | Sub_sector | Industry | Others | Industry (other, energetic) | Energetic | industry_other_demand_hydrogen_energetic | Hydrogen | EU | Energy demand | 0 | FEC
MT | TYNDP2026 | NT | 2030 | TWh | 174 | Sub_sector | Industry | Others | Industry (other, energetic) | Energetic | industry_other_demand_methane_energetic | Methane | EU | Energy demand | 0 | FEC
MT | TYNDP2026 | NT | 2030 | TWh | 175 | Sub_sector | Industry | Others | Industry (other, energetic) | Energetic | industry_other_demand_heat_energetic | Heat | EU | Energy demand | 0 | FEC
MT | TYNDP2026 | NT | 2030 | TWh | 176 | Sub_sector | Industry | Others | Industry (other, energetic) | Energetic | industry_other_demand_biomass_energetic | Biomass | EU | Energy demand | 0 | FEC
MT | TYNDP2026 | NT | 2030 | TWh | 177 | Sub_sector | Industry | Others | Industry (other, energetic) | Energetic | industry_other_demand_coal_energetic | Solids | EU | Energy demand | 0 | FEC
MT | TYNDP2026 | NT | 2030 | TWh | 178 | Sub_sector | Industry | Others | Industry (other, energetic) | Energetic | industry_other_demand_oil_energetic | Liquids | EU | Energy demand | 0.34721 | FEC
MT | TYNDP2026 | NT | 2030 | TWh | 179 | Sub_sector | Industry | Others | Industry (other, energetic) | Energetic | industry_other_demand_others_energetic | Others | EU | Energy demand | 0 | FEC
MT | TYNDP2026 | NT | 2030 | TWh | 180 | Sub_sector | Industry | Others | Industry (other, energetic) | Energetic | industry_other_demand_ammonia_energetic | Ammonia | EU | Energy demand | 0 | FEC
MT | TYNDP2026 | NT | 2030 | TWh | 182 | Sub_sector | Industry | Others | Industry (other, non-energetic) | Non-energetic | industry_other_demand_electricity_non_energetic | Electricity | EU | Energy demand | 0 | not_included_in_FEC
MT | TYNDP2026 | NT | 2030 | TWh | 183 | Sub_sector | Industry | Others | Industry (other, non-energetic) | Non-energetic | industry_other_demand_hydrogen_non_energetic | Hydrogen | EU | Energy demand | 0 | not_included_in_FEC
MT | TYNDP2026 | NT | 2030 | TWh | 184 | Sub_sector | Industry | Others | Industry (other, non-energetic) | Non-energetic | industry_other_demand_methane_non_energetic | Methane | EU | Energy demand | 0 | not_included_in_FEC
MT | TYNDP2026 | NT | 2030 | TWh | 185 | Sub_sector | Industry | Others | Industry (other, non-energetic) | Non-energetic | industry_other_demand_heat_non_energetic | Heat | EU | Energy demand | 0 | not_included_in_FEC
MT | TYNDP2026 | NT | 2030 | TWh | 186 | Sub_sector | Industry | Others | Industry (other, non-energetic) | Non-energetic | industry_other_demand_biomass_non_energetic | Biomass | EU | Energy demand | 0 | not_included_in_FEC
MT | TYNDP2026 | NT | 2030 | TWh | 187 | Sub_sector | Industry | Others | Industry (other, non-energetic) | Non-energetic | industry_other_demand_coal_non_energetic | Solids | EU | Energy demand | 0 | not_included_in_FEC
MT | TYNDP2026 | NT | 2030 | TWh | 188 | Sub_sector | Industry | Others | Industry (other, non-energetic) | Non-energetic | industry_other_demand_oil_non_energetic | Liquids | EU | Energy demand | 0.18067 | not_included_in_FEC
MT | TYNDP2026 | NT | 2030 | TWh | 189 | Sub_sector | Industry | Others | Industry (other, non-energetic) | Non-energetic | industry_other_demand_others_non_energetic | Others | EU | Energy demand | 0 | not_included_in_FEC
MT | TYNDP2026 | NT | 2030 | TWh | 190 | Sub_sector | Industry | Others | Industry (other, non-energetic) | Non-energetic | industry_other_demand_ammonia_non_energetic | Ammonia | EU | Energy demand | 0 | not_included_in_FEC
MT | TYNDP2026 | NT | 2030 | TWh | 192 | Sub_sector | Industry | Paper | Industry (paper) | Energetic | industry_paper_demand_electricity_energetic | Electricity | EU | Energy demand | 0.048908 | FEC
MT | TYNDP2026 | NT | 2030 | TWh | 193 | Sub_sector | Industry | Paper | Industry (paper) | Energetic | industry_paper_demand_hydrogen_energetic | Hydrogen | EU | Energy demand | 0 | FEC
MT | TYNDP2026 | NT | 2030 | TWh | 194 | Sub_sector | Industry | Paper | Industry (paper) | Energetic | industry_paper_demand_methane_energetic | Methane | EU | Energy demand | 0 | FEC
MT | TYNDP2026 | NT | 2030 | TWh | 195 | Sub_sector | Industry | Paper | Industry (paper) | Energetic | industry_paper_demand_heat_energetic | Heat | EU | Energy demand | 0 | FEC
MT | TYNDP2026 | NT | 2030 | TWh | 196 | Sub_sector | Industry | Paper | Industry (paper) | Energetic | industry_paper_demand_biomass_energetic | Biomass | EU | Energy demand | 0 | FEC
MT | TYNDP2026 | NT | 2030 | TWh | 197 | Sub_sector | Industry | Paper | Industry (paper) | Energetic | industry_paper_demand_coal_energetic | Solids | EU | Energy demand | 0 | FEC
MT | TYNDP2026 | NT | 2030 | TWh | 198 | Sub_sector | Industry | Paper | Industry (paper) | Energetic | industry_paper_demand_oil_energetic | Liquids | EU | Energy demand | 0 | FEC
MT | TYNDP2026 | NT | 2030 | TWh | 199 | Sub_sector | Industry | Paper | Industry (paper) | Energetic | industry_paper_demand_others_energetic | Others | EU | Energy demand | 0 | FEC
MT | TYNDP2026 | NT | 2030 | TWh | 200 | Sub_sector | Industry | Paper | Industry (paper) | Energetic | industry_paper_demand_ammonia_energetic | Ammonia | EU | Energy demand | 0 | FEC
MT | TYNDP2026 | NT | 2030 | TWh | 202 | Sub_sector | Industry | Refineries | Industry (refineries, energetic) | Energetic | industry_refinery_demand_electricity_energetic | Electricity | EU | Energy demand | 0 | not_included_in_FEC
MT | TYNDP2026 | NT | 2030 | TWh | 203 | Sub_sector | Industry | Refineries | Industry (refineries, energetic) | Energetic | industry_refinery_demand_hydrogen_energetic | Hydrogen | EU | Energy demand | 0 | not_included_in_FEC
MT | TYNDP2026 | NT | 2030 | TWh | 204 | Sub_sector | Industry | Refineries | Industry (refineries, energetic) | Energetic | industry_refinery_demand_methane_energetic | Methane | EU | Energy demand | 0 | not_included_in_FEC
MT | TYNDP2026 | NT | 2030 | TWh | 205 | Sub_sector | Industry | Refineries | Industry (refineries, energetic) | Energetic | industry_refinery_demand_heat_energetic | Heat | EU | Energy demand | 0 | not_included_in_FEC
MT | TYNDP2026 | NT | 2030 | TWh | 206 | Sub_sector | Industry | Refineries | Industry (refineries, energetic) | Energetic | industry_refinery_demand_biomass_energetic | Biomass | EU | Energy demand | 0 | not_included_in_FEC
MT | TYNDP2026 | NT | 2030 | TWh | 207 | Sub_sector | Industry | Refineries | Industry (refineries, energetic) | Energetic | industry_refinery_demand_coal_energetic | Solids | EU | Energy demand | 0 | not_included_in_FEC
MT | TYNDP2026 | NT | 2030 | TWh | 208 | Sub_sector | Industry | Refineries | Industry (refineries, energetic) | Energetic | industry_refinery_demand_oil_energetic | Liquids | EU | Energy demand | 0 | not_included_in_FEC
MT | TYNDP2026 | NT | 2030 | TWh | 209 | Sub_sector | Industry | Refineries | Industry (refineries, energetic) | Energetic | industry_refinery_demand_others_energetic | Others | EU | Energy demand | 0 | not_included_in_FEC
MT | TYNDP2026 | NT | 2030 | TWh | 210 | Sub_sector | Industry | Refineries | Industry (refineries, energetic) | Energetic | industry_refinery_demand_ammonia_energetic | Ammonia | EU | Energy demand | 0 | not_included_in_FEC
MT | TYNDP2026 | NT | 2030 | TWh | 212 | Sub_sector | Industry | Refineries | Industry (refineries, non-energetic) | Non-energetic | industry_refinery_demand_electricity_non_energetic | Electricity | EU | Energy demand | 0 | not_included_in_FEC
MT | TYNDP2026 | NT | 2030 | TWh | 213 | Sub_sector | Industry | Refineries | Industry (refineries, non-energetic) | Non-energetic | industry_refinery_demand_hydrogen_non_energetic | Hydrogen | EU | Energy demand | 0 | not_included_in_FEC
MT | TYNDP2026 | NT | 2030 | TWh | 214 | Sub_sector | Industry | Refineries | Industry (refineries, non-energetic) | Non-energetic | industry_refinery_demand_methane_non_energetic | Methane | EU | Energy demand | 0 | not_included_in_FEC
MT | TYNDP2026 | NT | 2030 | TWh | 215 | Sub_sector | Industry | Refineries | Industry (refineries, non-energetic) | Non-energetic | industry_refinery_demand_heat_non_energetic | Heat | EU | Energy demand | 0 | not_included_in_FEC
MT | TYNDP2026 | NT | 2030 | TWh | 216 | Sub_sector | Industry | Refineries | Industry (refineries, non-energetic) | Non-energetic | industry_refinery_demand_biomass_non_energetic | Biomass | EU | Energy demand | 0 | not_included_in_FEC
MT | TYNDP2026 | NT | 2030 | TWh | 217 | Sub_sector | Industry | Refineries | Industry (refineries, non-energetic) | Non-energetic | industry_refinery_demand_coal_non_energetic | Solids | EU | Energy demand | 0 | not_included_in_FEC
MT | TYNDP2026 | NT | 2030 | TWh | 218 | Sub_sector | Industry | Refineries | Industry (refineries, non-energetic) | Non-energetic | industry_refinery_demand_oil_non_energetic | Liquids | EU | Energy demand | 0 | not_included_in_FEC
MT | TYNDP2026 | NT | 2030 | TWh | 219 | Sub_sector | Industry | Refineries | Industry (refineries, non-energetic) | Non-energetic | industry_refinery_demand_others_non_energetic | Others | EU | Energy demand | 0 | not_included_in_FEC
MT | TYNDP2026 | NT | 2030 | TWh | 220 | Sub_sector | Industry | Refineries | Industry (refineries, non-energetic) | Non-energetic | industry_refinery_demand_ammonia_non_energetic | Ammonia | EU | Energy demand | 0 | not_included_in_FEC
MT | TYNDP2026 | NT | 2030 | TWh | 222 | Sub_sector | Industry | Steel | Industry (steel) | Energetic | industry_steel_demand_electricity_energetic | Electricity | EU | Energy demand | 0 | FEC
MT | TYNDP2026 | NT | 2030 | TWh | 223 | Sub_sector | Industry | Steel | Industry (steel) | Energetic | industry_steel_demand_hydrogen_energetic | Hydrogen | EU | Energy demand | 0 | FEC
MT | TYNDP2026 | NT | 2030 | TWh | 224 | Sub_sector | Industry | Steel | Industry (steel) | Energetic | industry_steel_demand_methane_energetic | Methane | EU | Energy demand | 0 | FEC
MT | TYNDP2026 | NT | 2030 | TWh | 225 | Sub_sector | Industry | Steel | Industry (steel) | Energetic | industry_steel_demand_heat_energetic | Heat | EU | Energy demand | 0 | FEC
MT | TYNDP2026 | NT | 2030 | TWh | 226 | Sub_sector | Industry | Steel | Industry (steel) | Energetic | industry_steel_demand_biomass_energetic | Biomass | EU | Energy demand | 0 | FEC
MT | TYNDP2026 | NT | 2030 | TWh | 227 | Sub_sector | Industry | Steel | Industry (steel) | Energetic | industry_steel_demand_coal_energetic | Solids | EU | Energy demand | 0 | FEC
MT | TYNDP2026 | NT | 2030 | TWh | 228 | Sub_sector | Industry | Steel | Industry (steel) | Energetic | industry_steel_demand_oil_energetic | Liquids | EU | Energy demand | 0 | FEC
MT | TYNDP2026 | NT | 2030 | TWh | 229 | Sub_sector | Industry | Steel | Industry (steel) | Energetic | industry_steel_demand_others_energetic | Others | EU | Energy demand | 0 | FEC
MT | TYNDP2026 | NT | 2030 | TWh | 230 | Sub_sector | Industry | Steel | Industry (steel) | Energetic | industry_steel_demand_ammonia_energetic | Ammonia | EU | Energy demand | 0 | FEC
MT | TYNDP2026 | NT | 2030 | TWh | 232 | Sub_sector | Transport | Cars | Transport (cars) | Energetic | transport_cars_final_demand_electricity | Electricity | EU | Energy demand | 0.076558 | FEC
MT | TYNDP2026 | NT | 2030 | TWh | 233 | Sub_sector | Transport | Cars | Transport (cars) | Energetic | transport_cars_final_demand_hydrogen | Hydrogen | EU | Energy demand | 0 | FEC
MT | TYNDP2026 | NT | 2030 | TWh | 234 | Sub_sector | Transport | Cars | Transport (cars) | Energetic | transport_cars_final_demand_methane | Methane | EU | Energy demand | 0 | FEC
MT | TYNDP2026 | NT | 2030 | TWh | 235 | Sub_sector | Transport | Cars | Transport (cars) | Energetic | transport_cars_final_demand_heat | Heat | EU | Energy demand | 0 | FEC
MT | TYNDP2026 | NT | 2030 | TWh | 236 | Sub_sector | Transport | Cars | Transport (cars) | Energetic | transport_cars_final_demand_biomass | Biomass | EU | Energy demand | 0 | FEC
MT | TYNDP2026 | NT | 2030 | TWh | 237 | Sub_sector | Transport | Cars | Transport (cars) | Energetic | transport_cars_final_demand_coal | Solids | EU | Energy demand | 0 | FEC
MT | TYNDP2026 | NT | 2030 | TWh | 238 | Sub_sector | Transport | Cars | Transport (cars) | Energetic | transport_cars_final_demand_oil | Liquids | EU | Energy demand | 1.3003 | FEC
MT | TYNDP2026 | NT | 2030 | TWh | 239 | Sub_sector | Transport | Cars | Transport (cars) | Energetic | transport_cars_final_demand_other | Others | EU | Energy demand | 0 | FEC
MT | TYNDP2026 | NT | 2030 | TWh | 240 | Sub_sector | Transport | Cars | Transport (cars) | Energetic | transport_cars_final_demand_ammonia | Ammonia | EU | Energy demand | 0 | FEC
MT | TYNDP2026 | NT | 2030 | TWh | 242 | Sub_sector | Transport | Busses | Transport (busses) | Energetic | transport_busses_final_demand_electricity | Electricity | EU | Energy demand | 0.023474 | FEC
MT | TYNDP2026 | NT | 2030 | TWh | 243 | Sub_sector | Transport | Busses | Transport (busses) | Energetic | transport_busses_final_demand_hydrogen | Hydrogen | EU | Energy demand | 0 | FEC
MT | TYNDP2026 | NT | 2030 | TWh | 244 | Sub_sector | Transport | Busses | Transport (busses) | Energetic | transport_busses_final_demand_methane | Methane | EU | Energy demand | 0 | FEC
MT | TYNDP2026 | NT | 2030 | TWh | 245 | Sub_sector | Transport | Busses | Transport (busses) | Energetic | transport_busses_final_demand_heat | Heat | EU | Energy demand | 0 | FEC
MT | TYNDP2026 | NT | 2030 | TWh | 246 | Sub_sector | Transport | Busses | Transport (busses) | Energetic | transport_busses_final_demand_biomass | Biomass | EU | Energy demand | 0 | FEC
MT | TYNDP2026 | NT | 2030 | TWh | 247 | Sub_sector | Transport | Busses | Transport (busses) | Energetic | transport_busses_final_demand_coal | Solids | EU | Energy demand | 0 | FEC
MT | TYNDP2026 | NT | 2030 | TWh | 248 | Sub_sector | Transport | Busses | Transport (busses) | Energetic | transport_busses_final_demand_oil | Liquids | EU | Energy demand | 0.38106 | FEC
MT | TYNDP2026 | NT | 2030 | TWh | 249 | Sub_sector | Transport | Busses | Transport (busses) | Energetic | transport_busses_final_demand_other | Others | EU | Energy demand | 0 | FEC
MT | TYNDP2026 | NT | 2030 | TWh | 250 | Sub_sector | Transport | Busses | Transport (busses) | Energetic | transport_busses_final_demand_ammonia | Ammonia | EU | Energy demand | 0 | FEC
MT | TYNDP2026 | NT | 2030 | TWh | 252 | Sub_sector | Transport | Trucks | Transport (trucks) | Energetic | transport_trucks_final_demand_electricity | Electricity | EU | Energy demand | 0.0048345 | FEC
MT | TYNDP2026 | NT | 2030 | TWh | 253 | Sub_sector | Transport | Trucks | Transport (trucks) | Energetic | transport_trucks_final_demand_hydrogen | Hydrogen | EU | Energy demand | 0 | FEC
MT | TYNDP2026 | NT | 2030 | TWh | 254 | Sub_sector | Transport | Trucks | Transport (trucks) | Energetic | transport_trucks_final_demand_methane | Methane | EU | Energy demand | 0 | FEC
MT | TYNDP2026 | NT | 2030 | TWh | 255 | Sub_sector | Transport | Trucks | Transport (trucks) | Energetic | transport_trucks_final_demand_heat | Heat | EU | Energy demand | 0 | FEC
MT | TYNDP2026 | NT | 2030 | TWh | 256 | Sub_sector | Transport | Trucks | Transport (trucks) | Energetic | transport_trucks_final_demand_biomass | Biomass | EU | Energy demand | 0 | FEC
MT | TYNDP2026 | NT | 2030 | TWh | 257 | Sub_sector | Transport | Trucks | Transport (trucks) | Energetic | transport_trucks_final_demand_coal | Solids | EU | Energy demand | 0 | FEC
MT | TYNDP2026 | NT | 2030 | TWh | 258 | Sub_sector | Transport | Trucks | Transport (trucks) | Energetic | transport_trucks_final_demand_oil | Liquids | EU | Energy demand | 0.52974 | FEC
MT | TYNDP2026 | NT | 2030 | TWh | 259 | Sub_sector | Transport | Trucks | Transport (trucks) | Energetic | transport_trucks_final_demand_other | Others | EU | Energy demand | 0 | FEC
MT | TYNDP2026 | NT | 2030 | TWh | 260 | Sub_sector | Transport | Trucks | Transport (trucks) | Energetic | transport_trucks_final_demand_ammonia | Ammonia | EU | Energy demand | 0 | FEC
MT | TYNDP2026 | NT | 2030 | TWh | 262 | Sub_sector | Transport | Vans | Transport (vans) | Energetic | transport_vans_final_demand_electricity | Electricity | EU | Energy demand | 0.03941 | FEC
MT | TYNDP2026 | NT | 2030 | TWh | 263 | Sub_sector | Transport | Vans | Transport (vans) | Energetic | transport_vans_final_demand_hydrogen | Hydrogen | EU | Energy demand | 0 | FEC
MT | TYNDP2026 | NT | 2030 | TWh | 264 | Sub_sector | Transport | Vans | Transport (vans) | Energetic | transport_vans_final_demand_methane | Methane | EU | Energy demand | 0 | FEC
MT | TYNDP2026 | NT | 2030 | TWh | 265 | Sub_sector | Transport | Vans | Transport (vans) | Energetic | transport_vans_final_demand_heat | Heat | EU | Energy demand | 0 | FEC
MT | TYNDP2026 | NT | 2030 | TWh | 266 | Sub_sector | Transport | Vans | Transport (vans) | Energetic | transport_vans_final_demand_biomass | Biomass | EU | Energy demand | 0 | FEC
MT | TYNDP2026 | NT | 2030 | TWh | 267 | Sub_sector | Transport | Vans | Transport (vans) | Energetic | transport_vans_final_demand_coal | Solids | EU | Energy demand | 0 | FEC
MT | TYNDP2026 | NT | 2030 | TWh | 268 | Sub_sector | Transport | Vans | Transport (vans) | Energetic | transport_vans_final_demand_oil | Liquids | EU | Energy demand | 0.49255 | FEC
MT | TYNDP2026 | NT | 2030 | TWh | 269 | Sub_sector | Transport | Vans | Transport (vans) | Energetic | transport_vans_final_demand_other | Others | EU | Energy demand | 0 | FEC
MT | TYNDP2026 | NT | 2030 | TWh | 270 | Sub_sector | Transport | Vans | Transport (vans) | Energetic | transport_vans_final_demand_ammonia | Ammonia | EU | Energy demand | 0 | FEC
MT | TYNDP2026 | NT | 2030 | TWh | 272 | Sub_sector | Transport | Freight trains | Transport (trains) | Energetic | transport_trains_final_demand_electricity | Electricity | EU | Energy demand | 0 | FEC
MT | TYNDP2026 | NT | 2030 | TWh | 273 | Sub_sector | Transport | Freight trains | Transport (trains) | Energetic | transport_trains_final_demand_hydrogen | Hydrogen | EU | Energy demand | 0 | FEC
MT | TYNDP2026 | NT | 2030 | TWh | 274 | Sub_sector | Transport | Freight trains | Transport (trains) | Energetic | transport_trains_final_demand_methane | Methane | EU | Energy demand | 0 | FEC
MT | TYNDP2026 | NT | 2030 | TWh | 275 | Sub_sector | Transport | Freight trains | Transport (trains) | Energetic | transport_trains_final_demand_heat | Heat | EU | Energy demand | 0 | FEC
MT | TYNDP2026 | NT | 2030 | TWh | 276 | Sub_sector | Transport | Freight trains | Transport (trains) | Energetic | transport_trains_final_demand_biomass | Biomass | EU | Energy demand | 0 | FEC
MT | TYNDP2026 | NT | 2030 | TWh | 277 | Sub_sector | Transport | Freight trains | Transport (trains) | Energetic | transport_trains_final_demand_coal | Solids | EU | Energy demand | 0 | FEC
MT | TYNDP2026 | NT | 2030 | TWh | 278 | Sub_sector | Transport | Freight trains | Transport (trains) | Energetic | transport_trains_final_demand_oil | Liquids | EU | Energy demand | 0 | FEC
MT | TYNDP2026 | NT | 2030 | TWh | 279 | Sub_sector | Transport | Freight trains | Transport (trains) | Energetic | transport_trains_final_demand_other | Others | EU | Energy demand | 0 | FEC
MT | TYNDP2026 | NT | 2030 | TWh | 280 | Sub_sector | Transport | Freight trains | Transport (trains) | Energetic | transport_trains_final_demand_ammonia | Ammonia | EU | Energy demand | 0 | FEC
MT | TYNDP2026 | NT | 2030 | TWh | 282 | Sub_sector | Transport | Ships | Transport (ships) | Energetic | transport_ships_final_demand_electricity | Electricity | EU | Energy demand | 0 | FEC
MT | TYNDP2026 | NT | 2030 | TWh | 283 | Sub_sector | Transport | Ships | Transport (ships) | Energetic | transport_ships_final_demand_hydrogen | Hydrogen | EU | Energy demand | 0 | FEC
MT | TYNDP2026 | NT | 2030 | TWh | 284 | Sub_sector | Transport | Ships | Transport (ships) | Energetic | transport_ships_final_demand_methane | Methane | EU | Energy demand | 0 | FEC
MT | TYNDP2026 | NT | 2030 | TWh | 285 | Sub_sector | Transport | Ships | Transport (ships) | Energetic | transport_ships_final_demand_heat | Heat | EU | Energy demand | 0 | FEC
MT | TYNDP2026 | NT | 2030 | TWh | 286 | Sub_sector | Transport | Ships | Transport (ships) | Energetic | transport_ships_final_demand_biomass | Biomass | EU | Energy demand | 0 | FEC
MT | TYNDP2026 | NT | 2030 | TWh | 287 | Sub_sector | Transport | Ships | Transport (ships) | Energetic | transport_ships_final_demand_coal | Solids | EU | Energy demand | 0 | FEC
MT | TYNDP2026 | NT | 2030 | TWh | 288 | Sub_sector | Transport | Ships | Transport (ships) | Energetic | transport_ships_final_demand_oil | Liquids | EU | Energy demand | 0.084085 | FEC
MT | TYNDP2026 | NT | 2030 | TWh | 289 | Sub_sector | Transport | Ships | Transport (ships) | Energetic | transport_ships_final_demand_other | Others | EU | Energy demand | 0 | FEC
MT | TYNDP2026 | NT | 2030 | TWh | 290 | Sub_sector | Transport | Ships | Transport (ships) | Energetic | transport_ships_final_demand_ammonia | Ammonia | EU | Energy demand | 0 | FEC
MT | TYNDP2026 | NT | 2030 | TWh | 292 | Sub_sector | Transport | Planes | Transport (planes) | Energetic | transport_planes_final_demand_electricity | Electricity | EU | Energy demand | 0 | FEC
MT | TYNDP2026 | NT | 2030 | TWh | 293 | Sub_sector | Transport | Planes | Transport (planes) | Energetic | transport_planes_final_demand_hydrogen | Hydrogen | EU | Energy demand | 0 | FEC
MT | TYNDP2026 | NT | 2030 | TWh | 294 | Sub_sector | Transport | Planes | Transport (planes) | Energetic | transport_planes_final_demand_methane | Methane | EU | Energy demand | 0 | FEC
MT | TYNDP2026 | NT | 2030 | TWh | 295 | Sub_sector | Transport | Planes | Transport (planes) | Energetic | transport_planes_final_demand_heat | Heat | EU | Energy demand | 0 | FEC
MT | TYNDP2026 | NT | 2030 | TWh | 296 | Sub_sector | Transport | Planes | Transport (planes) | Energetic | transport_planes_final_demand_biomass | Biomass | EU | Energy demand | 0 | FEC
MT | TYNDP2026 | NT | 2030 | TWh | 297 | Sub_sector | Transport | Planes | Transport (planes) | Energetic | transport_planes_final_demand_coal | Solids | EU | Energy demand | 0 | FEC
MT | TYNDP2026 | NT | 2030 | TWh | 298 | Sub_sector | Transport | Planes | Transport (planes) | Energetic | transport_planes_final_demand_oil | Liquids | EU | Energy demand | 0 | FEC
MT | TYNDP2026 | NT | 2030 | TWh | 299 | Sub_sector | Transport | Planes | Transport (planes) | Energetic | transport_planes_final_demand_other | Others | EU | Energy demand | 0 | FEC
MT | TYNDP2026 | NT | 2030 | TWh | 300 | Sub_sector | Transport | Planes | Transport (planes) | Energetic | transport_planes_final_demand_ammonia | Ammonia | EU | Energy demand | 0 | FEC
MT | TYNDP2026 | NT | 2030 | TWh | 302 | Sub_sector | Transport | Others | Transport (others) | Energetic | transport_other_final_demand_electricity | Electricity | EU | Energy demand | 0.0028551 | FEC
MT | TYNDP2026 | NT | 2030 | TWh | 303 | Sub_sector | Transport | Others | Transport (others) | Energetic | transport_other_final_demand_hydrogen | Hydrogen | EU | Energy demand | 0 | FEC
MT | TYNDP2026 | NT | 2030 | TWh | 304 | Sub_sector | Transport | Others | Transport (others) | Energetic | transport_other_final_demand_methane | Methane | EU | Energy demand | 0 | FEC
MT | TYNDP2026 | NT | 2030 | TWh | 305 | Sub_sector | Transport | Others | Transport (others) | Energetic | transport_other_final_demand_heat | Heat | EU | Energy demand | 0 | FEC
MT | TYNDP2026 | NT | 2030 | TWh | 306 | Sub_sector | Transport | Others | Transport (others) | Energetic | transport_other_final_demand_biomass | Biomass | EU | Energy demand | 0 | FEC
MT | TYNDP2026 | NT | 2030 | TWh | 307 | Sub_sector | Transport | Others | Transport (others) | Energetic | transport_other_final_demand_coal | Solids | EU | Energy demand | 0 | FEC
MT | TYNDP2026 | NT | 2030 | TWh | 308 | Sub_sector | Transport | Others | Transport (others) | Energetic | transport_other_final_demand_oil | Liquids | EU | Energy demand | 0.081312 | FEC
MT | TYNDP2026 | NT | 2030 | TWh | 309 | Sub_sector | Transport | Others | Transport (others) | Energetic | transport_other_final_demand_other | Others | EU | Energy demand | 0 | FEC
MT | TYNDP2026 | NT | 2030 | TWh | 310 | Sub_sector | Transport | Others | Transport (others) | Energetic | transport_other_final_demand_ammonia | Ammonia | EU | Energy demand | 0 | FEC
MT | TYNDP2026 | NT | 2030 | TWh | 312 | Sub_sector | International transport | International aviation | Transport (int. aviation) | Energetic | transport_int_aviation_final_demand_electricity | Electricity | EU | Energy demand | 0 | FEC
MT | TYNDP2026 | NT | 2030 | TWh | 313 | Sub_sector | International transport | International aviation | Transport (int. aviation) | Energetic | transport_int_aviation_final_demand_hydrogen | Hydrogen | EU | Energy demand | 0 | FEC
MT | TYNDP2026 | NT | 2030 | TWh | 314 | Sub_sector | International transport | International aviation | Transport (int. aviation) | Energetic | transport_int_aviation_final_demand_methane | Methane | EU | Energy demand | 0 | FEC
MT | TYNDP2026 | NT | 2030 | TWh | 315 | Sub_sector | International transport | International aviation | Transport (int. aviation) | Energetic | transport_int_aviation_final_demand_heat | Heat | EU | Energy demand | 0 | FEC
MT | TYNDP2026 | NT | 2030 | TWh | 316 | Sub_sector | International transport | International aviation | Transport (int. aviation) | Energetic | transport_int_aviation_final_demand_biofuels | Biomass | EU | Energy demand | 0 | FEC
MT | TYNDP2026 | NT | 2030 | TWh | 317 | Sub_sector | International transport | International aviation | Transport (int. aviation) | Energetic | transport_int_aviation_final_demand_coal | Solids | EU | Energy demand | 0 | FEC
MT | TYNDP2026 | NT | 2030 | TWh | 318 | Sub_sector | International transport | International aviation | Transport (int. aviation) | Energetic | transport_int_aviation_final_demand_oil | Liquids | EU | Energy demand | 1.9168 | FEC
MT | TYNDP2026 | NT | 2030 | TWh | 319 | Sub_sector | International transport | International aviation | Transport (int. aviation) | Energetic | transport_int_aviation_final_demand_other | Others | EU | Energy demand | 0 | FEC
MT | TYNDP2026 | NT | 2030 | TWh | 320 | Sub_sector | International transport | International aviation | Transport (int. aviation) | Energetic | transport_int_aviation_final_demand_ammonia | Ammonia | EU | Energy demand | 0 | FEC
MT | TYNDP2026 | NT | 2030 | TWh | 322 | Sub_sector | International transport | International shipping | Transport (int. shipping) | Energetic | transport_int_shipping_final_demand_electricity | Electricity | EU | Energy demand | 0 | not_included_in_FEC
MT | TYNDP2026 | NT | 2030 | TWh | 323 | Sub_sector | International transport | International shipping | Transport (int. shipping) | Energetic | transport_int_shipping_final_demand_hydrogen | Hydrogen | EU | Energy demand | 0 | not_included_in_FEC
MT | TYNDP2026 | NT | 2030 | TWh | 324 | Sub_sector | International transport | International shipping | Transport (int. shipping) | Energetic | transport_int_shipping_final_demand_methane | Methane | EU | Energy demand | 0 | not_included_in_FEC
MT | TYNDP2026 | NT | 2030 | TWh | 325 | Sub_sector | International transport | International shipping | Transport (int. shipping) | Energetic | transport_int_shipping_final_demand_heat | Heat | EU | Energy demand | 0 | not_included_in_FEC
MT | TYNDP2026 | NT | 2030 | TWh | 326 | Sub_sector | International transport | International shipping | Transport (int. shipping) | Energetic | transport_int_shipping_final_demand_biofuels | Biomass | EU | Energy demand | 0 | not_included_in_FEC
MT | TYNDP2026 | NT | 2030 | TWh | 327 | Sub_sector | International transport | International shipping | Transport (int. shipping) | Energetic | transport_int_shipping_final_demand_coal | Solids | EU | Energy demand | 0 | not_included_in_FEC
MT | TYNDP2026 | NT | 2030 | TWh | 328 | Sub_sector | International transport | International shipping | Transport (int. shipping) | Energetic | transport_int_shipping_final_demand_oil | Liquids | EU | Energy demand | 23.328 | not_included_in_FEC
MT | TYNDP2026 | NT | 2030 | TWh | 329 | Sub_sector | International transport | International shipping | Transport (int. shipping) | Energetic | transport_int_shipping_final_demand_other | Others | EU | Energy demand | 0 | not_included_in_FEC
MT | TYNDP2026 | NT | 2030 | TWh | 330 | Sub_sector | International transport | International shipping | Transport (int. shipping) | Energetic | transport_int_shipping_final_demand_ammonia | Ammonia | EU | Energy demand | 0 | not_included_in_FEC
MT | TYNDP2026 | NT | 2030 | TWh | 332 | Sub_sector | Households | Space heating | Households (heating) | Energetic | households_heating_final_demand_electricity | Electricity | EU | Energy demand | 0.12524 | FEC
MT | TYNDP2026 | NT | 2030 | TWh | 333 | Sub_sector | Households | Space heating | Households (heating) | Energetic | households_heating_final_demand_hydrogen | Hydrogen | EU | Energy demand | 0 | FEC
MT | TYNDP2026 | NT | 2030 | TWh | 334 | Sub_sector | Households | Space heating | Households (heating) | Energetic | households_heating_final_demand_methane | Methane | EU | Energy demand | 0 | FEC
MT | TYNDP2026 | NT | 2030 | TWh | 335 | Sub_sector | Households | Space heating | Households (heating) | Energetic | households_heating_final_demand_heat | Heat | EU | Energy demand | 0 | FEC
MT | TYNDP2026 | NT | 2030 | TWh | 336 | Sub_sector | Households | Space heating | Households (heating) | Energetic | households_heating_final_demand_biomass | Biomass | EU | Energy demand | 0.017591 | FEC
MT | TYNDP2026 | NT | 2030 | TWh | 337 | Sub_sector | Households | Space heating | Households (heating) | Energetic | households_heating_final_demand_coal | Solids | EU | Energy demand | 0 | FEC
MT | TYNDP2026 | NT | 2030 | TWh | 338 | Sub_sector | Households | Space heating | Households (heating) | Energetic | households_heating_final_demand_oil | Liquids | EU | Energy demand | 0.069802 | FEC
MT | TYNDP2026 | NT | 2030 | TWh | 339 | Sub_sector | Households | Space heating | Households (heating) | Energetic | households_heating_final_demand_other | Others | EU | Energy demand | 0 | FEC
MT | TYNDP2026 | NT | 2030 | TWh | 340 | Sub_sector | Households | Space heating | Households (heating) | Energetic | households_heating_final_demand_ammonia | Ammonia | EU | Energy demand | 0 | FEC
MT | TYNDP2026 | NT | 2030 | TWh | 343 | Sub_sector | Households | Cooling | Households (cooling) | Energetic | households_cooling_final_demand_electricity | Electricity | EU | Energy demand | 0.19344 | FEC
MT | TYNDP2026 | NT | 2030 | TWh | 344 | Sub_sector | Households | Cooling | Households (cooling) | Energetic | households_cooling_final_demand_hydrogen | Hydrogen | EU | Energy demand | 0 | FEC
MT | TYNDP2026 | NT | 2030 | TWh | 345 | Sub_sector | Households | Cooling | Households (cooling) | Energetic | households_cooling_final_demand_methane | Methane | EU | Energy demand | 0 | FEC
MT | TYNDP2026 | NT | 2030 | TWh | 346 | Sub_sector | Households | Cooling | Households (cooling) | Energetic | households_cooling_final_demand_heat | Heat | EU | Energy demand | 0 | FEC
MT | TYNDP2026 | NT | 2030 | TWh | 347 | Sub_sector | Households | Cooling | Households (cooling) | Energetic | households_cooling_final_demand_biomass | Biomass | EU | Energy demand | 0 | FEC
MT | TYNDP2026 | NT | 2030 | TWh | 348 | Sub_sector | Households | Cooling | Households (cooling) | Energetic | households_cooling_final_demand_coal | Solids | EU | Energy demand | 0 | FEC
MT | TYNDP2026 | NT | 2030 | TWh | 349 | Sub_sector | Households | Cooling | Households (cooling) | Energetic | households_cooling_final_demand_oil | Liquids | EU | Energy demand | 0 | FEC
MT | TYNDP2026 | NT | 2030 | TWh | 350 | Sub_sector | Households | Cooling | Households (cooling) | Energetic | households_cooling_final_demand_other | Others | EU | Energy demand | 0 | FEC
MT | TYNDP2026 | NT | 2030 | TWh | 351 | Sub_sector | Households | Cooling | Households (cooling) | Energetic | households_cooling_final_demand_ammonia | Ammonia | EU | Energy demand | 0 | FEC
MT | TYNDP2026 | NT | 2030 | TWh | 354 | Sub_sector | Households | Hot water | Households (hot water) | Energetic | households_hot_water_final_demand_electricity | Electricity | EU | Energy demand | 0.33781 | FEC
MT | TYNDP2026 | NT | 2030 | TWh | 355 | Sub_sector | Households | Hot water | Households (hot water) | Energetic | households_hot_water_final_demand_hydrogen | Hydrogen | EU | Energy demand | 0 | FEC
MT | TYNDP2026 | NT | 2030 | TWh | 356 | Sub_sector | Households | Hot water | Households (hot water) | Energetic | households_hot_water_final_demand_methane | Methane | EU | Energy demand | 0 | FEC
MT | TYNDP2026 | NT | 2030 | TWh | 357 | Sub_sector | Households | Hot water | Households (hot water) | Energetic | households_hot_water_final_demand_heat | Heat | EU | Energy demand | 0 | FEC
MT | TYNDP2026 | NT | 2030 | TWh | 358 | Sub_sector | Households | Hot water | Households (hot water) | Energetic | households_hot_water_final_demand_biomass | Biomass | EU | Energy demand | 0.030527 | FEC
MT | TYNDP2026 | NT | 2030 | TWh | 359 | Sub_sector | Households | Hot water | Households (hot water) | Energetic | households_hot_water_final_demand_coal | Solids | EU | Energy demand | 0 | FEC
MT | TYNDP2026 | NT | 2030 | TWh | 360 | Sub_sector | Households | Hot water | Households (hot water) | Energetic | households_hot_water_final_demand_oil | Liquids | EU | Energy demand | 0.053009 | FEC
MT | TYNDP2026 | NT | 2030 | TWh | 361 | Sub_sector | Households | Hot water | Households (hot water) | Energetic | households_hot_water_final_demand_other | Others | EU | Energy demand | 0.073034 | FEC
MT | TYNDP2026 | NT | 2030 | TWh | 362 | Sub_sector | Households | Hot water | Households (hot water) | Energetic | households_hot_water_final_demand_ammonia | Ammonia | EU | Energy demand | 0 | FEC
MT | TYNDP2026 | NT | 2030 | TWh | 365 | Sub_sector | Households | Appliances | Households (appliances) | Energetic | households_appliances_final_demand_electricity | Electricity | EU | Energy demand | 0.45903 | FEC
MT | TYNDP2026 | NT | 2030 | TWh | 366 | Sub_sector | Households | Appliances | Households (appliances) | Energetic | households_appliances_final_demand_hydrogen | Hydrogen | EU | Energy demand | 0 | FEC
MT | TYNDP2026 | NT | 2030 | TWh | 367 | Sub_sector | Households | Appliances | Households (appliances) | Energetic | households_appliances_final_demand_methane | Methane | EU | Energy demand | 0.034733 | FEC
MT | TYNDP2026 | NT | 2030 | TWh | 368 | Sub_sector | Households | Appliances | Households (appliances) | Energetic | households_appliances_final_demand_heat | Heat | EU | Energy demand | 0 | FEC
MT | TYNDP2026 | NT | 2030 | TWh | 369 | Sub_sector | Households | Appliances | Households (appliances) | Energetic | households_appliances_final_demand_biomass | Biomass | EU | Energy demand | 0 | FEC
MT | TYNDP2026 | NT | 2030 | TWh | 370 | Sub_sector | Households | Appliances | Households (appliances) | Energetic | households_appliances_final_demand_coal | Solids | EU | Energy demand | 0 | FEC
MT | TYNDP2026 | NT | 2030 | TWh | 371 | Sub_sector | Households | Appliances | Households (appliances) | Energetic | households_appliances_final_demand_oil | Liquids | EU | Energy demand | 0 | FEC
MT | TYNDP2026 | NT | 2030 | TWh | 372 | Sub_sector | Households | Appliances | Households (appliances) | Energetic | households_appliances_final_demand_other | Others | EU | Energy demand | 0 | FEC
MT | TYNDP2026 | NT | 2030 | TWh | 373 | Sub_sector | Households | Appliances | Households (appliances) | Energetic | households_appliances_final_demand_ammonia | Ammonia | EU | Energy demand | 0 | FEC
MT | TYNDP2026 | NT | 2030 | TWh | 375 | Sub_sector | Buildings | Space heating | Buildings (heat) | Energetic | buildings_heat_final_demand_electricity | Electricity | EU | Energy demand | 0.5447 | FEC
MT | TYNDP2026 | NT | 2030 | TWh | 376 | Sub_sector | Buildings | Space heating | Buildings (heat) | Energetic | buildings_heat_final_demand_hydrogen | Hydrogen | EU | Energy demand | 0 | FEC
MT | TYNDP2026 | NT | 2030 | TWh | 377 | Sub_sector | Buildings | Space heating | Buildings (heat) | Energetic | buildings_heat_final_demand_methane | Methane | EU | Energy demand | 0 | FEC
MT | TYNDP2026 | NT | 2030 | TWh | 378 | Sub_sector | Buildings | Space heating | Buildings (heat) | Energetic | buildings_heat_final_demand_heat | Heat | EU | Energy demand | 0 | FEC
MT | TYNDP2026 | NT | 2030 | TWh | 379 | Sub_sector | Buildings | Space heating | Buildings (heat) | Energetic | buildings_heat_final_demand_biomass | Biomass | EU | Energy demand | 0 | FEC
MT | TYNDP2026 | NT | 2030 | TWh | 380 | Sub_sector | Buildings | Space heating | Buildings (heat) | Energetic | buildings_heat_final_demand_coal | Solids | EU | Energy demand | 0 | FEC
MT | TYNDP2026 | NT | 2030 | TWh | 381 | Sub_sector | Buildings | Space heating | Buildings (heat) | Energetic | buildings_heat_final_demand_oil | Liquids | EU | Energy demand | 0.23792 | FEC
MT | TYNDP2026 | NT | 2030 | TWh | 382 | Sub_sector | Buildings | Space heating | Buildings (heat) | Energetic | buildings_heat_final_demand_other | Others | EU | Energy demand | 0 | FEC
MT | TYNDP2026 | NT | 2030 | TWh | 383 | Sub_sector | Buildings | Space heating | Buildings (heat) | Energetic | buildings_heat_final_demand_ammonia | Ammonia | EU | Energy demand | 0 | FEC
MT | TYNDP2026 | NT | 2030 | TWh | 386 | Sub_sector | Buildings | Cooling | Buildings (cooling) | Energetic | buildings_cooling_final_demand_electricity | Electricity | EU | Energy demand | 0.29114 | FEC
MT | TYNDP2026 | NT | 2030 | TWh | 387 | Sub_sector | Buildings | Cooling | Buildings (cooling) | Energetic | buildings_cooling_final_demand_hydrogen | Hydrogen | EU | Energy demand | 0 | FEC
MT | TYNDP2026 | NT | 2030 | TWh | 388 | Sub_sector | Buildings | Cooling | Buildings (cooling) | Energetic | buildings_cooling_final_demand_methane | Methane | EU | Energy demand | 0 | FEC
MT | TYNDP2026 | NT | 2030 | TWh | 389 | Sub_sector | Buildings | Cooling | Buildings (cooling) | Energetic | buildings_cooling_final_demand_heat | Heat | EU | Energy demand | 0 | FEC
MT | TYNDP2026 | NT | 2030 | TWh | 390 | Sub_sector | Buildings | Cooling | Buildings (cooling) | Energetic | buildings_cooling_final_demand_biomass | Biomass | EU | Energy demand | 0 | FEC
MT | TYNDP2026 | NT | 2030 | TWh | 391 | Sub_sector | Buildings | Cooling | Buildings (cooling) | Energetic | buildings_cooling_final_demand_coal | Solids | EU | Energy demand | 0 | FEC
MT | TYNDP2026 | NT | 2030 | TWh | 392 | Sub_sector | Buildings | Cooling | Buildings (cooling) | Energetic | buildings_cooling_final_demand_oil | Liquids | EU | Energy demand | 0 | FEC
MT | TYNDP2026 | NT | 2030 | TWh | 393 | Sub_sector | Buildings | Cooling | Buildings (cooling) | Energetic | buildings_cooling_final_demand_other | Others | EU | Energy demand | 0 | FEC
MT | TYNDP2026 | NT | 2030 | TWh | 394 | Sub_sector | Buildings | Cooling | Buildings (cooling) | Energetic | buildings_cooling_final_demand_ammonia | Ammonia | EU | Energy demand | 0 | FEC
MT | TYNDP2026 | NT | 2030 | TWh | 397 | Sub_sector | Buildings | Appliances | Buildings (appliances) | Energetic | buildings_appliances_final_demand_electricity | Electricity | EU | Energy demand | 0.51706 | FEC
MT | TYNDP2026 | NT | 2030 | TWh | 398 | Sub_sector | Buildings | Appliances | Buildings (appliances) | Energetic | buildings_appliances_final_demand_hydrogen | Hydrogen | EU | Energy demand | 0 | FEC
MT | TYNDP2026 | NT | 2030 | TWh | 399 | Sub_sector | Buildings | Appliances | Buildings (appliances) | Energetic | buildings_appliances_final_demand_methane | Methane | EU | Energy demand | 0.0086859 | FEC
MT | TYNDP2026 | NT | 2030 | TWh | 400 | Sub_sector | Buildings | Appliances | Buildings (appliances) | Energetic | buildings_appliances_final_demand_heat | Heat | EU | Energy demand | 0 | FEC
MT | TYNDP2026 | NT | 2030 | TWh | 401 | Sub_sector | Buildings | Appliances | Buildings (appliances) | Energetic | buildings_appliances_final_demand_biomass | Biomass | EU | Energy demand | 0 | FEC
MT | TYNDP2026 | NT | 2030 | TWh | 402 | Sub_sector | Buildings | Appliances | Buildings (appliances) | Energetic | buildings_appliances_final_demand_coal | Solids | EU | Energy demand | 0 | FEC
MT | TYNDP2026 | NT | 2030 | TWh | 403 | Sub_sector | Buildings | Appliances | Buildings (appliances) | Energetic | buildings_appliances_final_demand_oil | Liquids | EU | Energy demand | 0 | FEC
MT | TYNDP2026 | NT | 2030 | TWh | 404 | Sub_sector | Buildings | Appliances | Buildings (appliances) | Energetic | buildings_appliances_final_demand_other | Others | EU | Energy demand | 0 | FEC
MT | TYNDP2026 | NT | 2030 | TWh | 405 | Sub_sector | Buildings | Appliances | Buildings (appliances) | Energetic | buildings_appliances_final_demand_ammonia | Ammonia | EU | Energy demand | 0 | FEC
MT | TYNDP2026 | NT | 2030 | TWh | 407 | Sub_sector | Buildings | Datacenters | Datacenters & ICT | Energetic | datacentres_final_demand_electricity_energetic | Electricity | EU | Energy demand | 0.019444 | FEC
MT | TYNDP2026 | NT | 2030 | TWh | 408 | Sub_sector | Buildings | Datacenters | Datacenters & ICT | Energetic | datacentres_final_demand_hydrogen_energetic | Hydrogen | EU | Energy demand | 0 | FEC
MT | TYNDP2026 | NT | 2030 | TWh | 409 | Sub_sector | Buildings | Datacenters | Datacenters & ICT | Energetic | datacentres_final_demand_methane_energetic | Methane | EU | Energy demand | 0 | FEC
MT | TYNDP2026 | NT | 2030 | TWh | 410 | Sub_sector | Buildings | Datacenters | Datacenters & ICT | Energetic | datacentres_final_demand_heat_energetic | Heat | EU | Energy demand | 0 | FEC
MT | TYNDP2026 | NT | 2030 | TWh | 411 | Sub_sector | Buildings | Datacenters | Datacenters & ICT | Energetic | datacentres_final_demand_biomass_energetic | Biomass | EU | Energy demand | 0 | FEC
MT | TYNDP2026 | NT | 2030 | TWh | 412 | Sub_sector | Buildings | Datacenters | Datacenters & ICT | Energetic | datacentres_final_demand_coal_energetic | Solids | EU | Energy demand | 0 | FEC
MT | TYNDP2026 | NT | 2030 | TWh | 413 | Sub_sector | Buildings | Datacenters | Datacenters & ICT | Energetic | datacentres_final_demand_oil_energetic | Liquids | EU | Energy demand | 0 | FEC
MT | TYNDP2026 | NT | 2030 | TWh | 414 | Sub_sector | Buildings | Datacenters | Datacenters & ICT | Energetic | datacentres_final_demand_other_energetic | Others | EU | Energy demand | 0 | FEC
MT | TYNDP2026 | NT | 2030 | TWh | 415 | Sub_sector | Buildings | Datacenters | Datacenters & ICT | Energetic | datacentres_final_demand_ammonia_energetic | Ammonia | EU | Energy demand | 0 | FEC
MT | TYNDP2026 | NT | 2030 | TWh | 417 | Sub_sector | Transport | Others_Sector | Others_Sector | Energetic | other_final_demand_electricity_energetic | Electricity | EU | Energy demand | 0.022221 | FEC
MT | TYNDP2026 | NT | 2030 | TWh | 418 | Sub_sector | Transport | Others_Sector | Others_Sector | Energetic | other_final_demand_hydrogen_energetic | Hydrogen | EU | Energy demand | 0 | FEC
MT | TYNDP2026 | NT | 2030 | TWh | 419 | Sub_sector | Transport | Pipeline Transport | Others_Sector | Energetic | other_final_demand_methane_energetic | Methane | EU | Energy demand | 0 | FEC
MT | TYNDP2026 | NT | 2030 | TWh | 420 | Sub_sector | Transport | Others_Sector | Others_Sector | Energetic | other_final_demand_heat_energetic | Heat | EU | Energy demand | 0 | FEC
MT | TYNDP2026 | NT | 2030 | TWh | 421 | Sub_sector | Transport | Others_Sector | Others_Sector | Energetic | other_final_demand_biomass_energetic | Biomass | EU | Energy demand | 0 | FEC
MT | TYNDP2026 | NT | 2030 | TWh | 422 | Sub_sector | Transport | Others_Sector | Others_Sector | Energetic | other_final_demand_coal_energetic | Solids | EU | Energy demand | 0 | FEC
MT | TYNDP2026 | NT | 2030 | TWh | 423 | Sub_sector | Transport | Others_Sector | Others_Sector | Energetic | other_final_demand_oil_energetic | Liquids | EU | Energy demand | 0 | FEC
MT | TYNDP2026 | NT | 2030 | TWh | 424 | Sub_sector | Others_Sector | Others_Sector | Others_Sector | Non-energetic | other_final_demand_oil_non_energetic | Liquids | EU | Energy demand | 0 | not_included_in_FEC
MT | TYNDP2026 | NT | 2030 | TWh | 425 | Sub_sector | Transport | Others_Sector | Others_Sector | Energetic | other_final_demand_other_energetic | Others | EU | Energy demand | 0 | FEC
MT | TYNDP2026 | NT | 2030 | TWh | 426 | Sub_sector | Transport | Others_Sector | Others_Sector | Energetic | other_final_demand_ammonia_energetic | Ammonia | EU | Energy demand | 0 | FEC
MT | TYNDP2026 | NT | 2030 | TWh | 427 | Sub_sector | Industry | Surplus_Heat_in_Industry | Surplus_Heat_in_Industry | Energetic | final_demand_of_industry_unused_local_production_steam_hot_water | Heat | EU | Energy demand | 0 | FEC
MT | TYNDP2026 | NT | 2030 | TWh | 429 | Sub_sector | Agriculture | Total | Agriculture | Energetic | agriculture_final_demand_electricity_energetic | Electricity | EU | Energy demand | 0.0092243 | FEC
MT | TYNDP2026 | NT | 2030 | TWh | 430 | Sub_sector | Agriculture | Total | Agriculture | Energetic | agriculture_final_demand_hydrogen_energetic | Hydrogen | EU | Energy demand | 0 | FEC
MT | TYNDP2026 | NT | 2030 | TWh | 431 | Sub_sector | Agriculture | Total | Agriculture | Energetic | agriculture_final_demand_methane_energetic | Methane | EU | Energy demand | 0 | FEC
MT | TYNDP2026 | NT | 2030 | TWh | 432 | Sub_sector | Agriculture | Total | Agriculture | Energetic | agriculture_final_demand_heat_energetic | Heat | EU | Energy demand | 0 | FEC
MT | TYNDP2026 | NT | 2030 | TWh | 433 | Sub_sector | Agriculture | Total | Agriculture | Energetic | agriculture_final_demand_biomass_energetic | Biomass | EU | Energy demand | 0 | FEC
MT | TYNDP2026 | NT | 2030 | TWh | 434 | Sub_sector | Agriculture | Total | Agriculture | Energetic | agriculture_final_demand_coal_energetic | Solids | EU | Energy demand | 0 | FEC
MT | TYNDP2026 | NT | 2030 | TWh | 435 | Sub_sector | Agriculture | Total | Agriculture | Energetic | agriculture_final_demand_oil_energetic | Liquids | EU | Energy demand | 0.12735 | FEC
MT | TYNDP2026 | NT | 2030 | TWh | 436 | Sub_sector | Agriculture | Total | Agriculture | Energetic | agriculture_final_demand_other_energetic | Others | EU | Energy demand | 0 | FEC
MT | TYNDP2026 | NT | 2030 | TWh | 437 | Sub_sector | Agriculture | Total | Agriculture | Energetic | agriculture_final_demand_ammonia_energetic | Ammonia | EU | Energy demand | 0 | FEC
MT | TYNDP2026 | NT | 2030 | TWh | 447 | Sub_sector | Buildings | Surplus Energy | Buildings | Energetic | GAP | Electricity | EU | Energy demand | 0 | FEC
MT | TYNDP2026 | NT | 2030 | TWh | 448 | Sub_sector | Buildings | Surplus Energy | Buildings | Energetic | GAP | Hydrogen | EU | Energy demand | 0 | FEC
MT | TYNDP2026 | NT | 2030 | TWh | 449 | Sub_sector | Buildings | Surplus Energy | Buildings | Energetic | GAP | Methane | EU | Energy demand | 0 | FEC
MT | TYNDP2026 | NT | 2030 | TWh | 450 | Sub_sector | Buildings | Surplus Energy | Buildings | Energetic | GAP | Heat | EU | Energy demand | 0 | FEC
MT | TYNDP2026 | NT | 2030 | TWh | 451 | Sub_sector | Buildings | Surplus Energy | Buildings | Energetic | GAP | Biomass | EU | Energy demand | 0 | FEC
MT | TYNDP2026 | NT | 2030 | TWh | 452 | Sub_sector | Buildings | Surplus Energy | Buildings | Energetic | GAP | Solids | EU | Energy demand | 0 | FEC
MT | TYNDP2026 | NT | 2030 | TWh | 453 | Sub_sector | Buildings | Surplus Energy | Buildings | Energetic | GAP | Liquids | EU | Energy demand | 0.0034801 | FEC
MT | TYNDP2026 | NT | 2030 | TWh | 454 | Sub_sector | Buildings | Surplus Energy | Buildings | Energetic | GAP | Others | EU | Energy demand | 0 | FEC
MT | TYNDP2026 | NT | 2030 | TWh | 455 | Sub_sector | Buildings | Surplus Energy | Buildings | Energetic | GAP | Ammonia | EU | Energy demand | 0 | FEC
MT | TYNDP2026 | NT | 2030 | TWh | 456 | Sub_sector | Households | Surplus Energy | Households | Energetic | GAP | Electricity | EU | Energy demand | 0 | FEC
MT | TYNDP2026 | NT | 2030 | TWh | 457 | Sub_sector | Households | Surplus Energy | Households | Energetic | GAP | Hydrogen | EU | Energy demand | 0 | FEC
MT | TYNDP2026 | NT | 2030 | TWh | 458 | Sub_sector | Households | Surplus Energy | Households | Energetic | GAP | Methane | EU | Energy demand | 0 | FEC
MT | TYNDP2026 | NT | 2030 | TWh | 459 | Sub_sector | Households | Surplus Energy | Households | Energetic | GAP | Heat | EU | Energy demand | 0 | FEC
MT | TYNDP2026 | NT | 2030 | TWh | 460 | Sub_sector | Households | Surplus Energy | Households | Energetic | GAP | Biomass | EU | Energy demand | 0 | FEC
MT | TYNDP2026 | NT | 2030 | TWh | 461 | Sub_sector | Households | Surplus Energy | Households | Energetic | GAP | Solids | EU | Energy demand | 0 | FEC
MT | TYNDP2026 | NT | 2030 | TWh | 462 | Sub_sector | Households | Surplus Energy | Households | Energetic | GAP | Liquids | EU | Energy demand | 0 | FEC
MT | TYNDP2026 | NT | 2030 | TWh | 463 | Sub_sector | Households | Surplus Energy | Households | Energetic | GAP | Others | EU | Energy demand | 0 | FEC
MT | TYNDP2026 | NT | 2030 | TWh | 464 | Sub_sector | Households | Surplus Energy | Households | Energetic | GAP | Ammonia | EU | Energy demand | 0 | FEC
MT | TYNDP2026 | NT | 2035 | TWh | 102 | Sub_sector | Industry | Aluminium | Industry (aluminium) | Energetic | industry_aluminium_demand_electricity_energetic | Electricity | EU | Energy demand | 0 | FEC
MT | TYNDP2026 | NT | 2035 | TWh | 103 | Sub_sector | Industry | Aluminium | Industry (aluminium) | Energetic | industry_aluminium_demand_hydrogen_energetic | Hydrogen | EU | Energy demand | 0 | FEC
MT | TYNDP2026 | NT | 2035 | TWh | 104 | Sub_sector | Industry | Aluminium | Industry (aluminium) | Energetic | industry_aluminium_demand_methane_energetic | Methane | EU | Energy demand | 0 | FEC
MT | TYNDP2026 | NT | 2035 | TWh | 105 | Sub_sector | Industry | Aluminium | Industry (aluminium) | Energetic | industry_aluminium_demand_heat_energetic | Heat | EU | Energy demand | 0 | FEC
MT | TYNDP2026 | NT | 2035 | TWh | 106 | Sub_sector | Industry | Aluminium | Industry (aluminium) | Energetic | industry_aluminium_demand_biomass_energetic | Biomass | EU | Energy demand | 0 | FEC
MT | TYNDP2026 | NT | 2035 | TWh | 107 | Sub_sector | Industry | Aluminium | Industry (aluminium) | Energetic | industry_aluminium_demand_coal_energetic | Solids | EU | Energy demand | 0 | FEC
MT | TYNDP2026 | NT | 2035 | TWh | 108 | Sub_sector | Industry | Aluminium | Industry (aluminium) | Energetic | industry_aluminium_demand_oil_energetic | Liquids | EU | Energy demand | 0 | FEC
MT | TYNDP2026 | NT | 2035 | TWh | 109 | Sub_sector | Industry | Aluminium | Industry (aluminium) | Energetic | industry_aluminium_demand_others_energetic | Others | EU | Energy demand | 0 | FEC
MT | TYNDP2026 | NT | 2035 | TWh | 110 | Sub_sector | Industry | Aluminium | Industry (aluminium) | Energetic | industry_ammonia_demand_others_energetic | Ammonia | EU | Energy demand | 0 | FEC
MT | TYNDP2026 | NT | 2035 | TWh | 112 | Sub_sector | Industry | Chemicals | Industry (chemicals, energetic) | Energetic | industry_chemical_demand_electricity_energetic | Electricity | EU | Energy demand | 0.052702 | FEC
MT | TYNDP2026 | NT | 2035 | TWh | 113 | Sub_sector | Industry | Chemicals | Industry (chemicals, energetic) | Energetic | industry_chemical_demand_hydrogen_energetic | Hydrogen | EU | Energy demand | 0 | FEC
MT | TYNDP2026 | NT | 2035 | TWh | 114 | Sub_sector | Industry | Chemicals | Industry (chemicals, energetic) | Energetic | industry_chemical_demand_methane_energetic | Methane | EU | Energy demand | 0 | FEC
MT | TYNDP2026 | NT | 2035 | TWh | 115 | Sub_sector | Industry | Chemicals | Industry (chemicals, energetic) | Energetic | industry_chemical_demand_heat_energetic | Heat | EU | Energy demand | 0 | FEC
MT | TYNDP2026 | NT | 2035 | TWh | 116 | Sub_sector | Industry | Chemicals | Industry (chemicals, energetic) | Energetic | industry_chemical_demand_biomass_energetic | Biomass | EU | Energy demand | 0 | FEC
MT | TYNDP2026 | NT | 2035 | TWh | 117 | Sub_sector | Industry | Chemicals | Industry (chemicals, energetic) | Energetic | industry_chemical_demand_coal_energetic | Solids | EU | Energy demand | 0 | FEC
MT | TYNDP2026 | NT | 2035 | TWh | 118 | Sub_sector | Industry | Chemicals | Industry (chemicals, energetic) | Energetic | industry_chemical_demand_oil_energetic | Liquids | EU | Energy demand | 0 | FEC
MT | TYNDP2026 | NT | 2035 | TWh | 119 | Sub_sector | Industry | Chemicals | Industry (chemicals, energetic) | Energetic | industry_chemical_demand_others_energetic | Others | EU | Energy demand | 0 | FEC
MT | TYNDP2026 | NT | 2035 | TWh | 120 | Sub_sector | Industry | Chemicals | Industry (chemicals, energetic) | Energetic | industry_chemical_demand_ammonia_energetic | Ammonia | EU | Energy demand | 0 | FEC
MT | TYNDP2026 | NT | 2035 | TWh | 122 | Sub_sector | Industry | Chemicals | Industry (chemicals, non-energetic) | Non-energetic | industry_chemical_demand_electricity_non_energetic | Electricity | EU | Energy demand | 0 | not_included_in_FEC
MT | TYNDP2026 | NT | 2035 | TWh | 123 | Sub_sector | Industry | Chemicals | Industry (chemicals, non-energetic) | Non-energetic | industry_chemical_demand_hydrogen_non_energetic | Hydrogen | EU | Energy demand | 0 | not_included_in_FEC
MT | TYNDP2026 | NT | 2035 | TWh | 124 | Sub_sector | Industry | Chemicals | Industry (chemicals, non-energetic) | Non-energetic | industry_chemical_demand_methane_non_energetic | Methane | EU | Energy demand | 0 | not_included_in_FEC
MT | TYNDP2026 | NT | 2035 | TWh | 125 | Sub_sector | Industry | Chemicals | Industry (chemicals, non-energetic) | Non-energetic | industry_chemical_demand_heat_non_energetic | Heat | EU | Energy demand | 0 | not_included_in_FEC
MT | TYNDP2026 | NT | 2035 | TWh | 126 | Sub_sector | Industry | Chemicals | Industry (chemicals, non-energetic) | Non-energetic | industry_chemical_demand_biomass_non_energetic | Biomass | EU | Energy demand | 0 | not_included_in_FEC
MT | TYNDP2026 | NT | 2035 | TWh | 127 | Sub_sector | Industry | Chemicals | Industry (chemicals, non-energetic) | Non-energetic | industry_chemical_demand_coal_non_energetic | Solids | EU | Energy demand | 0 | not_included_in_FEC
MT | TYNDP2026 | NT | 2035 | TWh | 128 | Sub_sector | Industry | Chemicals | Industry (chemicals, non-energetic) | Non-energetic | industry_chemical_demand_oil_non_energetic | Liquids | EU | Energy demand | 0 | not_included_in_FEC
MT | TYNDP2026 | NT | 2035 | TWh | 129 | Sub_sector | Industry | Chemicals | Industry (chemicals, non-energetic) | Non-energetic | industry_chemical_demand_others_non_energetic | Others | EU | Energy demand | 0 | not_included_in_FEC
MT | TYNDP2026 | NT | 2035 | TWh | 130 | Sub_sector | Industry | Chemicals | Industry (chemicals, non-energetic) | Non-energetic | industry_chemical_demand_ammonia_non_energetic | Ammonia | EU | Energy demand | 0 | not_included_in_FEC
MT | TYNDP2026 | NT | 2035 | TWh | 132 | Sub_sector | Industry | Fertilizers | Industry (fertilizers, energetic) | Energetic | industry_fertilizers_demand_electricity_energetic | Electricity | EU | Energy demand | 0 | FEC
MT | TYNDP2026 | NT | 2035 | TWh | 133 | Sub_sector | Industry | Fertilizers | Industry (fertilizers, energetic) | Energetic | industry_fertilizers_demand_hydrogen_energetic | Hydrogen | EU | Energy demand | 0 | FEC
MT | TYNDP2026 | NT | 2035 | TWh | 134 | Sub_sector | Industry | Fertilizers | Industry (fertilizers, energetic) | Energetic | industry_fertilizers_demand_methane_energetic | Methane | EU | Energy demand | 0 | FEC
MT | TYNDP2026 | NT | 2035 | TWh | 135 | Sub_sector | Industry | Fertilizers | Industry (fertilizers, energetic) | Energetic | industry_fertilizers_demand_heat_energetic | Heat | EU | Energy demand | 0 | FEC
MT | TYNDP2026 | NT | 2035 | TWh | 136 | Sub_sector | Industry | Fertilizers | Industry (fertilizers, energetic) | Energetic | industry_fertilizers_demand_biomass_energetic | Biomass | EU | Energy demand | 0 | FEC
MT | TYNDP2026 | NT | 2035 | TWh | 137 | Sub_sector | Industry | Fertilizers | Industry (fertilizers, energetic) | Energetic | industry_fertilizers_demand_coal_energetic | Solids | EU | Energy demand | 0 | FEC
MT | TYNDP2026 | NT | 2035 | TWh | 138 | Sub_sector | Industry | Fertilizers | Industry (fertilizers, energetic) | Energetic | industry_fertilizers_demand_oil_energetic | Liquids | EU | Energy demand | 0 | FEC
MT | TYNDP2026 | NT | 2035 | TWh | 139 | Sub_sector | Industry | Fertilizers | Industry (fertilizers, energetic) | Energetic | industry_fertilizers_demand_others_energetic | Others | EU | Energy demand | 0 | FEC
MT | TYNDP2026 | NT | 2035 | TWh | 140 | Sub_sector | Industry | Fertilizers | Industry (fertilizers, energetic) | Energetic | industry_fertilizers_demand_ammonia_energetic | Ammonia | EU | Energy demand | 0 | FEC
MT | TYNDP2026 | NT | 2035 | TWh | 142 | Sub_sector | Industry | Fertilizers | Industry (fertilizers, non-energetic) | Non-energetic | industry_fertilizers_demand_electricity_non_energetic | Electricity | EU | Energy demand | 0 | not_included_in_FEC
MT | TYNDP2026 | NT | 2035 | TWh | 143 | Sub_sector | Industry | Fertilizers | Industry (fertilizers, non-energetic) | Non-energetic | industry_fertilizers_demand_hydrogen_non_energetic | Hydrogen | EU | Energy demand | 0 | not_included_in_FEC
MT | TYNDP2026 | NT | 2035 | TWh | 144 | Sub_sector | Industry | Fertilizers | Industry (fertilizers, non-energetic) | Non-energetic | industry_fertilizers_demand_methane_non_energetic | Methane | EU | Energy demand | 0 | not_included_in_FEC
MT | TYNDP2026 | NT | 2035 | TWh | 145 | Sub_sector | Industry | Fertilizers | Industry (fertilizers, non-energetic) | Non-energetic | industry_fertilizers_demand_heat_non_energetic | Heat | EU | Energy demand | 0 | not_included_in_FEC
MT | TYNDP2026 | NT | 2035 | TWh | 146 | Sub_sector | Industry | Fertilizers | Industry (fertilizers, non-energetic) | Non-energetic | industry_fertilizers_demand_biomass_non_energetic | Biomass | EU | Energy demand | 0 | not_included_in_FEC
MT | TYNDP2026 | NT | 2035 | TWh | 147 | Sub_sector | Industry | Fertilizers | Industry (fertilizers, non-energetic) | Non-energetic | industry_fertilizers_demand_coal_non_energetic | Solids | EU | Energy demand | 0 | not_included_in_FEC
MT | TYNDP2026 | NT | 2035 | TWh | 148 | Sub_sector | Industry | Fertilizers | Industry (fertilizers, non-energetic) | Non-energetic | industry_fertilizers_demand_oil_non_energetic | Liquids | EU | Energy demand | 0 | not_included_in_FEC
MT | TYNDP2026 | NT | 2035 | TWh | 149 | Sub_sector | Industry | Fertilizers | Industry (fertilizers, non-energetic) | Non-energetic | industry_fertilizers_demand_others_non_energetic | Others | EU | Energy demand | 0 | not_included_in_FEC
MT | TYNDP2026 | NT | 2035 | TWh | 150 | Sub_sector | Industry | Fertilizers | Industry (fertilizers, non-energetic) | Non-energetic | industry_fertilizers_demand_ammonia_non_energetic | Ammonia | EU | Energy demand | 0 | not_included_in_FEC
MT | TYNDP2026 | NT | 2035 | TWh | 152 | Sub_sector | Industry | Food | Industry (food) | Energetic | industry_food_demand_electricity_energetic | Electricity | EU | Energy demand | 0.089297 | FEC
MT | TYNDP2026 | NT | 2035 | TWh | 153 | Sub_sector | Industry | Food | Industry (food) | Energetic | industry_food_demand_hydrogen_energetic | Hydrogen | EU | Energy demand | 0 | FEC
MT | TYNDP2026 | NT | 2035 | TWh | 154 | Sub_sector | Industry | Food | Industry (food) | Energetic | industry_food_demand_methane_energetic | Methane | EU | Energy demand | 0 | FEC
MT | TYNDP2026 | NT | 2035 | TWh | 155 | Sub_sector | Industry | Food | Industry (food) | Energetic | industry_food_demand_heat_energetic | Heat | EU | Energy demand | 0 | FEC
MT | TYNDP2026 | NT | 2035 | TWh | 156 | Sub_sector | Industry | Food | Industry (food) | Energetic | industry_food_demand_biomass_energetic | Biomass | EU | Energy demand | 0 | FEC
MT | TYNDP2026 | NT | 2035 | TWh | 157 | Sub_sector | Industry | Food | Industry (food) | Energetic | industry_food_demand_coal_energetic | Solids | EU | Energy demand | 0 | FEC
MT | TYNDP2026 | NT | 2035 | TWh | 158 | Sub_sector | Industry | Food | Industry (food) | Energetic | industry_food_demand_oil_energetic | Liquids | EU | Energy demand | 0 | FEC
MT | TYNDP2026 | NT | 2035 | TWh | 159 | Sub_sector | Industry | Food | Industry (food) | Energetic | industry_food_demand_others_energetic | Others | EU | Energy demand | 0 | FEC
MT | TYNDP2026 | NT | 2035 | TWh | 160 | Sub_sector | Industry | Food | Industry (food) | Energetic | industry_food_demand_ammonia_energetic | Ammonia | EU | Energy demand | 0 | FEC
MT | TYNDP2026 | NT | 2035 | TWh | 162 | Sub_sector | Industry | Metals | Industry (metal) | Energetic | industry_metal_demand_electricity_energetic | Electricity | EU | Energy demand | 0 | FEC
MT | TYNDP2026 | NT | 2035 | TWh | 163 | Sub_sector | Industry | Metals | Industry (metal) | Energetic | industry_metal_demand_hydrogen_energetic | Hydrogen | EU | Energy demand | 0 | FEC
MT | TYNDP2026 | NT | 2035 | TWh | 164 | Sub_sector | Industry | Metals | Industry (metal) | Energetic | industry_metal_demand_methane_energetic | Methane | EU | Energy demand | 0 | FEC
MT | TYNDP2026 | NT | 2035 | TWh | 165 | Sub_sector | Industry | Metals | Industry (metal) | Energetic | industry_metal_demand_heat_energetic | Heat | EU | Energy demand | 0 | FEC
MT | TYNDP2026 | NT | 2035 | TWh | 166 | Sub_sector | Industry | Metals | Industry (metal) | Energetic | industry_metal_demand_biomass_energetic | Biomass | EU | Energy demand | 0 | FEC
MT | TYNDP2026 | NT | 2035 | TWh | 167 | Sub_sector | Industry | Metals | Industry (metal) | Energetic | industry_metal_demand_coal_energetic | Solids | EU | Energy demand | 0 | FEC
MT | TYNDP2026 | NT | 2035 | TWh | 168 | Sub_sector | Industry | Metals | Industry (metal) | Energetic | industry_metal_demand_oil_energetic | Liquids | EU | Energy demand | 0 | FEC
MT | TYNDP2026 | NT | 2035 | TWh | 169 | Sub_sector | Industry | Metals | Industry (metal) | Energetic | industry_metal_demand_others_energetic | Others | EU | Energy demand | 0 | FEC
MT | TYNDP2026 | NT | 2035 | TWh | 170 | Sub_sector | Industry | Metals | Industry (metal) | Energetic | industry_metal_demand_ammonia_energetic | Ammonia | EU | Energy demand | 0 | FEC
MT | TYNDP2026 | NT | 2035 | TWh | 172 | Sub_sector | Industry | Others | Industry (other, energetic) | Energetic | industry_other_demand_electricity_energetic | Electricity | EU | Energy demand | 0.42509 | FEC
MT | TYNDP2026 | NT | 2035 | TWh | 173 | Sub_sector | Industry | Others | Industry (other, energetic) | Energetic | industry_other_demand_hydrogen_energetic | Hydrogen | EU | Energy demand | 0 | FEC
MT | TYNDP2026 | NT | 2035 | TWh | 174 | Sub_sector | Industry | Others | Industry (other, energetic) | Energetic | industry_other_demand_methane_energetic | Methane | EU | Energy demand | 0 | FEC
MT | TYNDP2026 | NT | 2035 | TWh | 175 | Sub_sector | Industry | Others | Industry (other, energetic) | Energetic | industry_other_demand_heat_energetic | Heat | EU | Energy demand | 0 | FEC
MT | TYNDP2026 | NT | 2035 | TWh | 176 | Sub_sector | Industry | Others | Industry (other, energetic) | Energetic | industry_other_demand_biomass_energetic | Biomass | EU | Energy demand | 0 | FEC
MT | TYNDP2026 | NT | 2035 | TWh | 177 | Sub_sector | Industry | Others | Industry (other, energetic) | Energetic | industry_other_demand_coal_energetic | Solids | EU | Energy demand | 0 | FEC
MT | TYNDP2026 | NT | 2035 | TWh | 178 | Sub_sector | Industry | Others | Industry (other, energetic) | Energetic | industry_other_demand_oil_energetic | Liquids | EU | Energy demand | 0.37697 | FEC
MT | TYNDP2026 | NT | 2035 | TWh | 179 | Sub_sector | Industry | Others | Industry (other, energetic) | Energetic | industry_other_demand_others_energetic | Others | EU | Energy demand | 0 | FEC
MT | TYNDP2026 | NT | 2035 | TWh | 180 | Sub_sector | Industry | Others | Industry (other, energetic) | Energetic | industry_other_demand_ammonia_energetic | Ammonia | EU | Energy demand | 0 | FEC
MT | TYNDP2026 | NT | 2035 | TWh | 182 | Sub_sector | Industry | Others | Industry (other, non-energetic) | Non-energetic | industry_other_demand_electricity_non_energetic | Electricity | EU | Energy demand | 0 | not_included_in_FEC
MT | TYNDP2026 | NT | 2035 | TWh | 183 | Sub_sector | Industry | Others | Industry (other, non-energetic) | Non-energetic | industry_other_demand_hydrogen_non_energetic | Hydrogen | EU | Energy demand | 0 | not_included_in_FEC
MT | TYNDP2026 | NT | 2035 | TWh | 184 | Sub_sector | Industry | Others | Industry (other, non-energetic) | Non-energetic | industry_other_demand_methane_non_energetic | Methane | EU | Energy demand | 0 | not_included_in_FEC
MT | TYNDP2026 | NT | 2035 | TWh | 185 | Sub_sector | Industry | Others | Industry (other, non-energetic) | Non-energetic | industry_other_demand_heat_non_energetic | Heat | EU | Energy demand | 0 | not_included_in_FEC
MT | TYNDP2026 | NT | 2035 | TWh | 186 | Sub_sector | Industry | Others | Industry (other, non-energetic) | Non-energetic | industry_other_demand_biomass_non_energetic | Biomass | EU | Energy demand | 0 | not_included_in_FEC
MT | TYNDP2026 | NT | 2035 | TWh | 187 | Sub_sector | Industry | Others | Industry (other, non-energetic) | Non-energetic | industry_other_demand_coal_non_energetic | Solids | EU | Energy demand | 0 | not_included_in_FEC
MT | TYNDP2026 | NT | 2035 | TWh | 188 | Sub_sector | Industry | Others | Industry (other, non-energetic) | Non-energetic | industry_other_demand_oil_non_energetic | Liquids | EU | Energy demand | 0.18067 | not_included_in_FEC
MT | TYNDP2026 | NT | 2035 | TWh | 189 | Sub_sector | Industry | Others | Industry (other, non-energetic) | Non-energetic | industry_other_demand_others_non_energetic | Others | EU | Energy demand | 0 | not_included_in_FEC
MT | TYNDP2026 | NT | 2035 | TWh | 190 | Sub_sector | Industry | Others | Industry (other, non-energetic) | Non-energetic | industry_other_demand_ammonia_non_energetic | Ammonia | EU | Energy demand | 0 | not_included_in_FEC
MT | TYNDP2026 | NT | 2035 | TWh | 192 | Sub_sector | Industry | Paper | Industry (paper) | Energetic | industry_paper_demand_electricity_energetic | Electricity | EU | Energy demand | 0.056516 | FEC
MT | TYNDP2026 | NT | 2035 | TWh | 193 | Sub_sector | Industry | Paper | Industry (paper) | Energetic | industry_paper_demand_hydrogen_energetic | Hydrogen | EU | Energy demand | 0 | FEC
MT | TYNDP2026 | NT | 2035 | TWh | 194 | Sub_sector | Industry | Paper | Industry (paper) | Energetic | industry_paper_demand_methane_energetic | Methane | EU | Energy demand | 0 | FEC
MT | TYNDP2026 | NT | 2035 | TWh | 195 | Sub_sector | Industry | Paper | Industry (paper) | Energetic | industry_paper_demand_heat_energetic | Heat | EU | Energy demand | 0 | FEC
MT | TYNDP2026 | NT | 2035 | TWh | 196 | Sub_sector | Industry | Paper | Industry (paper) | Energetic | industry_paper_demand_biomass_energetic | Biomass | EU | Energy demand | 0 | FEC
MT | TYNDP2026 | NT | 2035 | TWh | 197 | Sub_sector | Industry | Paper | Industry (paper) | Energetic | industry_paper_demand_coal_energetic | Solids | EU | Energy demand | 0 | FEC
MT | TYNDP2026 | NT | 2035 | TWh | 198 | Sub_sector | Industry | Paper | Industry (paper) | Energetic | industry_paper_demand_oil_energetic | Liquids | EU | Energy demand | 0 | FEC
MT | TYNDP2026 | NT | 2035 | TWh | 199 | Sub_sector | Industry | Paper | Industry (paper) | Energetic | industry_paper_demand_others_energetic | Others | EU | Energy demand | 0 | FEC
MT | TYNDP2026 | NT | 2035 | TWh | 200 | Sub_sector | Industry | Paper | Industry (paper) | Energetic | industry_paper_demand_ammonia_energetic | Ammonia | EU | Energy demand | 0 | FEC
MT | TYNDP2026 | NT | 2035 | TWh | 202 | Sub_sector | Industry | Refineries | Industry (refineries, energetic) | Energetic | industry_refinery_demand_electricity_energetic | Electricity | EU | Energy demand | 0 | not_included_in_FEC
MT | TYNDP2026 | NT | 2035 | TWh | 203 | Sub_sector | Industry | Refineries | Industry (refineries, energetic) | Energetic | industry_refinery_demand_hydrogen_energetic | Hydrogen | EU | Energy demand | 0 | not_included_in_FEC
MT | TYNDP2026 | NT | 2035 | TWh | 204 | Sub_sector | Industry | Refineries | Industry (refineries, energetic) | Energetic | industry_refinery_demand_methane_energetic | Methane | EU | Energy demand | 0 | not_included_in_FEC
MT | TYNDP2026 | NT | 2035 | TWh | 205 | Sub_sector | Industry | Refineries | Industry (refineries, energetic) | Energetic | industry_refinery_demand_heat_energetic | Heat | EU | Energy demand | 0 | not_included_in_FEC
MT | TYNDP2026 | NT | 2035 | TWh | 206 | Sub_sector | Industry | Refineries | Industry (refineries, energetic) | Energetic | industry_refinery_demand_biomass_energetic | Biomass | EU | Energy demand | 0 | not_included_in_FEC
MT | TYNDP2026 | NT | 2035 | TWh | 207 | Sub_sector | Industry | Refineries | Industry (refineries, energetic) | Energetic | industry_refinery_demand_coal_energetic | Solids | EU | Energy demand | 0 | not_included_in_FEC
MT | TYNDP2026 | NT | 2035 | TWh | 208 | Sub_sector | Industry | Refineries | Industry (refineries, energetic) | Energetic | industry_refinery_demand_oil_energetic | Liquids | EU | Energy demand | 0 | not_included_in_FEC
MT | TYNDP2026 | NT | 2035 | TWh | 209 | Sub_sector | Industry | Refineries | Industry (refineries, energetic) | Energetic | industry_refinery_demand_others_energetic | Others | EU | Energy demand | 0 | not_included_in_FEC
MT | TYNDP2026 | NT | 2035 | TWh | 210 | Sub_sector | Industry | Refineries | Industry (refineries, energetic) | Energetic | industry_refinery_demand_ammonia_energetic | Ammonia | EU | Energy demand | 0 | not_included_in_FEC
MT | TYNDP2026 | NT | 2035 | TWh | 212 | Sub_sector | Industry | Refineries | Industry (refineries, non-energetic) | Non-energetic | industry_refinery_demand_electricity_non_energetic | Electricity | EU | Energy demand | 0 | not_included_in_FEC
MT | TYNDP2026 | NT | 2035 | TWh | 213 | Sub_sector | Industry | Refineries | Industry (refineries, non-energetic) | Non-energetic | industry_refinery_demand_hydrogen_non_energetic | Hydrogen | EU | Energy demand | 0 | not_included_in_FEC
MT | TYNDP2026 | NT | 2035 | TWh | 214 | Sub_sector | Industry | Refineries | Industry (refineries, non-energetic) | Non-energetic | industry_refinery_demand_methane_non_energetic | Methane | EU | Energy demand | 0 | not_included_in_FEC
MT | TYNDP2026 | NT | 2035 | TWh | 215 | Sub_sector | Industry | Refineries | Industry (refineries, non-energetic) | Non-energetic | industry_refinery_demand_heat_non_energetic | Heat | EU | Energy demand | 0 | not_included_in_FEC
MT | TYNDP2026 | NT | 2035 | TWh | 216 | Sub_sector | Industry | Refineries | Industry (refineries, non-energetic) | Non-energetic | industry_refinery_demand_biomass_non_energetic | Biomass | EU | Energy demand | 0 | not_included_in_FEC
MT | TYNDP2026 | NT | 2035 | TWh | 217 | Sub_sector | Industry | Refineries | Industry (refineries, non-energetic) | Non-energetic | industry_refinery_demand_coal_non_energetic | Solids | EU | Energy demand | 0 | not_included_in_FEC
MT | TYNDP2026 | NT | 2035 | TWh | 218 | Sub_sector | Industry | Refineries | Industry (refineries, non-energetic) | Non-energetic | industry_refinery_demand_oil_non_energetic | Liquids | EU | Energy demand | 0 | not_included_in_FEC
MT | TYNDP2026 | NT | 2035 | TWh | 219 | Sub_sector | Industry | Refineries | Industry (refineries, non-energetic) | Non-energetic | industry_refinery_demand_others_non_energetic | Others | EU | Energy demand | 0 | not_included_in_FEC
MT | TYNDP2026 | NT | 2035 | TWh | 220 | Sub_sector | Industry | Refineries | Industry (refineries, non-energetic) | Non-energetic | industry_refinery_demand_ammonia_non_energetic | Ammonia | EU | Energy demand | 0 | not_included_in_FEC
MT | TYNDP2026 | NT | 2035 | TWh | 222 | Sub_sector | Industry | Steel | Industry (steel) | Energetic | industry_steel_demand_electricity_energetic | Electricity | EU | Energy demand | 0 | FEC
MT | TYNDP2026 | NT | 2035 | TWh | 223 | Sub_sector | Industry | Steel | Industry (steel) | Energetic | industry_steel_demand_hydrogen_energetic | Hydrogen | EU | Energy demand | 0 | FEC
MT | TYNDP2026 | NT | 2035 | TWh | 224 | Sub_sector | Industry | Steel | Industry (steel) | Energetic | industry_steel_demand_methane_energetic | Methane | EU | Energy demand | 0 | FEC
MT | TYNDP2026 | NT | 2035 | TWh | 225 | Sub_sector | Industry | Steel | Industry (steel) | Energetic | industry_steel_demand_heat_energetic | Heat | EU | Energy demand | 0 | FEC
MT | TYNDP2026 | NT | 2035 | TWh | 226 | Sub_sector | Industry | Steel | Industry (steel) | Energetic | industry_steel_demand_biomass_energetic | Biomass | EU | Energy demand | 0 | FEC
MT | TYNDP2026 | NT | 2035 | TWh | 227 | Sub_sector | Industry | Steel | Industry (steel) | Energetic | industry_steel_demand_coal_energetic | Solids | EU | Energy demand | 0 | FEC
MT | TYNDP2026 | NT | 2035 | TWh | 228 | Sub_sector | Industry | Steel | Industry (steel) | Energetic | industry_steel_demand_oil_energetic | Liquids | EU | Energy demand | 0 | FEC
MT | TYNDP2026 | NT | 2035 | TWh | 229 | Sub_sector | Industry | Steel | Industry (steel) | Energetic | industry_steel_demand_others_energetic | Others | EU | Energy demand | 0 | FEC
MT | TYNDP2026 | NT | 2035 | TWh | 230 | Sub_sector | Industry | Steel | Industry (steel) | Energetic | industry_steel_demand_ammonia_energetic | Ammonia | EU | Energy demand | 0 | FEC
MT | TYNDP2026 | NT | 2035 | TWh | 232 | Sub_sector | Transport | Cars | Transport (cars) | Energetic | transport_cars_final_demand_electricity | Electricity | EU | Energy demand | 0.14839 | FEC
MT | TYNDP2026 | NT | 2035 | TWh | 233 | Sub_sector | Transport | Cars | Transport (cars) | Energetic | transport_cars_final_demand_hydrogen | Hydrogen | EU | Energy demand | 0 | FEC
MT | TYNDP2026 | NT | 2035 | TWh | 234 | Sub_sector | Transport | Cars | Transport (cars) | Energetic | transport_cars_final_demand_methane | Methane | EU | Energy demand | 0 | FEC
MT | TYNDP2026 | NT | 2035 | TWh | 235 | Sub_sector | Transport | Cars | Transport (cars) | Energetic | transport_cars_final_demand_heat | Heat | EU | Energy demand | 0 | FEC
MT | TYNDP2026 | NT | 2035 | TWh | 236 | Sub_sector | Transport | Cars | Transport (cars) | Energetic | transport_cars_final_demand_biomass | Biomass | EU | Energy demand | 0 | FEC
MT | TYNDP2026 | NT | 2035 | TWh | 237 | Sub_sector | Transport | Cars | Transport (cars) | Energetic | transport_cars_final_demand_coal | Solids | EU | Energy demand | 0 | FEC
MT | TYNDP2026 | NT | 2035 | TWh | 238 | Sub_sector | Transport | Cars | Transport (cars) | Energetic | transport_cars_final_demand_oil | Liquids | EU | Energy demand | 0.98833 | FEC
MT | TYNDP2026 | NT | 2035 | TWh | 239 | Sub_sector | Transport | Cars | Transport (cars) | Energetic | transport_cars_final_demand_other | Others | EU | Energy demand | 0 | FEC
MT | TYNDP2026 | NT | 2035 | TWh | 240 | Sub_sector | Transport | Cars | Transport (cars) | Energetic | transport_cars_final_demand_ammonia | Ammonia | EU | Energy demand | 0 | FEC
MT | TYNDP2026 | NT | 2035 | TWh | 242 | Sub_sector | Transport | Busses | Transport (busses) | Energetic | transport_busses_final_demand_electricity | Electricity | EU | Energy demand | 0.027929 | FEC
MT | TYNDP2026 | NT | 2035 | TWh | 243 | Sub_sector | Transport | Busses | Transport (busses) | Energetic | transport_busses_final_demand_hydrogen | Hydrogen | EU | Energy demand | 0 | FEC
MT | TYNDP2026 | NT | 2035 | TWh | 244 | Sub_sector | Transport | Busses | Transport (busses) | Energetic | transport_busses_final_demand_methane | Methane | EU | Energy demand | 0 | FEC
MT | TYNDP2026 | NT | 2035 | TWh | 245 | Sub_sector | Transport | Busses | Transport (busses) | Energetic | transport_busses_final_demand_heat | Heat | EU | Energy demand | 0 | FEC
MT | TYNDP2026 | NT | 2035 | TWh | 246 | Sub_sector | Transport | Busses | Transport (busses) | Energetic | transport_busses_final_demand_biomass | Biomass | EU | Energy demand | 0 | FEC
MT | TYNDP2026 | NT | 2035 | TWh | 247 | Sub_sector | Transport | Busses | Transport (busses) | Energetic | transport_busses_final_demand_coal | Solids | EU | Energy demand | 0 | FEC
MT | TYNDP2026 | NT | 2035 | TWh | 248 | Sub_sector | Transport | Busses | Transport (busses) | Energetic | transport_busses_final_demand_oil | Liquids | EU | Energy demand | 0.34964 | FEC
MT | TYNDP2026 | NT | 2035 | TWh | 249 | Sub_sector | Transport | Busses | Transport (busses) | Energetic | transport_busses_final_demand_other | Others | EU | Energy demand | 0 | FEC
MT | TYNDP2026 | NT | 2035 | TWh | 250 | Sub_sector | Transport | Busses | Transport (busses) | Energetic | transport_busses_final_demand_ammonia | Ammonia | EU | Energy demand | 0 | FEC
MT | TYNDP2026 | NT | 2035 | TWh | 252 | Sub_sector | Transport | Trucks | Transport (trucks) | Energetic | transport_trucks_final_demand_electricity | Electricity | EU | Energy demand | 0.0073761 | FEC
MT | TYNDP2026 | NT | 2035 | TWh | 253 | Sub_sector | Transport | Trucks | Transport (trucks) | Energetic | transport_trucks_final_demand_hydrogen | Hydrogen | EU | Energy demand | 0 | FEC
MT | TYNDP2026 | NT | 2035 | TWh | 254 | Sub_sector | Transport | Trucks | Transport (trucks) | Energetic | transport_trucks_final_demand_methane | Methane | EU | Energy demand | 0 | FEC
MT | TYNDP2026 | NT | 2035 | TWh | 255 | Sub_sector | Transport | Trucks | Transport (trucks) | Energetic | transport_trucks_final_demand_heat | Heat | EU | Energy demand | 0 | FEC
MT | TYNDP2026 | NT | 2035 | TWh | 256 | Sub_sector | Transport | Trucks | Transport (trucks) | Energetic | transport_trucks_final_demand_biomass | Biomass | EU | Energy demand | 0 | FEC
MT | TYNDP2026 | NT | 2035 | TWh | 257 | Sub_sector | Transport | Trucks | Transport (trucks) | Energetic | transport_trucks_final_demand_coal | Solids | EU | Energy demand | 0 | FEC
MT | TYNDP2026 | NT | 2035 | TWh | 258 | Sub_sector | Transport | Trucks | Transport (trucks) | Energetic | transport_trucks_final_demand_oil | Liquids | EU | Energy demand | 0.53184 | FEC
MT | TYNDP2026 | NT | 2035 | TWh | 259 | Sub_sector | Transport | Trucks | Transport (trucks) | Energetic | transport_trucks_final_demand_other | Others | EU | Energy demand | 0 | FEC
MT | TYNDP2026 | NT | 2035 | TWh | 260 | Sub_sector | Transport | Trucks | Transport (trucks) | Energetic | transport_trucks_final_demand_ammonia | Ammonia | EU | Energy demand | 0 | FEC
MT | TYNDP2026 | NT | 2035 | TWh | 262 | Sub_sector | Transport | Vans | Transport (vans) | Energetic | transport_vans_final_demand_electricity | Electricity | EU | Energy demand | 0.077733 | FEC
MT | TYNDP2026 | NT | 2035 | TWh | 263 | Sub_sector | Transport | Vans | Transport (vans) | Energetic | transport_vans_final_demand_hydrogen | Hydrogen | EU | Energy demand | 0 | FEC
MT | TYNDP2026 | NT | 2035 | TWh | 264 | Sub_sector | Transport | Vans | Transport (vans) | Energetic | transport_vans_final_demand_methane | Methane | EU | Energy demand | 0 | FEC
MT | TYNDP2026 | NT | 2035 | TWh | 265 | Sub_sector | Transport | Vans | Transport (vans) | Energetic | transport_vans_final_demand_heat | Heat | EU | Energy demand | 0 | FEC
MT | TYNDP2026 | NT | 2035 | TWh | 266 | Sub_sector | Transport | Vans | Transport (vans) | Energetic | transport_vans_final_demand_biomass | Biomass | EU | Energy demand | 0 | FEC
MT | TYNDP2026 | NT | 2035 | TWh | 267 | Sub_sector | Transport | Vans | Transport (vans) | Energetic | transport_vans_final_demand_coal | Solids | EU | Energy demand | 0 | FEC
MT | TYNDP2026 | NT | 2035 | TWh | 268 | Sub_sector | Transport | Vans | Transport (vans) | Energetic | transport_vans_final_demand_oil | Liquids | EU | Energy demand | 0.41743 | FEC
MT | TYNDP2026 | NT | 2035 | TWh | 269 | Sub_sector | Transport | Vans | Transport (vans) | Energetic | transport_vans_final_demand_other | Others | EU | Energy demand | 0 | FEC
MT | TYNDP2026 | NT | 2035 | TWh | 270 | Sub_sector | Transport | Vans | Transport (vans) | Energetic | transport_vans_final_demand_ammonia | Ammonia | EU | Energy demand | 0 | FEC
MT | TYNDP2026 | NT | 2035 | TWh | 272 | Sub_sector | Transport | Freight trains | Transport (trains) | Energetic | transport_trains_final_demand_electricity | Electricity | EU | Energy demand | 0 | FEC
MT | TYNDP2026 | NT | 2035 | TWh | 273 | Sub_sector | Transport | Freight trains | Transport (trains) | Energetic | transport_trains_final_demand_hydrogen | Hydrogen | EU | Energy demand | 0 | FEC
MT | TYNDP2026 | NT | 2035 | TWh | 274 | Sub_sector | Transport | Freight trains | Transport (trains) | Energetic | transport_trains_final_demand_methane | Methane | EU | Energy demand | 0 | FEC
MT | TYNDP2026 | NT | 2035 | TWh | 275 | Sub_sector | Transport | Freight trains | Transport (trains) | Energetic | transport_trains_final_demand_heat | Heat | EU | Energy demand | 0 | FEC
MT | TYNDP2026 | NT | 2035 | TWh | 276 | Sub_sector | Transport | Freight trains | Transport (trains) | Energetic | transport_trains_final_demand_biomass | Biomass | EU | Energy demand | 0 | FEC
MT | TYNDP2026 | NT | 2035 | TWh | 277 | Sub_sector | Transport | Freight trains | Transport (trains) | Energetic | transport_trains_final_demand_coal | Solids | EU | Energy demand | 0 | FEC
MT | TYNDP2026 | NT | 2035 | TWh | 278 | Sub_sector | Transport | Freight trains | Transport (trains) | Energetic | transport_trains_final_demand_oil | Liquids | EU | Energy demand | 0 | FEC
MT | TYNDP2026 | NT | 2035 | TWh | 279 | Sub_sector | Transport | Freight trains | Transport (trains) | Energetic | transport_trains_final_demand_other | Others | EU | Energy demand | 0 | FEC
MT | TYNDP2026 | NT | 2035 | TWh | 280 | Sub_sector | Transport | Freight trains | Transport (trains) | Energetic | transport_trains_final_demand_ammonia | Ammonia | EU | Energy demand | 0 | FEC
MT | TYNDP2026 | NT | 2035 | TWh | 282 | Sub_sector | Transport | Ships | Transport (ships) | Energetic | transport_ships_final_demand_electricity | Electricity | EU | Energy demand | 0 | FEC
MT | TYNDP2026 | NT | 2035 | TWh | 283 | Sub_sector | Transport | Ships | Transport (ships) | Energetic | transport_ships_final_demand_hydrogen | Hydrogen | EU | Energy demand | 0 | FEC
MT | TYNDP2026 | NT | 2035 | TWh | 284 | Sub_sector | Transport | Ships | Transport (ships) | Energetic | transport_ships_final_demand_methane | Methane | EU | Energy demand | 0 | FEC
MT | TYNDP2026 | NT | 2035 | TWh | 285 | Sub_sector | Transport | Ships | Transport (ships) | Energetic | transport_ships_final_demand_heat | Heat | EU | Energy demand | 0 | FEC
MT | TYNDP2026 | NT | 2035 | TWh | 286 | Sub_sector | Transport | Ships | Transport (ships) | Energetic | transport_ships_final_demand_biomass | Biomass | EU | Energy demand | 0 | FEC
MT | TYNDP2026 | NT | 2035 | TWh | 287 | Sub_sector | Transport | Ships | Transport (ships) | Energetic | transport_ships_final_demand_coal | Solids | EU | Energy demand | 0 | FEC
MT | TYNDP2026 | NT | 2035 | TWh | 288 | Sub_sector | Transport | Ships | Transport (ships) | Energetic | transport_ships_final_demand_oil | Liquids | EU | Energy demand | 0.084841 | FEC
MT | TYNDP2026 | NT | 2035 | TWh | 289 | Sub_sector | Transport | Ships | Transport (ships) | Energetic | transport_ships_final_demand_other | Others | EU | Energy demand | 0 | FEC
MT | TYNDP2026 | NT | 2035 | TWh | 290 | Sub_sector | Transport | Ships | Transport (ships) | Energetic | transport_ships_final_demand_ammonia | Ammonia | EU | Energy demand | 0 | FEC
MT | TYNDP2026 | NT | 2035 | TWh | 292 | Sub_sector | Transport | Planes | Transport (planes) | Energetic | transport_planes_final_demand_electricity | Electricity | EU | Energy demand | 0 | FEC
MT | TYNDP2026 | NT | 2035 | TWh | 293 | Sub_sector | Transport | Planes | Transport (planes) | Energetic | transport_planes_final_demand_hydrogen | Hydrogen | EU | Energy demand | 0 | FEC
MT | TYNDP2026 | NT | 2035 | TWh | 294 | Sub_sector | Transport | Planes | Transport (planes) | Energetic | transport_planes_final_demand_methane | Methane | EU | Energy demand | 0 | FEC
MT | TYNDP2026 | NT | 2035 | TWh | 295 | Sub_sector | Transport | Planes | Transport (planes) | Energetic | transport_planes_final_demand_heat | Heat | EU | Energy demand | 0 | FEC
MT | TYNDP2026 | NT | 2035 | TWh | 296 | Sub_sector | Transport | Planes | Transport (planes) | Energetic | transport_planes_final_demand_biomass | Biomass | EU | Energy demand | 0 | FEC
MT | TYNDP2026 | NT | 2035 | TWh | 297 | Sub_sector | Transport | Planes | Transport (planes) | Energetic | transport_planes_final_demand_coal | Solids | EU | Energy demand | 0 | FEC
MT | TYNDP2026 | NT | 2035 | TWh | 298 | Sub_sector | Transport | Planes | Transport (planes) | Energetic | transport_planes_final_demand_oil | Liquids | EU | Energy demand | 0.0065316 | FEC
MT | TYNDP2026 | NT | 2035 | TWh | 299 | Sub_sector | Transport | Planes | Transport (planes) | Energetic | transport_planes_final_demand_other | Others | EU | Energy demand | 0 | FEC
MT | TYNDP2026 | NT | 2035 | TWh | 300 | Sub_sector | Transport | Planes | Transport (planes) | Energetic | transport_planes_final_demand_ammonia | Ammonia | EU | Energy demand | 0 | FEC
MT | TYNDP2026 | NT | 2035 | TWh | 302 | Sub_sector | Transport | Others | Transport (others) | Energetic | transport_other_final_demand_electricity | Electricity | EU | Energy demand | 0.0054872 | FEC
MT | TYNDP2026 | NT | 2035 | TWh | 303 | Sub_sector | Transport | Others | Transport (others) | Energetic | transport_other_final_demand_hydrogen | Hydrogen | EU | Energy demand | 0 | FEC
MT | TYNDP2026 | NT | 2035 | TWh | 304 | Sub_sector | Transport | Others | Transport (others) | Energetic | transport_other_final_demand_methane | Methane | EU | Energy demand | 0 | FEC
MT | TYNDP2026 | NT | 2035 | TWh | 305 | Sub_sector | Transport | Others | Transport (others) | Energetic | transport_other_final_demand_heat | Heat | EU | Energy demand | 0 | FEC
MT | TYNDP2026 | NT | 2035 | TWh | 306 | Sub_sector | Transport | Others | Transport (others) | Energetic | transport_other_final_demand_biomass | Biomass | EU | Energy demand | 0 | FEC
MT | TYNDP2026 | NT | 2035 | TWh | 307 | Sub_sector | Transport | Others | Transport (others) | Energetic | transport_other_final_demand_coal | Solids | EU | Energy demand | 0 | FEC
MT | TYNDP2026 | NT | 2035 | TWh | 308 | Sub_sector | Transport | Others | Transport (others) | Energetic | transport_other_final_demand_oil | Liquids | EU | Energy demand | 0.074687 | FEC
MT | TYNDP2026 | NT | 2035 | TWh | 309 | Sub_sector | Transport | Others | Transport (others) | Energetic | transport_other_final_demand_other | Others | EU | Energy demand | 0 | FEC
MT | TYNDP2026 | NT | 2035 | TWh | 310 | Sub_sector | Transport | Others | Transport (others) | Energetic | transport_other_final_demand_ammonia | Ammonia | EU | Energy demand | 0 | FEC
MT | TYNDP2026 | NT | 2035 | TWh | 312 | Sub_sector | International transport | International aviation | Transport (int. aviation) | Energetic | transport_int_aviation_final_demand_electricity | Electricity | EU | Energy demand | 0 | FEC
MT | TYNDP2026 | NT | 2035 | TWh | 313 | Sub_sector | International transport | International aviation | Transport (int. aviation) | Energetic | transport_int_aviation_final_demand_hydrogen | Hydrogen | EU | Energy demand | 0 | FEC
MT | TYNDP2026 | NT | 2035 | TWh | 314 | Sub_sector | International transport | International aviation | Transport (int. aviation) | Energetic | transport_int_aviation_final_demand_methane | Methane | EU | Energy demand | 0 | FEC
MT | TYNDP2026 | NT | 2035 | TWh | 315 | Sub_sector | International transport | International aviation | Transport (int. aviation) | Energetic | transport_int_aviation_final_demand_heat | Heat | EU | Energy demand | 0 | FEC
MT | TYNDP2026 | NT | 2035 | TWh | 316 | Sub_sector | International transport | International aviation | Transport (int. aviation) | Energetic | transport_int_aviation_final_demand_biofuels | Biomass | EU | Energy demand | 0 | FEC
MT | TYNDP2026 | NT | 2035 | TWh | 317 | Sub_sector | International transport | International aviation | Transport (int. aviation) | Energetic | transport_int_aviation_final_demand_coal | Solids | EU | Energy demand | 0 | FEC
MT | TYNDP2026 | NT | 2035 | TWh | 318 | Sub_sector | International transport | International aviation | Transport (int. aviation) | Energetic | transport_int_aviation_final_demand_oil | Liquids | EU | Energy demand | 1.7364 | FEC
MT | TYNDP2026 | NT | 2035 | TWh | 319 | Sub_sector | International transport | International aviation | Transport (int. aviation) | Energetic | transport_int_aviation_final_demand_other | Others | EU | Energy demand | 0 | FEC
MT | TYNDP2026 | NT | 2035 | TWh | 320 | Sub_sector | International transport | International aviation | Transport (int. aviation) | Energetic | transport_int_aviation_final_demand_ammonia | Ammonia | EU | Energy demand | 0 | FEC
MT | TYNDP2026 | NT | 2035 | TWh | 322 | Sub_sector | International transport | International shipping | Transport (int. shipping) | Energetic | transport_int_shipping_final_demand_electricity | Electricity | EU | Energy demand | 0 | not_included_in_FEC
MT | TYNDP2026 | NT | 2035 | TWh | 323 | Sub_sector | International transport | International shipping | Transport (int. shipping) | Energetic | transport_int_shipping_final_demand_hydrogen | Hydrogen | EU | Energy demand | 0 | not_included_in_FEC
MT | TYNDP2026 | NT | 2035 | TWh | 324 | Sub_sector | International transport | International shipping | Transport (int. shipping) | Energetic | transport_int_shipping_final_demand_methane | Methane | EU | Energy demand | 0 | not_included_in_FEC
MT | TYNDP2026 | NT | 2035 | TWh | 325 | Sub_sector | International transport | International shipping | Transport (int. shipping) | Energetic | transport_int_shipping_final_demand_heat | Heat | EU | Energy demand | 0 | not_included_in_FEC
MT | TYNDP2026 | NT | 2035 | TWh | 326 | Sub_sector | International transport | International shipping | Transport (int. shipping) | Energetic | transport_int_shipping_final_demand_biofuels | Biomass | EU | Energy demand | 0 | not_included_in_FEC
MT | TYNDP2026 | NT | 2035 | TWh | 327 | Sub_sector | International transport | International shipping | Transport (int. shipping) | Energetic | transport_int_shipping_final_demand_coal | Solids | EU | Energy demand | 0 | not_included_in_FEC
MT | TYNDP2026 | NT | 2035 | TWh | 328 | Sub_sector | International transport | International shipping | Transport (int. shipping) | Energetic | transport_int_shipping_final_demand_oil | Liquids | EU | Energy demand | 22.7972 | not_included_in_FEC
MT | TYNDP2026 | NT | 2035 | TWh | 329 | Sub_sector | International transport | International shipping | Transport (int. shipping) | Energetic | transport_int_shipping_final_demand_other | Others | EU | Energy demand | 0 | not_included_in_FEC
MT | TYNDP2026 | NT | 2035 | TWh | 330 | Sub_sector | International transport | International shipping | Transport (int. shipping) | Energetic | transport_int_shipping_final_demand_ammonia | Ammonia | EU | Energy demand | 0 | not_included_in_FEC
MT | TYNDP2026 | NT | 2035 | TWh | 332 | Sub_sector | Households | Space heating | Households (heating) | Energetic | households_heating_final_demand_electricity | Electricity | EU | Energy demand | 0.13767 | FEC
MT | TYNDP2026 | NT | 2035 | TWh | 333 | Sub_sector | Households | Space heating | Households (heating) | Energetic | households_heating_final_demand_hydrogen | Hydrogen | EU | Energy demand | 0 | FEC
MT | TYNDP2026 | NT | 2035 | TWh | 334 | Sub_sector | Households | Space heating | Households (heating) | Energetic | households_heating_final_demand_methane | Methane | EU | Energy demand | 0 | FEC
MT | TYNDP2026 | NT | 2035 | TWh | 335 | Sub_sector | Households | Space heating | Households (heating) | Energetic | households_heating_final_demand_heat | Heat | EU | Energy demand | 0 | FEC
MT | TYNDP2026 | NT | 2035 | TWh | 336 | Sub_sector | Households | Space heating | Households (heating) | Energetic | households_heating_final_demand_biomass | Biomass | EU | Energy demand | 0.018733 | FEC
MT | TYNDP2026 | NT | 2035 | TWh | 337 | Sub_sector | Households | Space heating | Households (heating) | Energetic | households_heating_final_demand_coal | Solids | EU | Energy demand | 0 | FEC
MT | TYNDP2026 | NT | 2035 | TWh | 338 | Sub_sector | Households | Space heating | Households (heating) | Energetic | households_heating_final_demand_oil | Liquids | EU | Energy demand | 0.040586 | FEC
MT | TYNDP2026 | NT | 2035 | TWh | 339 | Sub_sector | Households | Space heating | Households (heating) | Energetic | households_heating_final_demand_other | Others | EU | Energy demand | 0 | FEC
MT | TYNDP2026 | NT | 2035 | TWh | 340 | Sub_sector | Households | Space heating | Households (heating) | Energetic | households_heating_final_demand_ammonia | Ammonia | EU | Energy demand | 0 | FEC
MT | TYNDP2026 | NT | 2035 | TWh | 343 | Sub_sector | Households | Cooling | Households (cooling) | Energetic | households_cooling_final_demand_electricity | Electricity | EU | Energy demand | 0.22335 | FEC
MT | TYNDP2026 | NT | 2035 | TWh | 344 | Sub_sector | Households | Cooling | Households (cooling) | Energetic | households_cooling_final_demand_hydrogen | Hydrogen | EU | Energy demand | 0 | FEC
MT | TYNDP2026 | NT | 2035 | TWh | 345 | Sub_sector | Households | Cooling | Households (cooling) | Energetic | households_cooling_final_demand_methane | Methane | EU | Energy demand | 0 | FEC
MT | TYNDP2026 | NT | 2035 | TWh | 346 | Sub_sector | Households | Cooling | Households (cooling) | Energetic | households_cooling_final_demand_heat | Heat | EU | Energy demand | 0 | FEC
MT | TYNDP2026 | NT | 2035 | TWh | 347 | Sub_sector | Households | Cooling | Households (cooling) | Energetic | households_cooling_final_demand_biomass | Biomass | EU | Energy demand | 0 | FEC
MT | TYNDP2026 | NT | 2035 | TWh | 348 | Sub_sector | Households | Cooling | Households (cooling) | Energetic | households_cooling_final_demand_coal | Solids | EU | Energy demand | 0 | FEC
MT | TYNDP2026 | NT | 2035 | TWh | 349 | Sub_sector | Households | Cooling | Households (cooling) | Energetic | households_cooling_final_demand_oil | Liquids | EU | Energy demand | 0 | FEC
MT | TYNDP2026 | NT | 2035 | TWh | 350 | Sub_sector | Households | Cooling | Households (cooling) | Energetic | households_cooling_final_demand_other | Others | EU | Energy demand | 0 | FEC
MT | TYNDP2026 | NT | 2035 | TWh | 351 | Sub_sector | Households | Cooling | Households (cooling) | Energetic | households_cooling_final_demand_ammonia | Ammonia | EU | Energy demand | 0 | FEC
MT | TYNDP2026 | NT | 2035 | TWh | 354 | Sub_sector | Households | Hot water | Households (hot water) | Energetic | households_hot_water_final_demand_electricity | Electricity | EU | Energy demand | 0.38567 | FEC
MT | TYNDP2026 | NT | 2035 | TWh | 355 | Sub_sector | Households | Hot water | Households (hot water) | Energetic | households_hot_water_final_demand_hydrogen | Hydrogen | EU | Energy demand | 0 | FEC
MT | TYNDP2026 | NT | 2035 | TWh | 356 | Sub_sector | Households | Hot water | Households (hot water) | Energetic | households_hot_water_final_demand_methane | Methane | EU | Energy demand | 0 | FEC
MT | TYNDP2026 | NT | 2035 | TWh | 357 | Sub_sector | Households | Hot water | Households (hot water) | Energetic | households_hot_water_final_demand_heat | Heat | EU | Energy demand | 0 | FEC
MT | TYNDP2026 | NT | 2035 | TWh | 358 | Sub_sector | Households | Hot water | Households (hot water) | Energetic | households_hot_water_final_demand_biomass | Biomass | EU | Energy demand | 0.034118 | FEC
MT | TYNDP2026 | NT | 2035 | TWh | 359 | Sub_sector | Households | Hot water | Households (hot water) | Energetic | households_hot_water_final_demand_coal | Solids | EU | Energy demand | 0 | FEC
MT | TYNDP2026 | NT | 2035 | TWh | 360 | Sub_sector | Households | Hot water | Households (hot water) | Energetic | households_hot_water_final_demand_oil | Liquids | EU | Energy demand | 0.035776 | FEC
MT | TYNDP2026 | NT | 2035 | TWh | 361 | Sub_sector | Households | Hot water | Households (hot water) | Energetic | households_hot_water_final_demand_other | Others | EU | Energy demand | 0.045778 | FEC
MT | TYNDP2026 | NT | 2035 | TWh | 362 | Sub_sector | Households | Hot water | Households (hot water) | Energetic | households_hot_water_final_demand_ammonia | Ammonia | EU | Energy demand | 0 | FEC
MT | TYNDP2026 | NT | 2035 | TWh | 365 | Sub_sector | Households | Appliances | Households (appliances) | Energetic | households_appliances_final_demand_electricity | Electricity | EU | Energy demand | 0.49168 | FEC
MT | TYNDP2026 | NT | 2035 | TWh | 366 | Sub_sector | Households | Appliances | Households (appliances) | Energetic | households_appliances_final_demand_hydrogen | Hydrogen | EU | Energy demand | 0 | FEC
MT | TYNDP2026 | NT | 2035 | TWh | 367 | Sub_sector | Households | Appliances | Households (appliances) | Energetic | households_appliances_final_demand_methane | Methane | EU | Energy demand | 0.033503 | FEC
MT | TYNDP2026 | NT | 2035 | TWh | 368 | Sub_sector | Households | Appliances | Households (appliances) | Energetic | households_appliances_final_demand_heat | Heat | EU | Energy demand | 0 | FEC
MT | TYNDP2026 | NT | 2035 | TWh | 369 | Sub_sector | Households | Appliances | Households (appliances) | Energetic | households_appliances_final_demand_biomass | Biomass | EU | Energy demand | 0 | FEC
MT | TYNDP2026 | NT | 2035 | TWh | 370 | Sub_sector | Households | Appliances | Households (appliances) | Energetic | households_appliances_final_demand_coal | Solids | EU | Energy demand | 0 | FEC
MT | TYNDP2026 | NT | 2035 | TWh | 371 | Sub_sector | Households | Appliances | Households (appliances) | Energetic | households_appliances_final_demand_oil | Liquids | EU | Energy demand | 0 | FEC
MT | TYNDP2026 | NT | 2035 | TWh | 372 | Sub_sector | Households | Appliances | Households (appliances) | Energetic | households_appliances_final_demand_other | Others | EU | Energy demand | 0 | FEC
MT | TYNDP2026 | NT | 2035 | TWh | 373 | Sub_sector | Households | Appliances | Households (appliances) | Energetic | households_appliances_final_demand_ammonia | Ammonia | EU | Energy demand | 0 | FEC
MT | TYNDP2026 | NT | 2035 | TWh | 375 | Sub_sector | Buildings | Space heating | Buildings (heat) | Energetic | buildings_heat_final_demand_electricity | Electricity | EU | Energy demand | 0.54067 | FEC
MT | TYNDP2026 | NT | 2035 | TWh | 376 | Sub_sector | Buildings | Space heating | Buildings (heat) | Energetic | buildings_heat_final_demand_hydrogen | Hydrogen | EU | Energy demand | 0 | FEC
MT | TYNDP2026 | NT | 2035 | TWh | 377 | Sub_sector | Buildings | Space heating | Buildings (heat) | Energetic | buildings_heat_final_demand_methane | Methane | EU | Energy demand | 0 | FEC
MT | TYNDP2026 | NT | 2035 | TWh | 378 | Sub_sector | Buildings | Space heating | Buildings (heat) | Energetic | buildings_heat_final_demand_heat | Heat | EU | Energy demand | 0 | FEC
MT | TYNDP2026 | NT | 2035 | TWh | 379 | Sub_sector | Buildings | Space heating | Buildings (heat) | Energetic | buildings_heat_final_demand_biomass | Biomass | EU | Energy demand | 0 | FEC
MT | TYNDP2026 | NT | 2035 | TWh | 380 | Sub_sector | Buildings | Space heating | Buildings (heat) | Energetic | buildings_heat_final_demand_coal | Solids | EU | Energy demand | 0 | FEC
MT | TYNDP2026 | NT | 2035 | TWh | 381 | Sub_sector | Buildings | Space heating | Buildings (heat) | Energetic | buildings_heat_final_demand_oil | Liquids | EU | Energy demand | 0.25082 | FEC
MT | TYNDP2026 | NT | 2035 | TWh | 382 | Sub_sector | Buildings | Space heating | Buildings (heat) | Energetic | buildings_heat_final_demand_other | Others | EU | Energy demand | 0 | FEC
MT | TYNDP2026 | NT | 2035 | TWh | 383 | Sub_sector | Buildings | Space heating | Buildings (heat) | Energetic | buildings_heat_final_demand_ammonia | Ammonia | EU | Energy demand | 0 | FEC
MT | TYNDP2026 | NT | 2035 | TWh | 386 | Sub_sector | Buildings | Cooling | Buildings (cooling) | Energetic | buildings_cooling_final_demand_electricity | Electricity | EU | Energy demand | 0.3141 | FEC
MT | TYNDP2026 | NT | 2035 | TWh | 387 | Sub_sector | Buildings | Cooling | Buildings (cooling) | Energetic | buildings_cooling_final_demand_hydrogen | Hydrogen | EU | Energy demand | 0 | FEC
MT | TYNDP2026 | NT | 2035 | TWh | 388 | Sub_sector | Buildings | Cooling | Buildings (cooling) | Energetic | buildings_cooling_final_demand_methane | Methane | EU | Energy demand | 0 | FEC
MT | TYNDP2026 | NT | 2035 | TWh | 389 | Sub_sector | Buildings | Cooling | Buildings (cooling) | Energetic | buildings_cooling_final_demand_heat | Heat | EU | Energy demand | 0 | FEC
MT | TYNDP2026 | NT | 2035 | TWh | 390 | Sub_sector | Buildings | Cooling | Buildings (cooling) | Energetic | buildings_cooling_final_demand_biomass | Biomass | EU | Energy demand | 0 | FEC
MT | TYNDP2026 | NT | 2035 | TWh | 391 | Sub_sector | Buildings | Cooling | Buildings (cooling) | Energetic | buildings_cooling_final_demand_coal | Solids | EU | Energy demand | 0 | FEC
MT | TYNDP2026 | NT | 2035 | TWh | 392 | Sub_sector | Buildings | Cooling | Buildings (cooling) | Energetic | buildings_cooling_final_demand_oil | Liquids | EU | Energy demand | 0 | FEC
MT | TYNDP2026 | NT | 2035 | TWh | 393 | Sub_sector | Buildings | Cooling | Buildings (cooling) | Energetic | buildings_cooling_final_demand_other | Others | EU | Energy demand | 0 | FEC
MT | TYNDP2026 | NT | 2035 | TWh | 394 | Sub_sector | Buildings | Cooling | Buildings (cooling) | Energetic | buildings_cooling_final_demand_ammonia | Ammonia | EU | Energy demand | 0 | FEC
MT | TYNDP2026 | NT | 2035 | TWh | 397 | Sub_sector | Buildings | Appliances | Buildings (appliances) | Energetic | buildings_appliances_final_demand_electricity | Electricity | EU | Energy demand | 0.55784 | FEC
MT | TYNDP2026 | NT | 2035 | TWh | 398 | Sub_sector | Buildings | Appliances | Buildings (appliances) | Energetic | buildings_appliances_final_demand_hydrogen | Hydrogen | EU | Energy demand | 0 | FEC
MT | TYNDP2026 | NT | 2035 | TWh | 399 | Sub_sector | Buildings | Appliances | Buildings (appliances) | Energetic | buildings_appliances_final_demand_methane | Methane | EU | Energy demand | 0.0093709 | FEC
MT | TYNDP2026 | NT | 2035 | TWh | 400 | Sub_sector | Buildings | Appliances | Buildings (appliances) | Energetic | buildings_appliances_final_demand_heat | Heat | EU | Energy demand | 0 | FEC
MT | TYNDP2026 | NT | 2035 | TWh | 401 | Sub_sector | Buildings | Appliances | Buildings (appliances) | Energetic | buildings_appliances_final_demand_biomass | Biomass | EU | Energy demand | 0 | FEC
MT | TYNDP2026 | NT | 2035 | TWh | 402 | Sub_sector | Buildings | Appliances | Buildings (appliances) | Energetic | buildings_appliances_final_demand_coal | Solids | EU | Energy demand | 0 | FEC
MT | TYNDP2026 | NT | 2035 | TWh | 403 | Sub_sector | Buildings | Appliances | Buildings (appliances) | Energetic | buildings_appliances_final_demand_oil | Liquids | EU | Energy demand | 0 | FEC
MT | TYNDP2026 | NT | 2035 | TWh | 404 | Sub_sector | Buildings | Appliances | Buildings (appliances) | Energetic | buildings_appliances_final_demand_other | Others | EU | Energy demand | 0 | FEC
MT | TYNDP2026 | NT | 2035 | TWh | 405 | Sub_sector | Buildings | Appliances | Buildings (appliances) | Energetic | buildings_appliances_final_demand_ammonia | Ammonia | EU | Energy demand | 0 | FEC
MT | TYNDP2026 | NT | 2035 | TWh | 407 | Sub_sector | Buildings | Datacenters | Datacenters & ICT | Energetic | datacentres_final_demand_electricity_energetic | Electricity | EU | Energy demand | 0.019444 | FEC
MT | TYNDP2026 | NT | 2035 | TWh | 408 | Sub_sector | Buildings | Datacenters | Datacenters & ICT | Energetic | datacentres_final_demand_hydrogen_energetic | Hydrogen | EU | Energy demand | 0 | FEC
MT | TYNDP2026 | NT | 2035 | TWh | 409 | Sub_sector | Buildings | Datacenters | Datacenters & ICT | Energetic | datacentres_final_demand_methane_energetic | Methane | EU | Energy demand | 0 | FEC
MT | TYNDP2026 | NT | 2035 | TWh | 410 | Sub_sector | Buildings | Datacenters | Datacenters & ICT | Energetic | datacentres_final_demand_heat_energetic | Heat | EU | Energy demand | 0 | FEC
MT | TYNDP2026 | NT | 2035 | TWh | 411 | Sub_sector | Buildings | Datacenters | Datacenters & ICT | Energetic | datacentres_final_demand_biomass_energetic | Biomass | EU | Energy demand | 0 | FEC
MT | TYNDP2026 | NT | 2035 | TWh | 412 | Sub_sector | Buildings | Datacenters | Datacenters & ICT | Energetic | datacentres_final_demand_coal_energetic | Solids | EU | Energy demand | 0 | FEC
MT | TYNDP2026 | NT | 2035 | TWh | 413 | Sub_sector | Buildings | Datacenters | Datacenters & ICT | Energetic | datacentres_final_demand_oil_energetic | Liquids | EU | Energy demand | 0 | FEC
MT | TYNDP2026 | NT | 2035 | TWh | 414 | Sub_sector | Buildings | Datacenters | Datacenters & ICT | Energetic | datacentres_final_demand_other_energetic | Others | EU | Energy demand | 0 | FEC
MT | TYNDP2026 | NT | 2035 | TWh | 415 | Sub_sector | Buildings | Datacenters | Datacenters & ICT | Energetic | datacentres_final_demand_ammonia_energetic | Ammonia | EU | Energy demand | 0 | FEC
MT | TYNDP2026 | NT | 2035 | TWh | 417 | Sub_sector | Transport | Others_Sector | Others_Sector | Energetic | other_final_demand_electricity_energetic | Electricity | EU | Energy demand | 0.022221 | FEC
MT | TYNDP2026 | NT | 2035 | TWh | 418 | Sub_sector | Transport | Others_Sector | Others_Sector | Energetic | other_final_demand_hydrogen_energetic | Hydrogen | EU | Energy demand | 0 | FEC
MT | TYNDP2026 | NT | 2035 | TWh | 419 | Sub_sector | Transport | Pipeline Transport | Others_Sector | Energetic | other_final_demand_methane_energetic | Methane | EU | Energy demand | 0 | FEC
MT | TYNDP2026 | NT | 2035 | TWh | 420 | Sub_sector | Transport | Others_Sector | Others_Sector | Energetic | other_final_demand_heat_energetic | Heat | EU | Energy demand | 0 | FEC
MT | TYNDP2026 | NT | 2035 | TWh | 421 | Sub_sector | Transport | Others_Sector | Others_Sector | Energetic | other_final_demand_biomass_energetic | Biomass | EU | Energy demand | 0 | FEC
MT | TYNDP2026 | NT | 2035 | TWh | 422 | Sub_sector | Transport | Others_Sector | Others_Sector | Energetic | other_final_demand_coal_energetic | Solids | EU | Energy demand | 0 | FEC
MT | TYNDP2026 | NT | 2035 | TWh | 423 | Sub_sector | Transport | Others_Sector | Others_Sector | Energetic | other_final_demand_oil_energetic | Liquids | EU | Energy demand | 0 | FEC
MT | TYNDP2026 | NT | 2035 | TWh | 424 | Sub_sector | Others_Sector | Others_Sector | Others_Sector | Non-energetic | other_final_demand_oil_non_energetic | Liquids | EU | Energy demand | 0 | not_included_in_FEC
MT | TYNDP2026 | NT | 2035 | TWh | 425 | Sub_sector | Transport | Others_Sector | Others_Sector | Energetic | other_final_demand_other_energetic | Others | EU | Energy demand | 0 | FEC
MT | TYNDP2026 | NT | 2035 | TWh | 426 | Sub_sector | Transport | Others_Sector | Others_Sector | Energetic | other_final_demand_ammonia_energetic | Ammonia | EU | Energy demand | 0 | FEC
MT | TYNDP2026 | NT | 2035 | TWh | 427 | Sub_sector | Industry | Surplus_Heat_in_Industry | Surplus_Heat_in_Industry | Energetic | final_demand_of_industry_unused_local_production_steam_hot_water | Heat | EU | Energy demand | 0 | FEC
MT | TYNDP2026 | NT | 2035 | TWh | 429 | Sub_sector | Agriculture | Total | Agriculture | Energetic | agriculture_final_demand_electricity_energetic | Electricity | EU | Energy demand | 0.0080897 | FEC
MT | TYNDP2026 | NT | 2035 | TWh | 430 | Sub_sector | Agriculture | Total | Agriculture | Energetic | agriculture_final_demand_hydrogen_energetic | Hydrogen | EU | Energy demand | 0 | FEC
MT | TYNDP2026 | NT | 2035 | TWh | 431 | Sub_sector | Agriculture | Total | Agriculture | Energetic | agriculture_final_demand_methane_energetic | Methane | EU | Energy demand | 0 | FEC
MT | TYNDP2026 | NT | 2035 | TWh | 432 | Sub_sector | Agriculture | Total | Agriculture | Energetic | agriculture_final_demand_heat_energetic | Heat | EU | Energy demand | 0 | FEC
MT | TYNDP2026 | NT | 2035 | TWh | 433 | Sub_sector | Agriculture | Total | Agriculture | Energetic | agriculture_final_demand_biomass_energetic | Biomass | EU | Energy demand | 0 | FEC
MT | TYNDP2026 | NT | 2035 | TWh | 434 | Sub_sector | Agriculture | Total | Agriculture | Energetic | agriculture_final_demand_coal_energetic | Solids | EU | Energy demand | 0 | FEC
MT | TYNDP2026 | NT | 2035 | TWh | 435 | Sub_sector | Agriculture | Total | Agriculture | Energetic | agriculture_final_demand_oil_energetic | Liquids | EU | Energy demand | 0.11448 | FEC
MT | TYNDP2026 | NT | 2035 | TWh | 436 | Sub_sector | Agriculture | Total | Agriculture | Energetic | agriculture_final_demand_other_energetic | Others | EU | Energy demand | 0 | FEC
MT | TYNDP2026 | NT | 2035 | TWh | 437 | Sub_sector | Agriculture | Total | Agriculture | Energetic | agriculture_final_demand_ammonia_energetic | Ammonia | EU | Energy demand | 0 | FEC
MT | TYNDP2026 | NT | 2035 | TWh | 447 | Sub_sector | Buildings | Surplus Energy | Buildings | Energetic | GAP | Electricity | EU | Energy demand | 0 | FEC
MT | TYNDP2026 | NT | 2035 | TWh | 448 | Sub_sector | Buildings | Surplus Energy | Buildings | Energetic | GAP | Hydrogen | EU | Energy demand | 0 | FEC
MT | TYNDP2026 | NT | 2035 | TWh | 449 | Sub_sector | Buildings | Surplus Energy | Buildings | Energetic | GAP | Methane | EU | Energy demand | 0 | FEC
MT | TYNDP2026 | NT | 2035 | TWh | 450 | Sub_sector | Buildings | Surplus Energy | Buildings | Energetic | GAP | Heat | EU | Energy demand | 0 | FEC
MT | TYNDP2026 | NT | 2035 | TWh | 451 | Sub_sector | Buildings | Surplus Energy | Buildings | Energetic | GAP | Biomass | EU | Energy demand | 0 | FEC
MT | TYNDP2026 | NT | 2035 | TWh | 452 | Sub_sector | Buildings | Surplus Energy | Buildings | Energetic | GAP | Solids | EU | Energy demand | 0 | FEC
MT | TYNDP2026 | NT | 2035 | TWh | 453 | Sub_sector | Buildings | Surplus Energy | Buildings | Energetic | GAP | Liquids | EU | Energy demand | 0.0037546 | FEC
MT | TYNDP2026 | NT | 2035 | TWh | 454 | Sub_sector | Buildings | Surplus Energy | Buildings | Energetic | GAP | Others | EU | Energy demand | 0 | FEC
MT | TYNDP2026 | NT | 2035 | TWh | 455 | Sub_sector | Buildings | Surplus Energy | Buildings | Energetic | GAP | Ammonia | EU | Energy demand | 0 | FEC
MT | TYNDP2026 | NT | 2035 | TWh | 456 | Sub_sector | Households | Surplus Energy | Households | Energetic | GAP | Electricity | EU | Energy demand | 0 | FEC
MT | TYNDP2026 | NT | 2035 | TWh | 457 | Sub_sector | Households | Surplus Energy | Households | Energetic | GAP | Hydrogen | EU | Energy demand | 0 | FEC
MT | TYNDP2026 | NT | 2035 | TWh | 458 | Sub_sector | Households | Surplus Energy | Households | Energetic | GAP | Methane | EU | Energy demand | 0 | FEC
MT | TYNDP2026 | NT | 2035 | TWh | 459 | Sub_sector | Households | Surplus Energy | Households | Energetic | GAP | Heat | EU | Energy demand | 0 | FEC
MT | TYNDP2026 | NT | 2035 | TWh | 460 | Sub_sector | Households | Surplus Energy | Households | Energetic | GAP | Biomass | EU | Energy demand | 0 | FEC
MT | TYNDP2026 | NT | 2035 | TWh | 461 | Sub_sector | Households | Surplus Energy | Households | Energetic | GAP | Solids | EU | Energy demand | 0 | FEC
MT | TYNDP2026 | NT | 2035 | TWh | 462 | Sub_sector | Households | Surplus Energy | Households | Energetic | GAP | Liquids | EU | Energy demand | 0 | FEC
MT | TYNDP2026 | NT | 2035 | TWh | 463 | Sub_sector | Households | Surplus Energy | Households | Energetic | GAP | Others | EU | Energy demand | 0 | FEC
MT | TYNDP2026 | NT | 2035 | TWh | 464 | Sub_sector | Households | Surplus Energy | Households | Energetic | GAP | Ammonia | EU | Energy demand | 0 | FEC
MT | TYNDP2026 | NT | 2040 | TWh | 102 | Sub_sector | Industry | Aluminium | Industry (aluminium) | Energetic | industry_aluminium_demand_electricity_energetic | Electricity | EU | Energy demand | 0 | FEC
MT | TYNDP2026 | NT | 2040 | TWh | 103 | Sub_sector | Industry | Aluminium | Industry (aluminium) | Energetic | industry_aluminium_demand_hydrogen_energetic | Hydrogen | EU | Energy demand | 0 | FEC
MT | TYNDP2026 | NT | 2040 | TWh | 104 | Sub_sector | Industry | Aluminium | Industry (aluminium) | Energetic | industry_aluminium_demand_methane_energetic | Methane | EU | Energy demand | 0 | FEC
MT | TYNDP2026 | NT | 2040 | TWh | 105 | Sub_sector | Industry | Aluminium | Industry (aluminium) | Energetic | industry_aluminium_demand_heat_energetic | Heat | EU | Energy demand | 0 | FEC
MT | TYNDP2026 | NT | 2040 | TWh | 106 | Sub_sector | Industry | Aluminium | Industry (aluminium) | Energetic | industry_aluminium_demand_biomass_energetic | Biomass | EU | Energy demand | 0 | FEC
MT | TYNDP2026 | NT | 2040 | TWh | 107 | Sub_sector | Industry | Aluminium | Industry (aluminium) | Energetic | industry_aluminium_demand_coal_energetic | Solids | EU | Energy demand | 0 | FEC
MT | TYNDP2026 | NT | 2040 | TWh | 108 | Sub_sector | Industry | Aluminium | Industry (aluminium) | Energetic | industry_aluminium_demand_oil_energetic | Liquids | EU | Energy demand | 0 | FEC
MT | TYNDP2026 | NT | 2040 | TWh | 109 | Sub_sector | Industry | Aluminium | Industry (aluminium) | Energetic | industry_aluminium_demand_others_energetic | Others | EU | Energy demand | 0 | FEC
MT | TYNDP2026 | NT | 2040 | TWh | 110 | Sub_sector | Industry | Aluminium | Industry (aluminium) | Energetic | industry_ammonia_demand_others_energetic | Ammonia | EU | Energy demand | 0 | FEC
MT | TYNDP2026 | NT | 2040 | TWh | 112 | Sub_sector | Industry | Chemicals | Industry (chemicals, energetic) | Energetic | industry_chemical_demand_electricity_energetic | Electricity | EU | Energy demand | 0.06203 | FEC
MT | TYNDP2026 | NT | 2040 | TWh | 113 | Sub_sector | Industry | Chemicals | Industry (chemicals, energetic) | Energetic | industry_chemical_demand_hydrogen_energetic | Hydrogen | EU | Energy demand | 0 | FEC
MT | TYNDP2026 | NT | 2040 | TWh | 114 | Sub_sector | Industry | Chemicals | Industry (chemicals, energetic) | Energetic | industry_chemical_demand_methane_energetic | Methane | EU | Energy demand | 0 | FEC
MT | TYNDP2026 | NT | 2040 | TWh | 115 | Sub_sector | Industry | Chemicals | Industry (chemicals, energetic) | Energetic | industry_chemical_demand_heat_energetic | Heat | EU | Energy demand | 0 | FEC
MT | TYNDP2026 | NT | 2040 | TWh | 116 | Sub_sector | Industry | Chemicals | Industry (chemicals, energetic) | Energetic | industry_chemical_demand_biomass_energetic | Biomass | EU | Energy demand | 0 | FEC
MT | TYNDP2026 | NT | 2040 | TWh | 117 | Sub_sector | Industry | Chemicals | Industry (chemicals, energetic) | Energetic | industry_chemical_demand_coal_energetic | Solids | EU | Energy demand | 0 | FEC
MT | TYNDP2026 | NT | 2040 | TWh | 118 | Sub_sector | Industry | Chemicals | Industry (chemicals, energetic) | Energetic | industry_chemical_demand_oil_energetic | Liquids | EU | Energy demand | 0 | FEC
MT | TYNDP2026 | NT | 2040 | TWh | 119 | Sub_sector | Industry | Chemicals | Industry (chemicals, energetic) | Energetic | industry_chemical_demand_others_energetic | Others | EU | Energy demand | 0 | FEC
MT | TYNDP2026 | NT | 2040 | TWh | 120 | Sub_sector | Industry | Chemicals | Industry (chemicals, energetic) | Energetic | industry_chemical_demand_ammonia_energetic | Ammonia | EU | Energy demand | 0 | FEC
MT | TYNDP2026 | NT | 2040 | TWh | 122 | Sub_sector | Industry | Chemicals | Industry (chemicals, non-energetic) | Non-energetic | industry_chemical_demand_electricity_non_energetic | Electricity | EU | Energy demand | 0 | not_included_in_FEC
MT | TYNDP2026 | NT | 2040 | TWh | 123 | Sub_sector | Industry | Chemicals | Industry (chemicals, non-energetic) | Non-energetic | industry_chemical_demand_hydrogen_non_energetic | Hydrogen | EU | Energy demand | 0 | not_included_in_FEC
MT | TYNDP2026 | NT | 2040 | TWh | 124 | Sub_sector | Industry | Chemicals | Industry (chemicals, non-energetic) | Non-energetic | industry_chemical_demand_methane_non_energetic | Methane | EU | Energy demand | 0 | not_included_in_FEC
MT | TYNDP2026 | NT | 2040 | TWh | 125 | Sub_sector | Industry | Chemicals | Industry (chemicals, non-energetic) | Non-energetic | industry_chemical_demand_heat_non_energetic | Heat | EU | Energy demand | 0 | not_included_in_FEC
MT | TYNDP2026 | NT | 2040 | TWh | 126 | Sub_sector | Industry | Chemicals | Industry (chemicals, non-energetic) | Non-energetic | industry_chemical_demand_biomass_non_energetic | Biomass | EU | Energy demand | 0 | not_included_in_FEC
MT | TYNDP2026 | NT | 2040 | TWh | 127 | Sub_sector | Industry | Chemicals | Industry (chemicals, non-energetic) | Non-energetic | industry_chemical_demand_coal_non_energetic | Solids | EU | Energy demand | 0 | not_included_in_FEC
MT | TYNDP2026 | NT | 2040 | TWh | 128 | Sub_sector | Industry | Chemicals | Industry (chemicals, non-energetic) | Non-energetic | industry_chemical_demand_oil_non_energetic | Liquids | EU | Energy demand | 0 | not_included_in_FEC
MT | TYNDP2026 | NT | 2040 | TWh | 129 | Sub_sector | Industry | Chemicals | Industry (chemicals, non-energetic) | Non-energetic | industry_chemical_demand_others_non_energetic | Others | EU | Energy demand | 0 | not_included_in_FEC
MT | TYNDP2026 | NT | 2040 | TWh | 130 | Sub_sector | Industry | Chemicals | Industry (chemicals, non-energetic) | Non-energetic | industry_chemical_demand_ammonia_non_energetic | Ammonia | EU | Energy demand | 0 | not_included_in_FEC
MT | TYNDP2026 | NT | 2040 | TWh | 132 | Sub_sector | Industry | Fertilizers | Industry (fertilizers, energetic) | Energetic | industry_fertilizers_demand_electricity_energetic | Electricity | EU | Energy demand | 0 | FEC
MT | TYNDP2026 | NT | 2040 | TWh | 133 | Sub_sector | Industry | Fertilizers | Industry (fertilizers, energetic) | Energetic | industry_fertilizers_demand_hydrogen_energetic | Hydrogen | EU | Energy demand | 0 | FEC
MT | TYNDP2026 | NT | 2040 | TWh | 134 | Sub_sector | Industry | Fertilizers | Industry (fertilizers, energetic) | Energetic | industry_fertilizers_demand_methane_energetic | Methane | EU | Energy demand | 0 | FEC
MT | TYNDP2026 | NT | 2040 | TWh | 135 | Sub_sector | Industry | Fertilizers | Industry (fertilizers, energetic) | Energetic | industry_fertilizers_demand_heat_energetic | Heat | EU | Energy demand | 0 | FEC
MT | TYNDP2026 | NT | 2040 | TWh | 136 | Sub_sector | Industry | Fertilizers | Industry (fertilizers, energetic) | Energetic | industry_fertilizers_demand_biomass_energetic | Biomass | EU | Energy demand | 0 | FEC
MT | TYNDP2026 | NT | 2040 | TWh | 137 | Sub_sector | Industry | Fertilizers | Industry (fertilizers, energetic) | Energetic | industry_fertilizers_demand_coal_energetic | Solids | EU | Energy demand | 0 | FEC
MT | TYNDP2026 | NT | 2040 | TWh | 138 | Sub_sector | Industry | Fertilizers | Industry (fertilizers, energetic) | Energetic | industry_fertilizers_demand_oil_energetic | Liquids | EU | Energy demand | 0 | FEC
MT | TYNDP2026 | NT | 2040 | TWh | 139 | Sub_sector | Industry | Fertilizers | Industry (fertilizers, energetic) | Energetic | industry_fertilizers_demand_others_energetic | Others | EU | Energy demand | 0 | FEC
MT | TYNDP2026 | NT | 2040 | TWh | 140 | Sub_sector | Industry | Fertilizers | Industry (fertilizers, energetic) | Energetic | industry_fertilizers_demand_ammonia_energetic | Ammonia | EU | Energy demand | 0 | FEC
MT | TYNDP2026 | NT | 2040 | TWh | 142 | Sub_sector | Industry | Fertilizers | Industry (fertilizers, non-energetic) | Non-energetic | industry_fertilizers_demand_electricity_non_energetic | Electricity | EU | Energy demand | 0 | not_included_in_FEC
MT | TYNDP2026 | NT | 2040 | TWh | 143 | Sub_sector | Industry | Fertilizers | Industry (fertilizers, non-energetic) | Non-energetic | industry_fertilizers_demand_hydrogen_non_energetic | Hydrogen | EU | Energy demand | 0 | not_included_in_FEC
MT | TYNDP2026 | NT | 2040 | TWh | 144 | Sub_sector | Industry | Fertilizers | Industry (fertilizers, non-energetic) | Non-energetic | industry_fertilizers_demand_methane_non_energetic | Methane | EU | Energy demand | 0 | not_included_in_FEC
MT | TYNDP2026 | NT | 2040 | TWh | 145 | Sub_sector | Industry | Fertilizers | Industry (fertilizers, non-energetic) | Non-energetic | industry_fertilizers_demand_heat_non_energetic | Heat | EU | Energy demand | 0 | not_included_in_FEC
MT | TYNDP2026 | NT | 2040 | TWh | 146 | Sub_sector | Industry | Fertilizers | Industry (fertilizers, non-energetic) | Non-energetic | industry_fertilizers_demand_biomass_non_energetic | Biomass | EU | Energy demand | 0 | not_included_in_FEC
MT | TYNDP2026 | NT | 2040 | TWh | 147 | Sub_sector | Industry | Fertilizers | Industry (fertilizers, non-energetic) | Non-energetic | industry_fertilizers_demand_coal_non_energetic | Solids | EU | Energy demand | 0 | not_included_in_FEC
MT | TYNDP2026 | NT | 2040 | TWh | 148 | Sub_sector | Industry | Fertilizers | Industry (fertilizers, non-energetic) | Non-energetic | industry_fertilizers_demand_oil_non_energetic | Liquids | EU | Energy demand | 0 | not_included_in_FEC
MT | TYNDP2026 | NT | 2040 | TWh | 149 | Sub_sector | Industry | Fertilizers | Industry (fertilizers, non-energetic) | Non-energetic | industry_fertilizers_demand_others_non_energetic | Others | EU | Energy demand | 0 | not_included_in_FEC
MT | TYNDP2026 | NT | 2040 | TWh | 150 | Sub_sector | Industry | Fertilizers | Industry (fertilizers, non-energetic) | Non-energetic | industry_fertilizers_demand_ammonia_non_energetic | Ammonia | EU | Energy demand | 0 | not_included_in_FEC
MT | TYNDP2026 | NT | 2040 | TWh | 152 | Sub_sector | Industry | Food | Industry (food) | Energetic | industry_food_demand_electricity_energetic | Electricity | EU | Energy demand | 0.094315 | FEC
MT | TYNDP2026 | NT | 2040 | TWh | 153 | Sub_sector | Industry | Food | Industry (food) | Energetic | industry_food_demand_hydrogen_energetic | Hydrogen | EU | Energy demand | 0 | FEC
MT | TYNDP2026 | NT | 2040 | TWh | 154 | Sub_sector | Industry | Food | Industry (food) | Energetic | industry_food_demand_methane_energetic | Methane | EU | Energy demand | 0 | FEC
MT | TYNDP2026 | NT | 2040 | TWh | 155 | Sub_sector | Industry | Food | Industry (food) | Energetic | industry_food_demand_heat_energetic | Heat | EU | Energy demand | 0 | FEC
MT | TYNDP2026 | NT | 2040 | TWh | 156 | Sub_sector | Industry | Food | Industry (food) | Energetic | industry_food_demand_biomass_energetic | Biomass | EU | Energy demand | 0 | FEC
MT | TYNDP2026 | NT | 2040 | TWh | 157 | Sub_sector | Industry | Food | Industry (food) | Energetic | industry_food_demand_coal_energetic | Solids | EU | Energy demand | 0 | FEC
MT | TYNDP2026 | NT | 2040 | TWh | 158 | Sub_sector | Industry | Food | Industry (food) | Energetic | industry_food_demand_oil_energetic | Liquids | EU | Energy demand | 0 | FEC
MT | TYNDP2026 | NT | 2040 | TWh | 159 | Sub_sector | Industry | Food | Industry (food) | Energetic | industry_food_demand_others_energetic | Others | EU | Energy demand | 0 | FEC
MT | TYNDP2026 | NT | 2040 | TWh | 160 | Sub_sector | Industry | Food | Industry (food) | Energetic | industry_food_demand_ammonia_energetic | Ammonia | EU | Energy demand | 0 | FEC
MT | TYNDP2026 | NT | 2040 | TWh | 162 | Sub_sector | Industry | Metals | Industry (metal) | Energetic | industry_metal_demand_electricity_energetic | Electricity | EU | Energy demand | 0 | FEC
MT | TYNDP2026 | NT | 2040 | TWh | 163 | Sub_sector | Industry | Metals | Industry (metal) | Energetic | industry_metal_demand_hydrogen_energetic | Hydrogen | EU | Energy demand | 0 | FEC
MT | TYNDP2026 | NT | 2040 | TWh | 164 | Sub_sector | Industry | Metals | Industry (metal) | Energetic | industry_metal_demand_methane_energetic | Methane | EU | Energy demand | 0 | FEC
MT | TYNDP2026 | NT | 2040 | TWh | 165 | Sub_sector | Industry | Metals | Industry (metal) | Energetic | industry_metal_demand_heat_energetic | Heat | EU | Energy demand | 0 | FEC
MT | TYNDP2026 | NT | 2040 | TWh | 166 | Sub_sector | Industry | Metals | Industry (metal) | Energetic | industry_metal_demand_biomass_energetic | Biomass | EU | Energy demand | 0 | FEC
MT | TYNDP2026 | NT | 2040 | TWh | 167 | Sub_sector | Industry | Metals | Industry (metal) | Energetic | industry_metal_demand_coal_energetic | Solids | EU | Energy demand | 0 | FEC
MT | TYNDP2026 | NT | 2040 | TWh | 168 | Sub_sector | Industry | Metals | Industry (metal) | Energetic | industry_metal_demand_oil_energetic | Liquids | EU | Energy demand | 0 | FEC
MT | TYNDP2026 | NT | 2040 | TWh | 169 | Sub_sector | Industry | Metals | Industry (metal) | Energetic | industry_metal_demand_others_energetic | Others | EU | Energy demand | 0 | FEC
MT | TYNDP2026 | NT | 2040 | TWh | 170 | Sub_sector | Industry | Metals | Industry (metal) | Energetic | industry_metal_demand_ammonia_energetic | Ammonia | EU | Energy demand | 0 | FEC
MT | TYNDP2026 | NT | 2040 | TWh | 172 | Sub_sector | Industry | Others | Industry (other, energetic) | Energetic | industry_other_demand_electricity_energetic | Electricity | EU | Energy demand | 0.46117 | FEC
MT | TYNDP2026 | NT | 2040 | TWh | 173 | Sub_sector | Industry | Others | Industry (other, energetic) | Energetic | industry_other_demand_hydrogen_energetic | Hydrogen | EU | Energy demand | 0 | FEC
MT | TYNDP2026 | NT | 2040 | TWh | 174 | Sub_sector | Industry | Others | Industry (other, energetic) | Energetic | industry_other_demand_methane_energetic | Methane | EU | Energy demand | 0 | FEC
MT | TYNDP2026 | NT | 2040 | TWh | 175 | Sub_sector | Industry | Others | Industry (other, energetic) | Energetic | industry_other_demand_heat_energetic | Heat | EU | Energy demand | 0 | FEC
MT | TYNDP2026 | NT | 2040 | TWh | 176 | Sub_sector | Industry | Others | Industry (other, energetic) | Energetic | industry_other_demand_biomass_energetic | Biomass | EU | Energy demand | 0 | FEC
MT | TYNDP2026 | NT | 2040 | TWh | 177 | Sub_sector | Industry | Others | Industry (other, energetic) | Energetic | industry_other_demand_coal_energetic | Solids | EU | Energy demand | 0 | FEC
MT | TYNDP2026 | NT | 2040 | TWh | 178 | Sub_sector | Industry | Others | Industry (other, energetic) | Energetic | industry_other_demand_oil_energetic | Liquids | EU | Energy demand | 0.40896 | FEC
MT | TYNDP2026 | NT | 2040 | TWh | 179 | Sub_sector | Industry | Others | Industry (other, energetic) | Energetic | industry_other_demand_others_energetic | Others | EU | Energy demand | 0 | FEC
MT | TYNDP2026 | NT | 2040 | TWh | 180 | Sub_sector | Industry | Others | Industry (other, energetic) | Energetic | industry_other_demand_ammonia_energetic | Ammonia | EU | Energy demand | 0 | FEC
MT | TYNDP2026 | NT | 2040 | TWh | 182 | Sub_sector | Industry | Others | Industry (other, non-energetic) | Non-energetic | industry_other_demand_electricity_non_energetic | Electricity | EU | Energy demand | 0 | not_included_in_FEC
MT | TYNDP2026 | NT | 2040 | TWh | 183 | Sub_sector | Industry | Others | Industry (other, non-energetic) | Non-energetic | industry_other_demand_hydrogen_non_energetic | Hydrogen | EU | Energy demand | 0 | not_included_in_FEC
MT | TYNDP2026 | NT | 2040 | TWh | 184 | Sub_sector | Industry | Others | Industry (other, non-energetic) | Non-energetic | industry_other_demand_methane_non_energetic | Methane | EU | Energy demand | 0 | not_included_in_FEC
MT | TYNDP2026 | NT | 2040 | TWh | 185 | Sub_sector | Industry | Others | Industry (other, non-energetic) | Non-energetic | industry_other_demand_heat_non_energetic | Heat | EU | Energy demand | 0 | not_included_in_FEC
MT | TYNDP2026 | NT | 2040 | TWh | 186 | Sub_sector | Industry | Others | Industry (other, non-energetic) | Non-energetic | industry_other_demand_biomass_non_energetic | Biomass | EU | Energy demand | 0 | not_included_in_FEC
MT | TYNDP2026 | NT | 2040 | TWh | 187 | Sub_sector | Industry | Others | Industry (other, non-energetic) | Non-energetic | industry_other_demand_coal_non_energetic | Solids | EU | Energy demand | 0 | not_included_in_FEC
MT | TYNDP2026 | NT | 2040 | TWh | 188 | Sub_sector | Industry | Others | Industry (other, non-energetic) | Non-energetic | industry_other_demand_oil_non_energetic | Liquids | EU | Energy demand | 0.18067 | not_included_in_FEC
MT | TYNDP2026 | NT | 2040 | TWh | 189 | Sub_sector | Industry | Others | Industry (other, non-energetic) | Non-energetic | industry_other_demand_others_non_energetic | Others | EU | Energy demand | 0 | not_included_in_FEC
MT | TYNDP2026 | NT | 2040 | TWh | 190 | Sub_sector | Industry | Others | Industry (other, non-energetic) | Non-energetic | industry_other_demand_ammonia_non_energetic | Ammonia | EU | Energy demand | 0 | not_included_in_FEC
MT | TYNDP2026 | NT | 2040 | TWh | 192 | Sub_sector | Industry | Paper | Industry (paper) | Energetic | industry_paper_demand_electricity_energetic | Electricity | EU | Energy demand | 0.065564 | FEC
MT | TYNDP2026 | NT | 2040 | TWh | 193 | Sub_sector | Industry | Paper | Industry (paper) | Energetic | industry_paper_demand_hydrogen_energetic | Hydrogen | EU | Energy demand | 0 | FEC
MT | TYNDP2026 | NT | 2040 | TWh | 194 | Sub_sector | Industry | Paper | Industry (paper) | Energetic | industry_paper_demand_methane_energetic | Methane | EU | Energy demand | 0 | FEC
MT | TYNDP2026 | NT | 2040 | TWh | 195 | Sub_sector | Industry | Paper | Industry (paper) | Energetic | industry_paper_demand_heat_energetic | Heat | EU | Energy demand | 0 | FEC
MT | TYNDP2026 | NT | 2040 | TWh | 196 | Sub_sector | Industry | Paper | Industry (paper) | Energetic | industry_paper_demand_biomass_energetic | Biomass | EU | Energy demand | 0 | FEC
MT | TYNDP2026 | NT | 2040 | TWh | 197 | Sub_sector | Industry | Paper | Industry (paper) | Energetic | industry_paper_demand_coal_energetic | Solids | EU | Energy demand | 0 | FEC
MT | TYNDP2026 | NT | 2040 | TWh | 198 | Sub_sector | Industry | Paper | Industry (paper) | Energetic | industry_paper_demand_oil_energetic | Liquids | EU | Energy demand | 0 | FEC
MT | TYNDP2026 | NT | 2040 | TWh | 199 | Sub_sector | Industry | Paper | Industry (paper) | Energetic | industry_paper_demand_others_energetic | Others | EU | Energy demand | 0 | FEC
MT | TYNDP2026 | NT | 2040 | TWh | 200 | Sub_sector | Industry | Paper | Industry (paper) | Energetic | industry_paper_demand_ammonia_energetic | Ammonia | EU | Energy demand | 0 | FEC
MT | TYNDP2026 | NT | 2040 | TWh | 202 | Sub_sector | Industry | Refineries | Industry (refineries, energetic) | Energetic | industry_refinery_demand_electricity_energetic | Electricity | EU | Energy demand | 0 | not_included_in_FEC
MT | TYNDP2026 | NT | 2040 | TWh | 203 | Sub_sector | Industry | Refineries | Industry (refineries, energetic) | Energetic | industry_refinery_demand_hydrogen_energetic | Hydrogen | EU | Energy demand | 0 | not_included_in_FEC
MT | TYNDP2026 | NT | 2040 | TWh | 204 | Sub_sector | Industry | Refineries | Industry (refineries, energetic) | Energetic | industry_refinery_demand_methane_energetic | Methane | EU | Energy demand | 0 | not_included_in_FEC
MT | TYNDP2026 | NT | 2040 | TWh | 205 | Sub_sector | Industry | Refineries | Industry (refineries, energetic) | Energetic | industry_refinery_demand_heat_energetic | Heat | EU | Energy demand | 0 | not_included_in_FEC
MT | TYNDP2026 | NT | 2040 | TWh | 206 | Sub_sector | Industry | Refineries | Industry (refineries, energetic) | Energetic | industry_refinery_demand_biomass_energetic | Biomass | EU | Energy demand | 0 | not_included_in_FEC
MT | TYNDP2026 | NT | 2040 | TWh | 207 | Sub_sector | Industry | Refineries | Industry (refineries, energetic) | Energetic | industry_refinery_demand_coal_energetic | Solids | EU | Energy demand | 0 | not_included_in_FEC
MT | TYNDP2026 | NT | 2040 | TWh | 208 | Sub_sector | Industry | Refineries | Industry (refineries, energetic) | Energetic | industry_refinery_demand_oil_energetic | Liquids | EU | Energy demand | 0 | not_included_in_FEC
MT | TYNDP2026 | NT | 2040 | TWh | 209 | Sub_sector | Industry | Refineries | Industry (refineries, energetic) | Energetic | industry_refinery_demand_others_energetic | Others | EU | Energy demand | 0 | not_included_in_FEC
MT | TYNDP2026 | NT | 2040 | TWh | 210 | Sub_sector | Industry | Refineries | Industry (refineries, energetic) | Energetic | industry_refinery_demand_ammonia_energetic | Ammonia | EU | Energy demand | 0 | not_included_in_FEC
MT | TYNDP2026 | NT | 2040 | TWh | 212 | Sub_sector | Industry | Refineries | Industry (refineries, non-energetic) | Non-energetic | industry_refinery_demand_electricity_non_energetic | Electricity | EU | Energy demand | 0 | not_included_in_FEC
MT | TYNDP2026 | NT | 2040 | TWh | 213 | Sub_sector | Industry | Refineries | Industry (refineries, non-energetic) | Non-energetic | industry_refinery_demand_hydrogen_non_energetic | Hydrogen | EU | Energy demand | 0 | not_included_in_FEC
MT | TYNDP2026 | NT | 2040 | TWh | 214 | Sub_sector | Industry | Refineries | Industry (refineries, non-energetic) | Non-energetic | industry_refinery_demand_methane_non_energetic | Methane | EU | Energy demand | 0 | not_included_in_FEC
MT | TYNDP2026 | NT | 2040 | TWh | 215 | Sub_sector | Industry | Refineries | Industry (refineries, non-energetic) | Non-energetic | industry_refinery_demand_heat_non_energetic | Heat | EU | Energy demand | 0 | not_included_in_FEC
MT | TYNDP2026 | NT | 2040 | TWh | 216 | Sub_sector | Industry | Refineries | Industry (refineries, non-energetic) | Non-energetic | industry_refinery_demand_biomass_non_energetic | Biomass | EU | Energy demand | 0 | not_included_in_FEC
MT | TYNDP2026 | NT | 2040 | TWh | 217 | Sub_sector | Industry | Refineries | Industry (refineries, non-energetic) | Non-energetic | industry_refinery_demand_coal_non_energetic | Solids | EU | Energy demand | 0 | not_included_in_FEC
MT | TYNDP2026 | NT | 2040 | TWh | 218 | Sub_sector | Industry | Refineries | Industry (refineries, non-energetic) | Non-energetic | industry_refinery_demand_oil_non_energetic | Liquids | EU | Energy demand | 0 | not_included_in_FEC
MT | TYNDP2026 | NT | 2040 | TWh | 219 | Sub_sector | Industry | Refineries | Industry (refineries, non-energetic) | Non-energetic | industry_refinery_demand_others_non_energetic | Others | EU | Energy demand | 0 | not_included_in_FEC
MT | TYNDP2026 | NT | 2040 | TWh | 220 | Sub_sector | Industry | Refineries | Industry (refineries, non-energetic) | Non-energetic | industry_refinery_demand_ammonia_non_energetic | Ammonia | EU | Energy demand | 0 | not_included_in_FEC
MT | TYNDP2026 | NT | 2040 | TWh | 222 | Sub_sector | Industry | Steel | Industry (steel) | Energetic | industry_steel_demand_electricity_energetic | Electricity | EU | Energy demand | 0 | FEC
MT | TYNDP2026 | NT | 2040 | TWh | 223 | Sub_sector | Industry | Steel | Industry (steel) | Energetic | industry_steel_demand_hydrogen_energetic | Hydrogen | EU | Energy demand | 0 | FEC
MT | TYNDP2026 | NT | 2040 | TWh | 224 | Sub_sector | Industry | Steel | Industry (steel) | Energetic | industry_steel_demand_methane_energetic | Methane | EU | Energy demand | 0 | FEC
MT | TYNDP2026 | NT | 2040 | TWh | 225 | Sub_sector | Industry | Steel | Industry (steel) | Energetic | industry_steel_demand_heat_energetic | Heat | EU | Energy demand | 0 | FEC
MT | TYNDP2026 | NT | 2040 | TWh | 226 | Sub_sector | Industry | Steel | Industry (steel) | Energetic | industry_steel_demand_biomass_energetic | Biomass | EU | Energy demand | 0 | FEC
MT | TYNDP2026 | NT | 2040 | TWh | 227 | Sub_sector | Industry | Steel | Industry (steel) | Energetic | industry_steel_demand_coal_energetic | Solids | EU | Energy demand | 0 | FEC
MT | TYNDP2026 | NT | 2040 | TWh | 228 | Sub_sector | Industry | Steel | Industry (steel) | Energetic | industry_steel_demand_oil_energetic | Liquids | EU | Energy demand | 0 | FEC
MT | TYNDP2026 | NT | 2040 | TWh | 229 | Sub_sector | Industry | Steel | Industry (steel) | Energetic | industry_steel_demand_others_energetic | Others | EU | Energy demand | 0 | FEC
MT | TYNDP2026 | NT | 2040 | TWh | 230 | Sub_sector | Industry | Steel | Industry (steel) | Energetic | industry_steel_demand_ammonia_energetic | Ammonia | EU | Energy demand | 0 | FEC
MT | TYNDP2026 | NT | 2040 | TWh | 232 | Sub_sector | Transport | Cars | Transport (cars) | Energetic | transport_cars_final_demand_electricity | Electricity | EU | Energy demand | 0.22347 | FEC
MT | TYNDP2026 | NT | 2040 | TWh | 233 | Sub_sector | Transport | Cars | Transport (cars) | Energetic | transport_cars_final_demand_hydrogen | Hydrogen | EU | Energy demand | 0 | FEC
MT | TYNDP2026 | NT | 2040 | TWh | 234 | Sub_sector | Transport | Cars | Transport (cars) | Energetic | transport_cars_final_demand_methane | Methane | EU | Energy demand | 0 | FEC
MT | TYNDP2026 | NT | 2040 | TWh | 235 | Sub_sector | Transport | Cars | Transport (cars) | Energetic | transport_cars_final_demand_heat | Heat | EU | Energy demand | 0 | FEC
MT | TYNDP2026 | NT | 2040 | TWh | 236 | Sub_sector | Transport | Cars | Transport (cars) | Energetic | transport_cars_final_demand_biomass | Biomass | EU | Energy demand | 0 | FEC
MT | TYNDP2026 | NT | 2040 | TWh | 237 | Sub_sector | Transport | Cars | Transport (cars) | Energetic | transport_cars_final_demand_coal | Solids | EU | Energy demand | 0 | FEC
MT | TYNDP2026 | NT | 2040 | TWh | 238 | Sub_sector | Transport | Cars | Transport (cars) | Energetic | transport_cars_final_demand_oil | Liquids | EU | Energy demand | 0.72581 | FEC
MT | TYNDP2026 | NT | 2040 | TWh | 239 | Sub_sector | Transport | Cars | Transport (cars) | Energetic | transport_cars_final_demand_other | Others | EU | Energy demand | 0 | FEC
MT | TYNDP2026 | NT | 2040 | TWh | 240 | Sub_sector | Transport | Cars | Transport (cars) | Energetic | transport_cars_final_demand_ammonia | Ammonia | EU | Energy demand | 0 | FEC
MT | TYNDP2026 | NT | 2040 | TWh | 242 | Sub_sector | Transport | Busses | Transport (busses) | Energetic | transport_busses_final_demand_electricity | Electricity | EU | Energy demand | 0.030895 | FEC
MT | TYNDP2026 | NT | 2040 | TWh | 243 | Sub_sector | Transport | Busses | Transport (busses) | Energetic | transport_busses_final_demand_hydrogen | Hydrogen | EU | Energy demand | 0 | FEC
MT | TYNDP2026 | NT | 2040 | TWh | 244 | Sub_sector | Transport | Busses | Transport (busses) | Energetic | transport_busses_final_demand_methane | Methane | EU | Energy demand | 0 | FEC
MT | TYNDP2026 | NT | 2040 | TWh | 245 | Sub_sector | Transport | Busses | Transport (busses) | Energetic | transport_busses_final_demand_heat | Heat | EU | Energy demand | 0 | FEC
MT | TYNDP2026 | NT | 2040 | TWh | 246 | Sub_sector | Transport | Busses | Transport (busses) | Energetic | transport_busses_final_demand_biomass | Biomass | EU | Energy demand | 0 | FEC
MT | TYNDP2026 | NT | 2040 | TWh | 247 | Sub_sector | Transport | Busses | Transport (busses) | Energetic | transport_busses_final_demand_coal | Solids | EU | Energy demand | 0 | FEC
MT | TYNDP2026 | NT | 2040 | TWh | 248 | Sub_sector | Transport | Busses | Transport (busses) | Energetic | transport_busses_final_demand_oil | Liquids | EU | Energy demand | 0.32208 | FEC
MT | TYNDP2026 | NT | 2040 | TWh | 249 | Sub_sector | Transport | Busses | Transport (busses) | Energetic | transport_busses_final_demand_other | Others | EU | Energy demand | 0 | FEC
MT | TYNDP2026 | NT | 2040 | TWh | 250 | Sub_sector | Transport | Busses | Transport (busses) | Energetic | transport_busses_final_demand_ammonia | Ammonia | EU | Energy demand | 0 | FEC
MT | TYNDP2026 | NT | 2040 | TWh | 252 | Sub_sector | Transport | Trucks | Transport (trucks) | Energetic | transport_trucks_final_demand_electricity | Electricity | EU | Energy demand | 0.0090189 | FEC
MT | TYNDP2026 | NT | 2040 | TWh | 253 | Sub_sector | Transport | Trucks | Transport (trucks) | Energetic | transport_trucks_final_demand_hydrogen | Hydrogen | EU | Energy demand | 0 | FEC
MT | TYNDP2026 | NT | 2040 | TWh | 254 | Sub_sector | Transport | Trucks | Transport (trucks) | Energetic | transport_trucks_final_demand_methane | Methane | EU | Energy demand | 0 | FEC
MT | TYNDP2026 | NT | 2040 | TWh | 255 | Sub_sector | Transport | Trucks | Transport (trucks) | Energetic | transport_trucks_final_demand_heat | Heat | EU | Energy demand | 0 | FEC
MT | TYNDP2026 | NT | 2040 | TWh | 256 | Sub_sector | Transport | Trucks | Transport (trucks) | Energetic | transport_trucks_final_demand_biomass | Biomass | EU | Energy demand | 0 | FEC
MT | TYNDP2026 | NT | 2040 | TWh | 257 | Sub_sector | Transport | Trucks | Transport (trucks) | Energetic | transport_trucks_final_demand_coal | Solids | EU | Energy demand | 0 | FEC
MT | TYNDP2026 | NT | 2040 | TWh | 258 | Sub_sector | Transport | Trucks | Transport (trucks) | Energetic | transport_trucks_final_demand_oil | Liquids | EU | Energy demand | 0.49736 | FEC
MT | TYNDP2026 | NT | 2040 | TWh | 259 | Sub_sector | Transport | Trucks | Transport (trucks) | Energetic | transport_trucks_final_demand_other | Others | EU | Energy demand | 0 | FEC
MT | TYNDP2026 | NT | 2040 | TWh | 260 | Sub_sector | Transport | Trucks | Transport (trucks) | Energetic | transport_trucks_final_demand_ammonia | Ammonia | EU | Energy demand | 0 | FEC
MT | TYNDP2026 | NT | 2040 | TWh | 262 | Sub_sector | Transport | Vans | Transport (vans) | Energetic | transport_vans_final_demand_electricity | Electricity | EU | Energy demand | 0.14989 | FEC
MT | TYNDP2026 | NT | 2040 | TWh | 263 | Sub_sector | Transport | Vans | Transport (vans) | Energetic | transport_vans_final_demand_hydrogen | Hydrogen | EU | Energy demand | 0 | FEC
MT | TYNDP2026 | NT | 2040 | TWh | 264 | Sub_sector | Transport | Vans | Transport (vans) | Energetic | transport_vans_final_demand_methane | Methane | EU | Energy demand | 0 | FEC
MT | TYNDP2026 | NT | 2040 | TWh | 265 | Sub_sector | Transport | Vans | Transport (vans) | Energetic | transport_vans_final_demand_heat | Heat | EU | Energy demand | 0 | FEC
MT | TYNDP2026 | NT | 2040 | TWh | 266 | Sub_sector | Transport | Vans | Transport (vans) | Energetic | transport_vans_final_demand_biomass | Biomass | EU | Energy demand | 0 | FEC
MT | TYNDP2026 | NT | 2040 | TWh | 267 | Sub_sector | Transport | Vans | Transport (vans) | Energetic | transport_vans_final_demand_coal | Solids | EU | Energy demand | 0 | FEC
MT | TYNDP2026 | NT | 2040 | TWh | 268 | Sub_sector | Transport | Vans | Transport (vans) | Energetic | transport_vans_final_demand_oil | Liquids | EU | Energy demand | 0.41845 | FEC
MT | TYNDP2026 | NT | 2040 | TWh | 269 | Sub_sector | Transport | Vans | Transport (vans) | Energetic | transport_vans_final_demand_other | Others | EU | Energy demand | 0 | FEC
MT | TYNDP2026 | NT | 2040 | TWh | 270 | Sub_sector | Transport | Vans | Transport (vans) | Energetic | transport_vans_final_demand_ammonia | Ammonia | EU | Energy demand | 0 | FEC
MT | TYNDP2026 | NT | 2040 | TWh | 272 | Sub_sector | Transport | Freight trains | Transport (trains) | Energetic | transport_trains_final_demand_electricity | Electricity | EU | Energy demand | 0 | FEC
MT | TYNDP2026 | NT | 2040 | TWh | 273 | Sub_sector | Transport | Freight trains | Transport (trains) | Energetic | transport_trains_final_demand_hydrogen | Hydrogen | EU | Energy demand | 0 | FEC
MT | TYNDP2026 | NT | 2040 | TWh | 274 | Sub_sector | Transport | Freight trains | Transport (trains) | Energetic | transport_trains_final_demand_methane | Methane | EU | Energy demand | 0 | FEC
MT | TYNDP2026 | NT | 2040 | TWh | 275 | Sub_sector | Transport | Freight trains | Transport (trains) | Energetic | transport_trains_final_demand_heat | Heat | EU | Energy demand | 0 | FEC
MT | TYNDP2026 | NT | 2040 | TWh | 276 | Sub_sector | Transport | Freight trains | Transport (trains) | Energetic | transport_trains_final_demand_biomass | Biomass | EU | Energy demand | 0 | FEC
MT | TYNDP2026 | NT | 2040 | TWh | 277 | Sub_sector | Transport | Freight trains | Transport (trains) | Energetic | transport_trains_final_demand_coal | Solids | EU | Energy demand | 0 | FEC
MT | TYNDP2026 | NT | 2040 | TWh | 278 | Sub_sector | Transport | Freight trains | Transport (trains) | Energetic | transport_trains_final_demand_oil | Liquids | EU | Energy demand | 0 | FEC
MT | TYNDP2026 | NT | 2040 | TWh | 279 | Sub_sector | Transport | Freight trains | Transport (trains) | Energetic | transport_trains_final_demand_other | Others | EU | Energy demand | 0 | FEC
MT | TYNDP2026 | NT | 2040 | TWh | 280 | Sub_sector | Transport | Freight trains | Transport (trains) | Energetic | transport_trains_final_demand_ammonia | Ammonia | EU | Energy demand | 0 | FEC
MT | TYNDP2026 | NT | 2040 | TWh | 282 | Sub_sector | Transport | Ships | Transport (ships) | Energetic | transport_ships_final_demand_electricity | Electricity | EU | Energy demand | 0 | FEC
MT | TYNDP2026 | NT | 2040 | TWh | 283 | Sub_sector | Transport | Ships | Transport (ships) | Energetic | transport_ships_final_demand_hydrogen | Hydrogen | EU | Energy demand | 0 | FEC
MT | TYNDP2026 | NT | 2040 | TWh | 284 | Sub_sector | Transport | Ships | Transport (ships) | Energetic | transport_ships_final_demand_methane | Methane | EU | Energy demand | 0 | FEC
MT | TYNDP2026 | NT | 2040 | TWh | 285 | Sub_sector | Transport | Ships | Transport (ships) | Energetic | transport_ships_final_demand_heat | Heat | EU | Energy demand | 0 | FEC
MT | TYNDP2026 | NT | 2040 | TWh | 286 | Sub_sector | Transport | Ships | Transport (ships) | Energetic | transport_ships_final_demand_biomass | Biomass | EU | Energy demand | 0 | FEC
MT | TYNDP2026 | NT | 2040 | TWh | 287 | Sub_sector | Transport | Ships | Transport (ships) | Energetic | transport_ships_final_demand_coal | Solids | EU | Energy demand | 0 | FEC
MT | TYNDP2026 | NT | 2040 | TWh | 288 | Sub_sector | Transport | Ships | Transport (ships) | Energetic | transport_ships_final_demand_oil | Liquids | EU | Energy demand | 0.078572 | FEC
MT | TYNDP2026 | NT | 2040 | TWh | 289 | Sub_sector | Transport | Ships | Transport (ships) | Energetic | transport_ships_final_demand_other | Others | EU | Energy demand | 0 | FEC
MT | TYNDP2026 | NT | 2040 | TWh | 290 | Sub_sector | Transport | Ships | Transport (ships) | Energetic | transport_ships_final_demand_ammonia | Ammonia | EU | Energy demand | 0 | FEC
MT | TYNDP2026 | NT | 2040 | TWh | 292 | Sub_sector | Transport | Planes | Transport (planes) | Energetic | transport_planes_final_demand_electricity | Electricity | EU | Energy demand | 0 | FEC
MT | TYNDP2026 | NT | 2040 | TWh | 293 | Sub_sector | Transport | Planes | Transport (planes) | Energetic | transport_planes_final_demand_hydrogen | Hydrogen | EU | Energy demand | 0 | FEC
MT | TYNDP2026 | NT | 2040 | TWh | 294 | Sub_sector | Transport | Planes | Transport (planes) | Energetic | transport_planes_final_demand_methane | Methane | EU | Energy demand | 0 | FEC
MT | TYNDP2026 | NT | 2040 | TWh | 295 | Sub_sector | Transport | Planes | Transport (planes) | Energetic | transport_planes_final_demand_heat | Heat | EU | Energy demand | 0 | FEC
MT | TYNDP2026 | NT | 2040 | TWh | 296 | Sub_sector | Transport | Planes | Transport (planes) | Energetic | transport_planes_final_demand_biomass | Biomass | EU | Energy demand | 0 | FEC
MT | TYNDP2026 | NT | 2040 | TWh | 297 | Sub_sector | Transport | Planes | Transport (planes) | Energetic | transport_planes_final_demand_coal | Solids | EU | Energy demand | 0 | FEC
MT | TYNDP2026 | NT | 2040 | TWh | 298 | Sub_sector | Transport | Planes | Transport (planes) | Energetic | transport_planes_final_demand_oil | Liquids | EU | Energy demand | 0.0063328 | FEC
MT | TYNDP2026 | NT | 2040 | TWh | 299 | Sub_sector | Transport | Planes | Transport (planes) | Energetic | transport_planes_final_demand_other | Others | EU | Energy demand | 0 | FEC
MT | TYNDP2026 | NT | 2040 | TWh | 300 | Sub_sector | Transport | Planes | Transport (planes) | Energetic | transport_planes_final_demand_ammonia | Ammonia | EU | Energy demand | 0 | FEC
MT | TYNDP2026 | NT | 2040 | TWh | 302 | Sub_sector | Transport | Others | Transport (others) | Energetic | transport_other_final_demand_electricity | Electricity | EU | Energy demand | 0.0085072 | FEC
MT | TYNDP2026 | NT | 2040 | TWh | 303 | Sub_sector | Transport | Others | Transport (others) | Energetic | transport_other_final_demand_hydrogen | Hydrogen | EU | Energy demand | 0 | FEC
MT | TYNDP2026 | NT | 2040 | TWh | 304 | Sub_sector | Transport | Others | Transport (others) | Energetic | transport_other_final_demand_methane | Methane | EU | Energy demand | 0 | FEC
MT | TYNDP2026 | NT | 2040 | TWh | 305 | Sub_sector | Transport | Others | Transport (others) | Energetic | transport_other_final_demand_heat | Heat | EU | Energy demand | 0 | FEC
MT | TYNDP2026 | NT | 2040 | TWh | 306 | Sub_sector | Transport | Others | Transport (others) | Energetic | transport_other_final_demand_biomass | Biomass | EU | Energy demand | 0 | FEC
MT | TYNDP2026 | NT | 2040 | TWh | 307 | Sub_sector | Transport | Others | Transport (others) | Energetic | transport_other_final_demand_coal | Solids | EU | Energy demand | 0 | FEC
MT | TYNDP2026 | NT | 2040 | TWh | 308 | Sub_sector | Transport | Others | Transport (others) | Energetic | transport_other_final_demand_oil | Liquids | EU | Energy demand | 0.064429 | FEC
MT | TYNDP2026 | NT | 2040 | TWh | 309 | Sub_sector | Transport | Others | Transport (others) | Energetic | transport_other_final_demand_other | Others | EU | Energy demand | 0 | FEC
MT | TYNDP2026 | NT | 2040 | TWh | 310 | Sub_sector | Transport | Others | Transport (others) | Energetic | transport_other_final_demand_ammonia | Ammonia | EU | Energy demand | 0 | FEC
MT | TYNDP2026 | NT | 2040 | TWh | 312 | Sub_sector | International transport | International aviation | Transport (int. aviation) | Energetic | transport_int_aviation_final_demand_electricity | Electricity | EU | Energy demand | 0 | FEC
MT | TYNDP2026 | NT | 2040 | TWh | 313 | Sub_sector | International transport | International aviation | Transport (int. aviation) | Energetic | transport_int_aviation_final_demand_hydrogen | Hydrogen | EU | Energy demand | 0 | FEC
MT | TYNDP2026 | NT | 2040 | TWh | 314 | Sub_sector | International transport | International aviation | Transport (int. aviation) | Energetic | transport_int_aviation_final_demand_methane | Methane | EU | Energy demand | 0 | FEC
MT | TYNDP2026 | NT | 2040 | TWh | 315 | Sub_sector | International transport | International aviation | Transport (int. aviation) | Energetic | transport_int_aviation_final_demand_heat | Heat | EU | Energy demand | 0 | FEC
MT | TYNDP2026 | NT | 2040 | TWh | 316 | Sub_sector | International transport | International aviation | Transport (int. aviation) | Energetic | transport_int_aviation_final_demand_biofuels | Biomass | EU | Energy demand | 0 | FEC
MT | TYNDP2026 | NT | 2040 | TWh | 317 | Sub_sector | International transport | International aviation | Transport (int. aviation) | Energetic | transport_int_aviation_final_demand_coal | Solids | EU | Energy demand | 0 | FEC
MT | TYNDP2026 | NT | 2040 | TWh | 318 | Sub_sector | International transport | International aviation | Transport (int. aviation) | Energetic | transport_int_aviation_final_demand_oil | Liquids | EU | Energy demand | 1.6835 | FEC
MT | TYNDP2026 | NT | 2040 | TWh | 319 | Sub_sector | International transport | International aviation | Transport (int. aviation) | Energetic | transport_int_aviation_final_demand_other | Others | EU | Energy demand | 0 | FEC
MT | TYNDP2026 | NT | 2040 | TWh | 320 | Sub_sector | International transport | International aviation | Transport (int. aviation) | Energetic | transport_int_aviation_final_demand_ammonia | Ammonia | EU | Energy demand | 0 | FEC
MT | TYNDP2026 | NT | 2040 | TWh | 322 | Sub_sector | International transport | International shipping | Transport (int. shipping) | Energetic | transport_int_shipping_final_demand_electricity | Electricity | EU | Energy demand | 0 | not_included_in_FEC
MT | TYNDP2026 | NT | 2040 | TWh | 323 | Sub_sector | International transport | International shipping | Transport (int. shipping) | Energetic | transport_int_shipping_final_demand_hydrogen | Hydrogen | EU | Energy demand | 0 | not_included_in_FEC
MT | TYNDP2026 | NT | 2040 | TWh | 324 | Sub_sector | International transport | International shipping | Transport (int. shipping) | Energetic | transport_int_shipping_final_demand_methane | Methane | EU | Energy demand | 0 | not_included_in_FEC
MT | TYNDP2026 | NT | 2040 | TWh | 325 | Sub_sector | International transport | International shipping | Transport (int. shipping) | Energetic | transport_int_shipping_final_demand_heat | Heat | EU | Energy demand | 0 | not_included_in_FEC
MT | TYNDP2026 | NT | 2040 | TWh | 326 | Sub_sector | International transport | International shipping | Transport (int. shipping) | Energetic | transport_int_shipping_final_demand_biofuels | Biomass | EU | Energy demand | 0 | not_included_in_FEC
MT | TYNDP2026 | NT | 2040 | TWh | 327 | Sub_sector | International transport | International shipping | Transport (int. shipping) | Energetic | transport_int_shipping_final_demand_coal | Solids | EU | Energy demand | 0 | not_included_in_FEC
MT | TYNDP2026 | NT | 2040 | TWh | 328 | Sub_sector | International transport | International shipping | Transport (int. shipping) | Energetic | transport_int_shipping_final_demand_oil | Liquids | EU | Energy demand | 21.7985 | not_included_in_FEC
MT | TYNDP2026 | NT | 2040 | TWh | 329 | Sub_sector | International transport | International shipping | Transport (int. shipping) | Energetic | transport_int_shipping_final_demand_other | Others | EU | Energy demand | 0 | not_included_in_FEC
MT | TYNDP2026 | NT | 2040 | TWh | 330 | Sub_sector | International transport | International shipping | Transport (int. shipping) | Energetic | transport_int_shipping_final_demand_ammonia | Ammonia | EU | Energy demand | 0 | not_included_in_FEC
MT | TYNDP2026 | NT | 2040 | TWh | 332 | Sub_sector | Households | Space heating | Households (heating) | Energetic | households_heating_final_demand_electricity | Electricity | EU | Energy demand | 0.17472 | FEC
MT | TYNDP2026 | NT | 2040 | TWh | 333 | Sub_sector | Households | Space heating | Households (heating) | Energetic | households_heating_final_demand_hydrogen | Hydrogen | EU | Energy demand | 0 | FEC
MT | TYNDP2026 | NT | 2040 | TWh | 334 | Sub_sector | Households | Space heating | Households (heating) | Energetic | households_heating_final_demand_methane | Methane | EU | Energy demand | 0 | FEC
MT | TYNDP2026 | NT | 2040 | TWh | 335 | Sub_sector | Households | Space heating | Households (heating) | Energetic | households_heating_final_demand_heat | Heat | EU | Energy demand | 0 | FEC
MT | TYNDP2026 | NT | 2040 | TWh | 336 | Sub_sector | Households | Space heating | Households (heating) | Energetic | households_heating_final_demand_biomass | Biomass | EU | Energy demand | 0.036379 | FEC
MT | TYNDP2026 | NT | 2040 | TWh | 337 | Sub_sector | Households | Space heating | Households (heating) | Energetic | households_heating_final_demand_coal | Solids | EU | Energy demand | 0 | FEC
MT | TYNDP2026 | NT | 2040 | TWh | 338 | Sub_sector | Households | Space heating | Households (heating) | Energetic | households_heating_final_demand_oil | Liquids | EU | Energy demand | 0.007019 | FEC
MT | TYNDP2026 | NT | 2040 | TWh | 339 | Sub_sector | Households | Space heating | Households (heating) | Energetic | households_heating_final_demand_other | Others | EU | Energy demand | 0 | FEC
MT | TYNDP2026 | NT | 2040 | TWh | 340 | Sub_sector | Households | Space heating | Households (heating) | Energetic | households_heating_final_demand_ammonia | Ammonia | EU | Energy demand | 0 | FEC
MT | TYNDP2026 | NT | 2040 | TWh | 343 | Sub_sector | Households | Cooling | Households (cooling) | Energetic | households_cooling_final_demand_electricity | Electricity | EU | Energy demand | 0.23609 | FEC
MT | TYNDP2026 | NT | 2040 | TWh | 344 | Sub_sector | Households | Cooling | Households (cooling) | Energetic | households_cooling_final_demand_hydrogen | Hydrogen | EU | Energy demand | 0 | FEC
MT | TYNDP2026 | NT | 2040 | TWh | 345 | Sub_sector | Households | Cooling | Households (cooling) | Energetic | households_cooling_final_demand_methane | Methane | EU | Energy demand | 0 | FEC
MT | TYNDP2026 | NT | 2040 | TWh | 346 | Sub_sector | Households | Cooling | Households (cooling) | Energetic | households_cooling_final_demand_heat | Heat | EU | Energy demand | 0 | FEC
MT | TYNDP2026 | NT | 2040 | TWh | 347 | Sub_sector | Households | Cooling | Households (cooling) | Energetic | households_cooling_final_demand_biomass | Biomass | EU | Energy demand | 0 | FEC
MT | TYNDP2026 | NT | 2040 | TWh | 348 | Sub_sector | Households | Cooling | Households (cooling) | Energetic | households_cooling_final_demand_coal | Solids | EU | Energy demand | 0 | FEC
MT | TYNDP2026 | NT | 2040 | TWh | 349 | Sub_sector | Households | Cooling | Households (cooling) | Energetic | households_cooling_final_demand_oil | Liquids | EU | Energy demand | 0 | FEC
MT | TYNDP2026 | NT | 2040 | TWh | 350 | Sub_sector | Households | Cooling | Households (cooling) | Energetic | households_cooling_final_demand_other | Others | EU | Energy demand | 0 | FEC
MT | TYNDP2026 | NT | 2040 | TWh | 351 | Sub_sector | Households | Cooling | Households (cooling) | Energetic | households_cooling_final_demand_ammonia | Ammonia | EU | Energy demand | 0 | FEC
MT | TYNDP2026 | NT | 2040 | TWh | 354 | Sub_sector | Households | Hot water | Households (hot water) | Energetic | households_hot_water_final_demand_electricity | Electricity | EU | Energy demand | 0.45847 | FEC
MT | TYNDP2026 | NT | 2040 | TWh | 355 | Sub_sector | Households | Hot water | Households (hot water) | Energetic | households_hot_water_final_demand_hydrogen | Hydrogen | EU | Energy demand | 0 | FEC
MT | TYNDP2026 | NT | 2040 | TWh | 356 | Sub_sector | Households | Hot water | Households (hot water) | Energetic | households_hot_water_final_demand_methane | Methane | EU | Energy demand | 0 | FEC
MT | TYNDP2026 | NT | 2040 | TWh | 357 | Sub_sector | Households | Hot water | Households (hot water) | Energetic | households_hot_water_final_demand_heat | Heat | EU | Energy demand | 0 | FEC
MT | TYNDP2026 | NT | 2040 | TWh | 358 | Sub_sector | Households | Hot water | Households (hot water) | Energetic | households_hot_water_final_demand_biomass | Biomass | EU | Energy demand | 0.020141 | FEC
MT | TYNDP2026 | NT | 2040 | TWh | 359 | Sub_sector | Households | Hot water | Households (hot water) | Energetic | households_hot_water_final_demand_coal | Solids | EU | Energy demand | 0 | FEC
MT | TYNDP2026 | NT | 2040 | TWh | 360 | Sub_sector | Households | Hot water | Households (hot water) | Energetic | households_hot_water_final_demand_oil | Liquids | EU | Energy demand | 0.003886 | FEC
MT | TYNDP2026 | NT | 2040 | TWh | 361 | Sub_sector | Households | Hot water | Households (hot water) | Energetic | households_hot_water_final_demand_other | Others | EU | Energy demand | 0.013482 | FEC
MT | TYNDP2026 | NT | 2040 | TWh | 362 | Sub_sector | Households | Hot water | Households (hot water) | Energetic | households_hot_water_final_demand_ammonia | Ammonia | EU | Energy demand | 0 | FEC
MT | TYNDP2026 | NT | 2040 | TWh | 365 | Sub_sector | Households | Appliances | Households (appliances) | Energetic | households_appliances_final_demand_electricity | Electricity | EU | Energy demand | 0.50942 | FEC
MT | TYNDP2026 | NT | 2040 | TWh | 366 | Sub_sector | Households | Appliances | Households (appliances) | Energetic | households_appliances_final_demand_hydrogen | Hydrogen | EU | Energy demand | 0 | FEC
MT | TYNDP2026 | NT | 2040 | TWh | 367 | Sub_sector | Households | Appliances | Households (appliances) | Energetic | households_appliances_final_demand_methane | Methane | EU | Energy demand | 0.030952 | FEC
MT | TYNDP2026 | NT | 2040 | TWh | 368 | Sub_sector | Households | Appliances | Households (appliances) | Energetic | households_appliances_final_demand_heat | Heat | EU | Energy demand | 0 | FEC
MT | TYNDP2026 | NT | 2040 | TWh | 369 | Sub_sector | Households | Appliances | Households (appliances) | Energetic | households_appliances_final_demand_biomass | Biomass | EU | Energy demand | 0 | FEC
MT | TYNDP2026 | NT | 2040 | TWh | 370 | Sub_sector | Households | Appliances | Households (appliances) | Energetic | households_appliances_final_demand_coal | Solids | EU | Energy demand | 0 | FEC
MT | TYNDP2026 | NT | 2040 | TWh | 371 | Sub_sector | Households | Appliances | Households (appliances) | Energetic | households_appliances_final_demand_oil | Liquids | EU | Energy demand | 0 | FEC
MT | TYNDP2026 | NT | 2040 | TWh | 372 | Sub_sector | Households | Appliances | Households (appliances) | Energetic | households_appliances_final_demand_other | Others | EU | Energy demand | 0 | FEC
MT | TYNDP2026 | NT | 2040 | TWh | 373 | Sub_sector | Households | Appliances | Households (appliances) | Energetic | households_appliances_final_demand_ammonia | Ammonia | EU | Energy demand | 0 | FEC
MT | TYNDP2026 | NT | 2040 | TWh | 375 | Sub_sector | Buildings | Space heating | Buildings (heat) | Energetic | buildings_heat_final_demand_electricity | Electricity | EU | Energy demand | 0.50129 | FEC
MT | TYNDP2026 | NT | 2040 | TWh | 376 | Sub_sector | Buildings | Space heating | Buildings (heat) | Energetic | buildings_heat_final_demand_hydrogen | Hydrogen | EU | Energy demand | 0 | FEC
MT | TYNDP2026 | NT | 2040 | TWh | 377 | Sub_sector | Buildings | Space heating | Buildings (heat) | Energetic | buildings_heat_final_demand_methane | Methane | EU | Energy demand | 0 | FEC
MT | TYNDP2026 | NT | 2040 | TWh | 378 | Sub_sector | Buildings | Space heating | Buildings (heat) | Energetic | buildings_heat_final_demand_heat | Heat | EU | Energy demand | 0 | FEC
MT | TYNDP2026 | NT | 2040 | TWh | 379 | Sub_sector | Buildings | Space heating | Buildings (heat) | Energetic | buildings_heat_final_demand_biomass | Biomass | EU | Energy demand | 0 | FEC
MT | TYNDP2026 | NT | 2040 | TWh | 380 | Sub_sector | Buildings | Space heating | Buildings (heat) | Energetic | buildings_heat_final_demand_coal | Solids | EU | Energy demand | 0 | FEC
MT | TYNDP2026 | NT | 2040 | TWh | 381 | Sub_sector | Buildings | Space heating | Buildings (heat) | Energetic | buildings_heat_final_demand_oil | Liquids | EU | Energy demand | 0.26293 | FEC
MT | TYNDP2026 | NT | 2040 | TWh | 382 | Sub_sector | Buildings | Space heating | Buildings (heat) | Energetic | buildings_heat_final_demand_other | Others | EU | Energy demand | 0 | FEC
MT | TYNDP2026 | NT | 2040 | TWh | 383 | Sub_sector | Buildings | Space heating | Buildings (heat) | Energetic | buildings_heat_final_demand_ammonia | Ammonia | EU | Energy demand | 0 | FEC
MT | TYNDP2026 | NT | 2040 | TWh | 386 | Sub_sector | Buildings | Cooling | Buildings (cooling) | Energetic | buildings_cooling_final_demand_electricity | Electricity | EU | Energy demand | 0.3173 | FEC
MT | TYNDP2026 | NT | 2040 | TWh | 387 | Sub_sector | Buildings | Cooling | Buildings (cooling) | Energetic | buildings_cooling_final_demand_hydrogen | Hydrogen | EU | Energy demand | 0 | FEC
MT | TYNDP2026 | NT | 2040 | TWh | 388 | Sub_sector | Buildings | Cooling | Buildings (cooling) | Energetic | buildings_cooling_final_demand_methane | Methane | EU | Energy demand | 7.75e-13 | FEC
MT | TYNDP2026 | NT | 2040 | TWh | 389 | Sub_sector | Buildings | Cooling | Buildings (cooling) | Energetic | buildings_cooling_final_demand_heat | Heat | EU | Energy demand | 0 | FEC
MT | TYNDP2026 | NT | 2040 | TWh | 390 | Sub_sector | Buildings | Cooling | Buildings (cooling) | Energetic | buildings_cooling_final_demand_biomass | Biomass | EU | Energy demand | 0 | FEC
MT | TYNDP2026 | NT | 2040 | TWh | 391 | Sub_sector | Buildings | Cooling | Buildings (cooling) | Energetic | buildings_cooling_final_demand_coal | Solids | EU | Energy demand | 0 | FEC
MT | TYNDP2026 | NT | 2040 | TWh | 392 | Sub_sector | Buildings | Cooling | Buildings (cooling) | Energetic | buildings_cooling_final_demand_oil | Liquids | EU | Energy demand | 0 | FEC
MT | TYNDP2026 | NT | 2040 | TWh | 393 | Sub_sector | Buildings | Cooling | Buildings (cooling) | Energetic | buildings_cooling_final_demand_other | Others | EU | Energy demand | 0 | FEC
MT | TYNDP2026 | NT | 2040 | TWh | 394 | Sub_sector | Buildings | Cooling | Buildings (cooling) | Energetic | buildings_cooling_final_demand_ammonia | Ammonia | EU | Energy demand | 0 | FEC
MT | TYNDP2026 | NT | 2040 | TWh | 397 | Sub_sector | Buildings | Appliances | Buildings (appliances) | Energetic | buildings_appliances_final_demand_electricity | Electricity | EU | Energy demand | 0.58477 | FEC
MT | TYNDP2026 | NT | 2040 | TWh | 398 | Sub_sector | Buildings | Appliances | Buildings (appliances) | Energetic | buildings_appliances_final_demand_hydrogen | Hydrogen | EU | Energy demand | 0 | FEC
MT | TYNDP2026 | NT | 2040 | TWh | 399 | Sub_sector | Buildings | Appliances | Buildings (appliances) | Energetic | buildings_appliances_final_demand_methane | Methane | EU | Energy demand | 0.0098233 | FEC
MT | TYNDP2026 | NT | 2040 | TWh | 400 | Sub_sector | Buildings | Appliances | Buildings (appliances) | Energetic | buildings_appliances_final_demand_heat | Heat | EU | Energy demand | 0 | FEC
MT | TYNDP2026 | NT | 2040 | TWh | 401 | Sub_sector | Buildings | Appliances | Buildings (appliances) | Energetic | buildings_appliances_final_demand_biomass | Biomass | EU | Energy demand | 0 | FEC
MT | TYNDP2026 | NT | 2040 | TWh | 402 | Sub_sector | Buildings | Appliances | Buildings (appliances) | Energetic | buildings_appliances_final_demand_coal | Solids | EU | Energy demand | 0 | FEC
MT | TYNDP2026 | NT | 2040 | TWh | 403 | Sub_sector | Buildings | Appliances | Buildings (appliances) | Energetic | buildings_appliances_final_demand_oil | Liquids | EU | Energy demand | 0 | FEC
MT | TYNDP2026 | NT | 2040 | TWh | 404 | Sub_sector | Buildings | Appliances | Buildings (appliances) | Energetic | buildings_appliances_final_demand_other | Others | EU | Energy demand | 0 | FEC
MT | TYNDP2026 | NT | 2040 | TWh | 405 | Sub_sector | Buildings | Appliances | Buildings (appliances) | Energetic | buildings_appliances_final_demand_ammonia | Ammonia | EU | Energy demand | 0 | FEC
MT | TYNDP2026 | NT | 2040 | TWh | 407 | Sub_sector | Buildings | Datacenters | Datacenters & ICT | Energetic | datacentres_final_demand_electricity_energetic | Electricity | EU | Energy demand | 0.019444 | FEC
MT | TYNDP2026 | NT | 2040 | TWh | 408 | Sub_sector | Buildings | Datacenters | Datacenters & ICT | Energetic | datacentres_final_demand_hydrogen_energetic | Hydrogen | EU | Energy demand | 0 | FEC
MT | TYNDP2026 | NT | 2040 | TWh | 409 | Sub_sector | Buildings | Datacenters | Datacenters & ICT | Energetic | datacentres_final_demand_methane_energetic | Methane | EU | Energy demand | 0 | FEC
MT | TYNDP2026 | NT | 2040 | TWh | 410 | Sub_sector | Buildings | Datacenters | Datacenters & ICT | Energetic | datacentres_final_demand_heat_energetic | Heat | EU | Energy demand | 0 | FEC
MT | TYNDP2026 | NT | 2040 | TWh | 411 | Sub_sector | Buildings | Datacenters | Datacenters & ICT | Energetic | datacentres_final_demand_biomass_energetic | Biomass | EU | Energy demand | 0 | FEC
MT | TYNDP2026 | NT | 2040 | TWh | 412 | Sub_sector | Buildings | Datacenters | Datacenters & ICT | Energetic | datacentres_final_demand_coal_energetic | Solids | EU | Energy demand | 0 | FEC
MT | TYNDP2026 | NT | 2040 | TWh | 413 | Sub_sector | Buildings | Datacenters | Datacenters & ICT | Energetic | datacentres_final_demand_oil_energetic | Liquids | EU | Energy demand | 0 | FEC
MT | TYNDP2026 | NT | 2040 | TWh | 414 | Sub_sector | Buildings | Datacenters | Datacenters & ICT | Energetic | datacentres_final_demand_other_energetic | Others | EU | Energy demand | 0 | FEC
MT | TYNDP2026 | NT | 2040 | TWh | 415 | Sub_sector | Buildings | Datacenters | Datacenters & ICT | Energetic | datacentres_final_demand_ammonia_energetic | Ammonia | EU | Energy demand | 0 | FEC
MT | TYNDP2026 | NT | 2040 | TWh | 417 | Sub_sector | Transport | Others_Sector | Others_Sector | Energetic | other_final_demand_electricity_energetic | Electricity | EU | Energy demand | 0.022221 | FEC
MT | TYNDP2026 | NT | 2040 | TWh | 418 | Sub_sector | Transport | Others_Sector | Others_Sector | Energetic | other_final_demand_hydrogen_energetic | Hydrogen | EU | Energy demand | 0 | FEC
MT | TYNDP2026 | NT | 2040 | TWh | 419 | Sub_sector | Transport | Pipeline Transport | Others_Sector | Energetic | other_final_demand_methane_energetic | Methane | EU | Energy demand | 0 | FEC
MT | TYNDP2026 | NT | 2040 | TWh | 420 | Sub_sector | Transport | Others_Sector | Others_Sector | Energetic | other_final_demand_heat_energetic | Heat | EU | Energy demand | 0 | FEC
MT | TYNDP2026 | NT | 2040 | TWh | 421 | Sub_sector | Transport | Others_Sector | Others_Sector | Energetic | other_final_demand_biomass_energetic | Biomass | EU | Energy demand | 0 | FEC
MT | TYNDP2026 | NT | 2040 | TWh | 422 | Sub_sector | Transport | Others_Sector | Others_Sector | Energetic | other_final_demand_coal_energetic | Solids | EU | Energy demand | 0 | FEC
MT | TYNDP2026 | NT | 2040 | TWh | 423 | Sub_sector | Transport | Others_Sector | Others_Sector | Energetic | other_final_demand_oil_energetic | Liquids | EU | Energy demand | 0 | FEC
MT | TYNDP2026 | NT | 2040 | TWh | 424 | Sub_sector | Others_Sector | Others_Sector | Others_Sector | Non-energetic | other_final_demand_oil_non_energetic | Liquids | EU | Energy demand | 0 | not_included_in_FEC
MT | TYNDP2026 | NT | 2040 | TWh | 425 | Sub_sector | Transport | Others_Sector | Others_Sector | Energetic | other_final_demand_other_energetic | Others | EU | Energy demand | 0 | FEC
MT | TYNDP2026 | NT | 2040 | TWh | 426 | Sub_sector | Transport | Others_Sector | Others_Sector | Energetic | other_final_demand_ammonia_energetic | Ammonia | EU | Energy demand | 0 | FEC
MT | TYNDP2026 | NT | 2040 | TWh | 427 | Sub_sector | Industry | Surplus_Heat_in_Industry | Surplus_Heat_in_Industry | Energetic | final_demand_of_industry_unused_local_production_steam_hot_water | Heat | EU | Energy demand | 0 | FEC
MT | TYNDP2026 | NT | 2040 | TWh | 429 | Sub_sector | Agriculture | Total | Agriculture | Energetic | agriculture_final_demand_electricity_energetic | Electricity | EU | Energy demand | 0.0069982 | FEC
MT | TYNDP2026 | NT | 2040 | TWh | 430 | Sub_sector | Agriculture | Total | Agriculture | Energetic | agriculture_final_demand_hydrogen_energetic | Hydrogen | EU | Energy demand | 0 | FEC
MT | TYNDP2026 | NT | 2040 | TWh | 431 | Sub_sector | Agriculture | Total | Agriculture | Energetic | agriculture_final_demand_methane_energetic | Methane | EU | Energy demand | 0 | FEC
MT | TYNDP2026 | NT | 2040 | TWh | 432 | Sub_sector | Agriculture | Total | Agriculture | Energetic | agriculture_final_demand_heat_energetic | Heat | EU | Energy demand | 0 | FEC
MT | TYNDP2026 | NT | 2040 | TWh | 433 | Sub_sector | Agriculture | Total | Agriculture | Energetic | agriculture_final_demand_biomass_energetic | Biomass | EU | Energy demand | 0 | FEC
MT | TYNDP2026 | NT | 2040 | TWh | 434 | Sub_sector | Agriculture | Total | Agriculture | Energetic | agriculture_final_demand_coal_energetic | Solids | EU | Energy demand | 0 | FEC
MT | TYNDP2026 | NT | 2040 | TWh | 435 | Sub_sector | Agriculture | Total | Agriculture | Energetic | agriculture_final_demand_oil_energetic | Liquids | EU | Energy demand | 0.10371 | FEC
MT | TYNDP2026 | NT | 2040 | TWh | 436 | Sub_sector | Agriculture | Total | Agriculture | Energetic | agriculture_final_demand_other_energetic | Others | EU | Energy demand | 0 | FEC
MT | TYNDP2026 | NT | 2040 | TWh | 437 | Sub_sector | Agriculture | Total | Agriculture | Energetic | agriculture_final_demand_ammonia_energetic | Ammonia | EU | Energy demand | 0 | FEC
MT | TYNDP2026 | NT | 2040 | TWh | 447 | Sub_sector | Buildings | Surplus Energy | Buildings | Energetic | GAP | Electricity | EU | Energy demand | 0 | FEC
MT | TYNDP2026 | NT | 2040 | TWh | 448 | Sub_sector | Buildings | Surplus Energy | Buildings | Energetic | GAP | Hydrogen | EU | Energy demand | 0 | FEC
MT | TYNDP2026 | NT | 2040 | TWh | 449 | Sub_sector | Buildings | Surplus Energy | Buildings | Energetic | GAP | Methane | EU | Energy demand | 0 | FEC
MT | TYNDP2026 | NT | 2040 | TWh | 450 | Sub_sector | Buildings | Surplus Energy | Buildings | Energetic | GAP | Heat | EU | Energy demand | 0 | FEC
MT | TYNDP2026 | NT | 2040 | TWh | 451 | Sub_sector | Buildings | Surplus Energy | Buildings | Energetic | GAP | Biomass | EU | Energy demand | 0 | FEC
MT | TYNDP2026 | NT | 2040 | TWh | 452 | Sub_sector | Buildings | Surplus Energy | Buildings | Energetic | GAP | Solids | EU | Energy demand | 0 | FEC
MT | TYNDP2026 | NT | 2040 | TWh | 453 | Sub_sector | Buildings | Surplus Energy | Buildings | Energetic | GAP | Liquids | EU | Energy demand | 0.0039358 | FEC
MT | TYNDP2026 | NT | 2040 | TWh | 454 | Sub_sector | Buildings | Surplus Energy | Buildings | Energetic | GAP | Others | EU | Energy demand | 0 | FEC
MT | TYNDP2026 | NT | 2040 | TWh | 455 | Sub_sector | Buildings | Surplus Energy | Buildings | Energetic | GAP | Ammonia | EU | Energy demand | 0 | FEC
MT | TYNDP2026 | NT | 2040 | TWh | 456 | Sub_sector | Households | Surplus Energy | Households | Energetic | GAP | Electricity | EU | Energy demand | 0 | FEC
MT | TYNDP2026 | NT | 2040 | TWh | 457 | Sub_sector | Households | Surplus Energy | Households | Energetic | GAP | Hydrogen | EU | Energy demand | 0 | FEC
MT | TYNDP2026 | NT | 2040 | TWh | 458 | Sub_sector | Households | Surplus Energy | Households | Energetic | GAP | Methane | EU | Energy demand | 0 | FEC
MT | TYNDP2026 | NT | 2040 | TWh | 459 | Sub_sector | Households | Surplus Energy | Households | Energetic | GAP | Heat | EU | Energy demand | 0 | FEC
MT | TYNDP2026 | NT | 2040 | TWh | 460 | Sub_sector | Households | Surplus Energy | Households | Energetic | GAP | Biomass | EU | Energy demand | 0 | FEC
MT | TYNDP2026 | NT | 2040 | TWh | 461 | Sub_sector | Households | Surplus Energy | Households | Energetic | GAP | Solids | EU | Energy demand | 0 | FEC
MT | TYNDP2026 | NT | 2040 | TWh | 462 | Sub_sector | Households | Surplus Energy | Households | Energetic | GAP | Liquids | EU | Energy demand | 0 | FEC
MT | TYNDP2026 | NT | 2040 | TWh | 463 | Sub_sector | Households | Surplus Energy | Households | Energetic | GAP | Others | EU | Energy demand | 0 | FEC
MT | TYNDP2026 | NT | 2040 | TWh | 464 | Sub_sector | Households | Surplus Energy | Households | Energetic | GAP | Ammonia | EU | Energy demand | 0 | FEC
MT | TYNDP2026 | NT | 2050 | TWh | 102 | Sub_sector | Industry | Aluminium | Industry (aluminium) | Energetic | industry_aluminium_demand_electricity_energetic | Electricity | EU | Energy demand | 0 | FEC
MT | TYNDP2026 | NT | 2050 | TWh | 103 | Sub_sector | Industry | Aluminium | Industry (aluminium) | Energetic | industry_aluminium_demand_hydrogen_energetic | Hydrogen | EU | Energy demand | 0 | FEC
MT | TYNDP2026 | NT | 2050 | TWh | 104 | Sub_sector | Industry | Aluminium | Industry (aluminium) | Energetic | industry_aluminium_demand_methane_energetic | Methane | EU | Energy demand | 0 | FEC
MT | TYNDP2026 | NT | 2050 | TWh | 105 | Sub_sector | Industry | Aluminium | Industry (aluminium) | Energetic | industry_aluminium_demand_heat_energetic | Heat | EU | Energy demand | 0 | FEC
MT | TYNDP2026 | NT | 2050 | TWh | 106 | Sub_sector | Industry | Aluminium | Industry (aluminium) | Energetic | industry_aluminium_demand_biomass_energetic | Biomass | EU | Energy demand | 0 | FEC
MT | TYNDP2026 | NT | 2050 | TWh | 107 | Sub_sector | Industry | Aluminium | Industry (aluminium) | Energetic | industry_aluminium_demand_coal_energetic | Solids | EU | Energy demand | 0 | FEC
MT | TYNDP2026 | NT | 2050 | TWh | 108 | Sub_sector | Industry | Aluminium | Industry (aluminium) | Energetic | industry_aluminium_demand_oil_energetic | Liquids | EU | Energy demand | 0 | FEC
MT | TYNDP2026 | NT | 2050 | TWh | 109 | Sub_sector | Industry | Aluminium | Industry (aluminium) | Energetic | industry_aluminium_demand_others_energetic | Others | EU | Energy demand | 0 | FEC
MT | TYNDP2026 | NT | 2050 | TWh | 110 | Sub_sector | Industry | Aluminium | Industry (aluminium) | Energetic | industry_ammonia_demand_others_energetic | Ammonia | EU | Energy demand | 0 | FEC
MT | TYNDP2026 | NT | 2050 | TWh | 112 | Sub_sector | Industry | Chemicals | Industry (chemicals, energetic) | Energetic | industry_chemical_demand_electricity_energetic | Electricity | EU | Energy demand | 0.046639 | FEC
MT | TYNDP2026 | NT | 2050 | TWh | 113 | Sub_sector | Industry | Chemicals | Industry (chemicals, energetic) | Energetic | industry_chemical_demand_hydrogen_energetic | Hydrogen | EU | Energy demand | 0 | FEC
MT | TYNDP2026 | NT | 2050 | TWh | 114 | Sub_sector | Industry | Chemicals | Industry (chemicals, energetic) | Energetic | industry_chemical_demand_methane_energetic | Methane | EU | Energy demand | 0 | FEC
MT | TYNDP2026 | NT | 2050 | TWh | 115 | Sub_sector | Industry | Chemicals | Industry (chemicals, energetic) | Energetic | industry_chemical_demand_heat_energetic | Heat | EU | Energy demand | 0 | FEC
MT | TYNDP2026 | NT | 2050 | TWh | 116 | Sub_sector | Industry | Chemicals | Industry (chemicals, energetic) | Energetic | industry_chemical_demand_biomass_energetic | Biomass | EU | Energy demand | 0 | FEC
MT | TYNDP2026 | NT | 2050 | TWh | 117 | Sub_sector | Industry | Chemicals | Industry (chemicals, energetic) | Energetic | industry_chemical_demand_coal_energetic | Solids | EU | Energy demand | 0 | FEC
MT | TYNDP2026 | NT | 2050 | TWh | 118 | Sub_sector | Industry | Chemicals | Industry (chemicals, energetic) | Energetic | industry_chemical_demand_oil_energetic | Liquids | EU | Energy demand | 0 | FEC
MT | TYNDP2026 | NT | 2050 | TWh | 119 | Sub_sector | Industry | Chemicals | Industry (chemicals, energetic) | Energetic | industry_chemical_demand_others_energetic | Others | EU | Energy demand | 0 | FEC
MT | TYNDP2026 | NT | 2050 | TWh | 120 | Sub_sector | Industry | Chemicals | Industry (chemicals, energetic) | Energetic | industry_chemical_demand_ammonia_energetic | Ammonia | EU | Energy demand | 0 | FEC
MT | TYNDP2026 | NT | 2050 | TWh | 122 | Sub_sector | Industry | Chemicals | Industry (chemicals, non-energetic) | Non-energetic | industry_chemical_demand_electricity_non_energetic | Electricity | EU | Energy demand | 0 | not_included_in_FEC
MT | TYNDP2026 | NT | 2050 | TWh | 123 | Sub_sector | Industry | Chemicals | Industry (chemicals, non-energetic) | Non-energetic | industry_chemical_demand_hydrogen_non_energetic | Hydrogen | EU | Energy demand | 0 | not_included_in_FEC
MT | TYNDP2026 | NT | 2050 | TWh | 124 | Sub_sector | Industry | Chemicals | Industry (chemicals, non-energetic) | Non-energetic | industry_chemical_demand_methane_non_energetic | Methane | EU | Energy demand | 0 | not_included_in_FEC
MT | TYNDP2026 | NT | 2050 | TWh | 125 | Sub_sector | Industry | Chemicals | Industry (chemicals, non-energetic) | Non-energetic | industry_chemical_demand_heat_non_energetic | Heat | EU | Energy demand | 0 | not_included_in_FEC
MT | TYNDP2026 | NT | 2050 | TWh | 126 | Sub_sector | Industry | Chemicals | Industry (chemicals, non-energetic) | Non-energetic | industry_chemical_demand_biomass_non_energetic | Biomass | EU | Energy demand | 0 | not_included_in_FEC
MT | TYNDP2026 | NT | 2050 | TWh | 127 | Sub_sector | Industry | Chemicals | Industry (chemicals, non-energetic) | Non-energetic | industry_chemical_demand_coal_non_energetic | Solids | EU | Energy demand | 0 | not_included_in_FEC
MT | TYNDP2026 | NT | 2050 | TWh | 128 | Sub_sector | Industry | Chemicals | Industry (chemicals, non-energetic) | Non-energetic | industry_chemical_demand_oil_non_energetic | Liquids | EU | Energy demand | 0 | not_included_in_FEC
MT | TYNDP2026 | NT | 2050 | TWh | 129 | Sub_sector | Industry | Chemicals | Industry (chemicals, non-energetic) | Non-energetic | industry_chemical_demand_others_non_energetic | Others | EU | Energy demand | 0 | not_included_in_FEC
MT | TYNDP2026 | NT | 2050 | TWh | 130 | Sub_sector | Industry | Chemicals | Industry (chemicals, non-energetic) | Non-energetic | industry_chemical_demand_ammonia_non_energetic | Ammonia | EU | Energy demand | 0 | not_included_in_FEC
MT | TYNDP2026 | NT | 2050 | TWh | 132 | Sub_sector | Industry | Fertilizers | Industry (fertilizers, energetic) | Energetic | industry_fertilizers_demand_electricity_energetic | Electricity | EU | Energy demand | 0 | FEC
MT | TYNDP2026 | NT | 2050 | TWh | 133 | Sub_sector | Industry | Fertilizers | Industry (fertilizers, energetic) | Energetic | industry_fertilizers_demand_hydrogen_energetic | Hydrogen | EU | Energy demand | 0 | FEC
MT | TYNDP2026 | NT | 2050 | TWh | 134 | Sub_sector | Industry | Fertilizers | Industry (fertilizers, energetic) | Energetic | industry_fertilizers_demand_methane_energetic | Methane | EU | Energy demand | 0 | FEC
MT | TYNDP2026 | NT | 2050 | TWh | 135 | Sub_sector | Industry | Fertilizers | Industry (fertilizers, energetic) | Energetic | industry_fertilizers_demand_heat_energetic | Heat | EU | Energy demand | 0 | FEC
MT | TYNDP2026 | NT | 2050 | TWh | 136 | Sub_sector | Industry | Fertilizers | Industry (fertilizers, energetic) | Energetic | industry_fertilizers_demand_biomass_energetic | Biomass | EU | Energy demand | 0 | FEC
MT | TYNDP2026 | NT | 2050 | TWh | 137 | Sub_sector | Industry | Fertilizers | Industry (fertilizers, energetic) | Energetic | industry_fertilizers_demand_coal_energetic | Solids | EU | Energy demand | 0 | FEC
MT | TYNDP2026 | NT | 2050 | TWh | 138 | Sub_sector | Industry | Fertilizers | Industry (fertilizers, energetic) | Energetic | industry_fertilizers_demand_oil_energetic | Liquids | EU | Energy demand | 0 | FEC
MT | TYNDP2026 | NT | 2050 | TWh | 139 | Sub_sector | Industry | Fertilizers | Industry (fertilizers, energetic) | Energetic | industry_fertilizers_demand_others_energetic | Others | EU | Energy demand | 0 | FEC
MT | TYNDP2026 | NT | 2050 | TWh | 140 | Sub_sector | Industry | Fertilizers | Industry (fertilizers, energetic) | Energetic | industry_fertilizers_demand_ammonia_energetic | Ammonia | EU | Energy demand | 0 | FEC
MT | TYNDP2026 | NT | 2050 | TWh | 142 | Sub_sector | Industry | Fertilizers | Industry (fertilizers, non-energetic) | Non-energetic | industry_fertilizers_demand_electricity_non_energetic | Electricity | EU | Energy demand | 0 | not_included_in_FEC
MT | TYNDP2026 | NT | 2050 | TWh | 143 | Sub_sector | Industry | Fertilizers | Industry (fertilizers, non-energetic) | Non-energetic | industry_fertilizers_demand_hydrogen_non_energetic | Hydrogen | EU | Energy demand | 0 | not_included_in_FEC
MT | TYNDP2026 | NT | 2050 | TWh | 144 | Sub_sector | Industry | Fertilizers | Industry (fertilizers, non-energetic) | Non-energetic | industry_fertilizers_demand_methane_non_energetic | Methane | EU | Energy demand | 0 | not_included_in_FEC
MT | TYNDP2026 | NT | 2050 | TWh | 145 | Sub_sector | Industry | Fertilizers | Industry (fertilizers, non-energetic) | Non-energetic | industry_fertilizers_demand_heat_non_energetic | Heat | EU | Energy demand | 0 | not_included_in_FEC
MT | TYNDP2026 | NT | 2050 | TWh | 146 | Sub_sector | Industry | Fertilizers | Industry (fertilizers, non-energetic) | Non-energetic | industry_fertilizers_demand_biomass_non_energetic | Biomass | EU | Energy demand | 0 | not_included_in_FEC
MT | TYNDP2026 | NT | 2050 | TWh | 147 | Sub_sector | Industry | Fertilizers | Industry (fertilizers, non-energetic) | Non-energetic | industry_fertilizers_demand_coal_non_energetic | Solids | EU | Energy demand | 0 | not_included_in_FEC
MT | TYNDP2026 | NT | 2050 | TWh | 148 | Sub_sector | Industry | Fertilizers | Industry (fertilizers, non-energetic) | Non-energetic | industry_fertilizers_demand_oil_non_energetic | Liquids | EU | Energy demand | 0 | not_included_in_FEC
MT | TYNDP2026 | NT | 2050 | TWh | 149 | Sub_sector | Industry | Fertilizers | Industry (fertilizers, non-energetic) | Non-energetic | industry_fertilizers_demand_others_non_energetic | Others | EU | Energy demand | 0 | not_included_in_FEC
MT | TYNDP2026 | NT | 2050 | TWh | 150 | Sub_sector | Industry | Fertilizers | Industry (fertilizers, non-energetic) | Non-energetic | industry_fertilizers_demand_ammonia_non_energetic | Ammonia | EU | Energy demand | 0 | not_included_in_FEC
MT | TYNDP2026 | NT | 2050 | TWh | 152 | Sub_sector | Industry | Food | Industry (food) | Energetic | industry_food_demand_electricity_energetic | Electricity | EU | Energy demand | 0.073799 | FEC
MT | TYNDP2026 | NT | 2050 | TWh | 153 | Sub_sector | Industry | Food | Industry (food) | Energetic | industry_food_demand_hydrogen_energetic | Hydrogen | EU | Energy demand | 0 | FEC
MT | TYNDP2026 | NT | 2050 | TWh | 154 | Sub_sector | Industry | Food | Industry (food) | Energetic | industry_food_demand_methane_energetic | Methane | EU | Energy demand | 0 | FEC
MT | TYNDP2026 | NT | 2050 | TWh | 155 | Sub_sector | Industry | Food | Industry (food) | Energetic | industry_food_demand_heat_energetic | Heat | EU | Energy demand | 0 | FEC
MT | TYNDP2026 | NT | 2050 | TWh | 156 | Sub_sector | Industry | Food | Industry (food) | Energetic | industry_food_demand_biomass_energetic | Biomass | EU | Energy demand | 0 | FEC
MT | TYNDP2026 | NT | 2050 | TWh | 157 | Sub_sector | Industry | Food | Industry (food) | Energetic | industry_food_demand_coal_energetic | Solids | EU | Energy demand | 0 | FEC
MT | TYNDP2026 | NT | 2050 | TWh | 158 | Sub_sector | Industry | Food | Industry (food) | Energetic | industry_food_demand_oil_energetic | Liquids | EU | Energy demand | 0 | FEC
MT | TYNDP2026 | NT | 2050 | TWh | 159 | Sub_sector | Industry | Food | Industry (food) | Energetic | industry_food_demand_others_energetic | Others | EU | Energy demand | 0 | FEC
MT | TYNDP2026 | NT | 2050 | TWh | 160 | Sub_sector | Industry | Food | Industry (food) | Energetic | industry_food_demand_ammonia_energetic | Ammonia | EU | Energy demand | 0 | FEC
MT | TYNDP2026 | NT | 2050 | TWh | 162 | Sub_sector | Industry | Metals | Industry (metal) | Energetic | industry_metal_demand_electricity_energetic | Electricity | EU | Energy demand | 0 | FEC
MT | TYNDP2026 | NT | 2050 | TWh | 163 | Sub_sector | Industry | Metals | Industry (metal) | Energetic | industry_metal_demand_hydrogen_energetic | Hydrogen | EU | Energy demand | 0 | FEC
MT | TYNDP2026 | NT | 2050 | TWh | 164 | Sub_sector | Industry | Metals | Industry (metal) | Energetic | industry_metal_demand_methane_energetic | Methane | EU | Energy demand | 0 | FEC
MT | TYNDP2026 | NT | 2050 | TWh | 165 | Sub_sector | Industry | Metals | Industry (metal) | Energetic | industry_metal_demand_heat_energetic | Heat | EU | Energy demand | 0 | FEC
MT | TYNDP2026 | NT | 2050 | TWh | 166 | Sub_sector | Industry | Metals | Industry (metal) | Energetic | industry_metal_demand_biomass_energetic | Biomass | EU | Energy demand | 0 | FEC
MT | TYNDP2026 | NT | 2050 | TWh | 167 | Sub_sector | Industry | Metals | Industry (metal) | Energetic | industry_metal_demand_coal_energetic | Solids | EU | Energy demand | 0 | FEC
MT | TYNDP2026 | NT | 2050 | TWh | 168 | Sub_sector | Industry | Metals | Industry (metal) | Energetic | industry_metal_demand_oil_energetic | Liquids | EU | Energy demand | 0 | FEC
MT | TYNDP2026 | NT | 2050 | TWh | 169 | Sub_sector | Industry | Metals | Industry (metal) | Energetic | industry_metal_demand_others_energetic | Others | EU | Energy demand | 0 | FEC
MT | TYNDP2026 | NT | 2050 | TWh | 170 | Sub_sector | Industry | Metals | Industry (metal) | Energetic | industry_metal_demand_ammonia_energetic | Ammonia | EU | Energy demand | 0 | FEC
MT | TYNDP2026 | NT | 2050 | TWh | 172 | Sub_sector | Industry | Others | Industry (other, energetic) | Energetic | industry_other_demand_electricity_energetic | Electricity | EU | Energy demand | 0.34453 | FEC
MT | TYNDP2026 | NT | 2050 | TWh | 173 | Sub_sector | Industry | Others | Industry (other, energetic) | Energetic | industry_other_demand_hydrogen_energetic | Hydrogen | EU | Energy demand | 0 | FEC
MT | TYNDP2026 | NT | 2050 | TWh | 174 | Sub_sector | Industry | Others | Industry (other, energetic) | Energetic | industry_other_demand_methane_energetic | Methane | EU | Energy demand | 0 | FEC
MT | TYNDP2026 | NT | 2050 | TWh | 175 | Sub_sector | Industry | Others | Industry (other, energetic) | Energetic | industry_other_demand_heat_energetic | Heat | EU | Energy demand | 0 | FEC
MT | TYNDP2026 | NT | 2050 | TWh | 176 | Sub_sector | Industry | Others | Industry (other, energetic) | Energetic | industry_other_demand_biomass_energetic | Biomass | EU | Energy demand | 0 | FEC
MT | TYNDP2026 | NT | 2050 | TWh | 177 | Sub_sector | Industry | Others | Industry (other, energetic) | Energetic | industry_other_demand_coal_energetic | Solids | EU | Energy demand | 0 | FEC
MT | TYNDP2026 | NT | 2050 | TWh | 178 | Sub_sector | Industry | Others | Industry (other, energetic) | Energetic | industry_other_demand_oil_energetic | Liquids | EU | Energy demand | 0.18314 | FEC
MT | TYNDP2026 | NT | 2050 | TWh | 179 | Sub_sector | Industry | Others | Industry (other, energetic) | Energetic | industry_other_demand_others_energetic | Others | EU | Energy demand | 0 | FEC
MT | TYNDP2026 | NT | 2050 | TWh | 180 | Sub_sector | Industry | Others | Industry (other, energetic) | Energetic | industry_other_demand_ammonia_energetic | Ammonia | EU | Energy demand | 0 | FEC
MT | TYNDP2026 | NT | 2050 | TWh | 182 | Sub_sector | Industry | Others | Industry (other, non-energetic) | Non-energetic | industry_other_demand_electricity_non_energetic | Electricity | EU | Energy demand | 0 | not_included_in_FEC
MT | TYNDP2026 | NT | 2050 | TWh | 183 | Sub_sector | Industry | Others | Industry (other, non-energetic) | Non-energetic | industry_other_demand_hydrogen_non_energetic | Hydrogen | EU | Energy demand | 0 | not_included_in_FEC
MT | TYNDP2026 | NT | 2050 | TWh | 184 | Sub_sector | Industry | Others | Industry (other, non-energetic) | Non-energetic | industry_other_demand_methane_non_energetic | Methane | EU | Energy demand | 0 | not_included_in_FEC
MT | TYNDP2026 | NT | 2050 | TWh | 185 | Sub_sector | Industry | Others | Industry (other, non-energetic) | Non-energetic | industry_other_demand_heat_non_energetic | Heat | EU | Energy demand | 0 | not_included_in_FEC
MT | TYNDP2026 | NT | 2050 | TWh | 186 | Sub_sector | Industry | Others | Industry (other, non-energetic) | Non-energetic | industry_other_demand_biomass_non_energetic | Biomass | EU | Energy demand | 0 | not_included_in_FEC
MT | TYNDP2026 | NT | 2050 | TWh | 187 | Sub_sector | Industry | Others | Industry (other, non-energetic) | Non-energetic | industry_other_demand_coal_non_energetic | Solids | EU | Energy demand | 0 | not_included_in_FEC
MT | TYNDP2026 | NT | 2050 | TWh | 188 | Sub_sector | Industry | Others | Industry (other, non-energetic) | Non-energetic | industry_other_demand_oil_non_energetic | Liquids | EU | Energy demand | 0.18067 | not_included_in_FEC
MT | TYNDP2026 | NT | 2050 | TWh | 189 | Sub_sector | Industry | Others | Industry (other, non-energetic) | Non-energetic | industry_other_demand_others_non_energetic | Others | EU | Energy demand | 0 | not_included_in_FEC
MT | TYNDP2026 | NT | 2050 | TWh | 190 | Sub_sector | Industry | Others | Industry (other, non-energetic) | Non-energetic | industry_other_demand_ammonia_non_energetic | Ammonia | EU | Energy demand | 0 | not_included_in_FEC
MT | TYNDP2026 | NT | 2050 | TWh | 192 | Sub_sector | Industry | Paper | Industry (paper) | Energetic | industry_paper_demand_electricity_energetic | Electricity | EU | Energy demand | 0.027171 | FEC
MT | TYNDP2026 | NT | 2050 | TWh | 193 | Sub_sector | Industry | Paper | Industry (paper) | Energetic | industry_paper_demand_hydrogen_energetic | Hydrogen | EU | Energy demand | 0 | FEC
MT | TYNDP2026 | NT | 2050 | TWh | 194 | Sub_sector | Industry | Paper | Industry (paper) | Energetic | industry_paper_demand_methane_energetic | Methane | EU | Energy demand | 0 | FEC
MT | TYNDP2026 | NT | 2050 | TWh | 195 | Sub_sector | Industry | Paper | Industry (paper) | Energetic | industry_paper_demand_heat_energetic | Heat | EU | Energy demand | 0 | FEC
MT | TYNDP2026 | NT | 2050 | TWh | 196 | Sub_sector | Industry | Paper | Industry (paper) | Energetic | industry_paper_demand_biomass_energetic | Biomass | EU | Energy demand | 0 | FEC
MT | TYNDP2026 | NT | 2050 | TWh | 197 | Sub_sector | Industry | Paper | Industry (paper) | Energetic | industry_paper_demand_coal_energetic | Solids | EU | Energy demand | 0 | FEC
MT | TYNDP2026 | NT | 2050 | TWh | 198 | Sub_sector | Industry | Paper | Industry (paper) | Energetic | industry_paper_demand_oil_energetic | Liquids | EU | Energy demand | 0 | FEC
MT | TYNDP2026 | NT | 2050 | TWh | 199 | Sub_sector | Industry | Paper | Industry (paper) | Energetic | industry_paper_demand_others_energetic | Others | EU | Energy demand | 0 | FEC
MT | TYNDP2026 | NT | 2050 | TWh | 200 | Sub_sector | Industry | Paper | Industry (paper) | Energetic | industry_paper_demand_ammonia_energetic | Ammonia | EU | Energy demand | 0 | FEC
MT | TYNDP2026 | NT | 2050 | TWh | 202 | Sub_sector | Industry | Refineries | Industry (refineries, energetic) | Energetic | industry_refinery_demand_electricity_energetic | Electricity | EU | Energy demand | 0 | not_included_in_FEC
MT | TYNDP2026 | NT | 2050 | TWh | 203 | Sub_sector | Industry | Refineries | Industry (refineries, energetic) | Energetic | industry_refinery_demand_hydrogen_energetic | Hydrogen | EU | Energy demand | 0 | not_included_in_FEC
MT | TYNDP2026 | NT | 2050 | TWh | 204 | Sub_sector | Industry | Refineries | Industry (refineries, energetic) | Energetic | industry_refinery_demand_methane_energetic | Methane | EU | Energy demand | 0 | not_included_in_FEC
MT | TYNDP2026 | NT | 2050 | TWh | 205 | Sub_sector | Industry | Refineries | Industry (refineries, energetic) | Energetic | industry_refinery_demand_heat_energetic | Heat | EU | Energy demand | 0 | not_included_in_FEC
MT | TYNDP2026 | NT | 2050 | TWh | 206 | Sub_sector | Industry | Refineries | Industry (refineries, energetic) | Energetic | industry_refinery_demand_biomass_energetic | Biomass | EU | Energy demand | 0 | not_included_in_FEC
MT | TYNDP2026 | NT | 2050 | TWh | 207 | Sub_sector | Industry | Refineries | Industry (refineries, energetic) | Energetic | industry_refinery_demand_coal_energetic | Solids | EU | Energy demand | 0 | not_included_in_FEC
MT | TYNDP2026 | NT | 2050 | TWh | 208 | Sub_sector | Industry | Refineries | Industry (refineries, energetic) | Energetic | industry_refinery_demand_oil_energetic | Liquids | EU | Energy demand | 0 | not_included_in_FEC
MT | TYNDP2026 | NT | 2050 | TWh | 209 | Sub_sector | Industry | Refineries | Industry (refineries, energetic) | Energetic | industry_refinery_demand_others_energetic | Others | EU | Energy demand | 0 | not_included_in_FEC
MT | TYNDP2026 | NT | 2050 | TWh | 210 | Sub_sector | Industry | Refineries | Industry (refineries, energetic) | Energetic | industry_refinery_demand_ammonia_energetic | Ammonia | EU | Energy demand | 0 | not_included_in_FEC
MT | TYNDP2026 | NT | 2050 | TWh | 212 | Sub_sector | Industry | Refineries | Industry (refineries, non-energetic) | Non-energetic | industry_refinery_demand_electricity_non_energetic | Electricity | EU | Energy demand | 0 | not_included_in_FEC
MT | TYNDP2026 | NT | 2050 | TWh | 213 | Sub_sector | Industry | Refineries | Industry (refineries, non-energetic) | Non-energetic | industry_refinery_demand_hydrogen_non_energetic | Hydrogen | EU | Energy demand | 0 | not_included_in_FEC
MT | TYNDP2026 | NT | 2050 | TWh | 214 | Sub_sector | Industry | Refineries | Industry (refineries, non-energetic) | Non-energetic | industry_refinery_demand_methane_non_energetic | Methane | EU | Energy demand | 0 | not_included_in_FEC
MT | TYNDP2026 | NT | 2050 | TWh | 215 | Sub_sector | Industry | Refineries | Industry (refineries, non-energetic) | Non-energetic | industry_refinery_demand_heat_non_energetic | Heat | EU | Energy demand | 0 | not_included_in_FEC
MT | TYNDP2026 | NT | 2050 | TWh | 216 | Sub_sector | Industry | Refineries | Industry (refineries, non-energetic) | Non-energetic | industry_refinery_demand_biomass_non_energetic | Biomass | EU | Energy demand | 0 | not_included_in_FEC
MT | TYNDP2026 | NT | 2050 | TWh | 217 | Sub_sector | Industry | Refineries | Industry (refineries, non-energetic) | Non-energetic | industry_refinery_demand_coal_non_energetic | Solids | EU | Energy demand | 0 | not_included_in_FEC
MT | TYNDP2026 | NT | 2050 | TWh | 218 | Sub_sector | Industry | Refineries | Industry (refineries, non-energetic) | Non-energetic | industry_refinery_demand_oil_non_energetic | Liquids | EU | Energy demand | 0 | not_included_in_FEC
MT | TYNDP2026 | NT | 2050 | TWh | 219 | Sub_sector | Industry | Refineries | Industry (refineries, non-energetic) | Non-energetic | industry_refinery_demand_others_non_energetic | Others | EU | Energy demand | 0 | not_included_in_FEC
MT | TYNDP2026 | NT | 2050 | TWh | 220 | Sub_sector | Industry | Refineries | Industry (refineries, non-energetic) | Non-energetic | industry_refinery_demand_ammonia_non_energetic | Ammonia | EU | Energy demand | 0 | not_included_in_FEC
MT | TYNDP2026 | NT | 2050 | TWh | 222 | Sub_sector | Industry | Steel | Industry (steel) | Energetic | industry_steel_demand_electricity_energetic | Electricity | EU | Energy demand | 0 | FEC
MT | TYNDP2026 | NT | 2050 | TWh | 223 | Sub_sector | Industry | Steel | Industry (steel) | Energetic | industry_steel_demand_hydrogen_energetic | Hydrogen | EU | Energy demand | 0 | FEC
MT | TYNDP2026 | NT | 2050 | TWh | 224 | Sub_sector | Industry | Steel | Industry (steel) | Energetic | industry_steel_demand_methane_energetic | Methane | EU | Energy demand | 0 | FEC
MT | TYNDP2026 | NT | 2050 | TWh | 225 | Sub_sector | Industry | Steel | Industry (steel) | Energetic | industry_steel_demand_heat_energetic | Heat | EU | Energy demand | 0 | FEC
MT | TYNDP2026 | NT | 2050 | TWh | 226 | Sub_sector | Industry | Steel | Industry (steel) | Energetic | industry_steel_demand_biomass_energetic | Biomass | EU | Energy demand | 0 | FEC
MT | TYNDP2026 | NT | 2050 | TWh | 227 | Sub_sector | Industry | Steel | Industry (steel) | Energetic | industry_steel_demand_coal_energetic | Solids | EU | Energy demand | 0 | FEC
MT | TYNDP2026 | NT | 2050 | TWh | 228 | Sub_sector | Industry | Steel | Industry (steel) | Energetic | industry_steel_demand_oil_energetic | Liquids | EU | Energy demand | 0 | FEC
MT | TYNDP2026 | NT | 2050 | TWh | 229 | Sub_sector | Industry | Steel | Industry (steel) | Energetic | industry_steel_demand_others_energetic | Others | EU | Energy demand | 0 | FEC
MT | TYNDP2026 | NT | 2050 | TWh | 230 | Sub_sector | Industry | Steel | Industry (steel) | Energetic | industry_steel_demand_ammonia_energetic | Ammonia | EU | Energy demand | 0 | FEC
MT | TYNDP2026 | NT | 2050 | TWh | 232 | Sub_sector | Transport | Cars | Transport (cars) | Energetic | transport_cars_final_demand_electricity | Electricity | EU | Energy demand | 0.46488 | FEC
MT | TYNDP2026 | NT | 2050 | TWh | 233 | Sub_sector | Transport | Cars | Transport (cars) | Energetic | transport_cars_final_demand_hydrogen | Hydrogen | EU | Energy demand | 0 | FEC
MT | TYNDP2026 | NT | 2050 | TWh | 234 | Sub_sector | Transport | Cars | Transport (cars) | Energetic | transport_cars_final_demand_methane | Methane | EU | Energy demand | 0 | FEC
MT | TYNDP2026 | NT | 2050 | TWh | 235 | Sub_sector | Transport | Cars | Transport (cars) | Energetic | transport_cars_final_demand_heat | Heat | EU | Energy demand | 0 | FEC
MT | TYNDP2026 | NT | 2050 | TWh | 236 | Sub_sector | Transport | Cars | Transport (cars) | Energetic | transport_cars_final_demand_biomass | Biomass | EU | Energy demand | 0 | FEC
MT | TYNDP2026 | NT | 2050 | TWh | 237 | Sub_sector | Transport | Cars | Transport (cars) | Energetic | transport_cars_final_demand_coal | Solids | EU | Energy demand | 0 | FEC
MT | TYNDP2026 | NT | 2050 | TWh | 238 | Sub_sector | Transport | Cars | Transport (cars) | Energetic | transport_cars_final_demand_oil | Liquids | EU | Energy demand | 0.3959 | FEC
MT | TYNDP2026 | NT | 2050 | TWh | 239 | Sub_sector | Transport | Cars | Transport (cars) | Energetic | transport_cars_final_demand_other | Others | EU | Energy demand | 0 | FEC
MT | TYNDP2026 | NT | 2050 | TWh | 240 | Sub_sector | Transport | Cars | Transport (cars) | Energetic | transport_cars_final_demand_ammonia | Ammonia | EU | Energy demand | 0 | FEC
MT | TYNDP2026 | NT | 2050 | TWh | 242 | Sub_sector | Transport | Busses | Transport (busses) | Energetic | transport_busses_final_demand_electricity | Electricity | EU | Energy demand | 0.018131 | FEC
MT | TYNDP2026 | NT | 2050 | TWh | 243 | Sub_sector | Transport | Busses | Transport (busses) | Energetic | transport_busses_final_demand_hydrogen | Hydrogen | EU | Energy demand | 0 | FEC
MT | TYNDP2026 | NT | 2050 | TWh | 244 | Sub_sector | Transport | Busses | Transport (busses) | Energetic | transport_busses_final_demand_methane | Methane | EU | Energy demand | 0 | FEC
MT | TYNDP2026 | NT | 2050 | TWh | 245 | Sub_sector | Transport | Busses | Transport (busses) | Energetic | transport_busses_final_demand_heat | Heat | EU | Energy demand | 0 | FEC
MT | TYNDP2026 | NT | 2050 | TWh | 246 | Sub_sector | Transport | Busses | Transport (busses) | Energetic | transport_busses_final_demand_biomass | Biomass | EU | Energy demand | 0 | FEC
MT | TYNDP2026 | NT | 2050 | TWh | 247 | Sub_sector | Transport | Busses | Transport (busses) | Energetic | transport_busses_final_demand_coal | Solids | EU | Energy demand | 0 | FEC
MT | TYNDP2026 | NT | 2050 | TWh | 248 | Sub_sector | Transport | Busses | Transport (busses) | Energetic | transport_busses_final_demand_oil | Liquids | EU | Energy demand | 0.18765 | FEC
MT | TYNDP2026 | NT | 2050 | TWh | 249 | Sub_sector | Transport | Busses | Transport (busses) | Energetic | transport_busses_final_demand_other | Others | EU | Energy demand | 0 | FEC
MT | TYNDP2026 | NT | 2050 | TWh | 250 | Sub_sector | Transport | Busses | Transport (busses) | Energetic | transport_busses_final_demand_ammonia | Ammonia | EU | Energy demand | 0 | FEC
MT | TYNDP2026 | NT | 2050 | TWh | 252 | Sub_sector | Transport | Trucks | Transport (trucks) | Energetic | transport_trucks_final_demand_electricity | Electricity | EU | Energy demand | 0.0087528 | FEC
MT | TYNDP2026 | NT | 2050 | TWh | 253 | Sub_sector | Transport | Trucks | Transport (trucks) | Energetic | transport_trucks_final_demand_hydrogen | Hydrogen | EU | Energy demand | 0 | FEC
MT | TYNDP2026 | NT | 2050 | TWh | 254 | Sub_sector | Transport | Trucks | Transport (trucks) | Energetic | transport_trucks_final_demand_methane | Methane | EU | Energy demand | 0 | FEC
MT | TYNDP2026 | NT | 2050 | TWh | 255 | Sub_sector | Transport | Trucks | Transport (trucks) | Energetic | transport_trucks_final_demand_heat | Heat | EU | Energy demand | 0 | FEC
MT | TYNDP2026 | NT | 2050 | TWh | 256 | Sub_sector | Transport | Trucks | Transport (trucks) | Energetic | transport_trucks_final_demand_biomass | Biomass | EU | Energy demand | 0 | FEC
MT | TYNDP2026 | NT | 2050 | TWh | 257 | Sub_sector | Transport | Trucks | Transport (trucks) | Energetic | transport_trucks_final_demand_coal | Solids | EU | Energy demand | 0 | FEC
MT | TYNDP2026 | NT | 2050 | TWh | 258 | Sub_sector | Transport | Trucks | Transport (trucks) | Energetic | transport_trucks_final_demand_oil | Liquids | EU | Energy demand | 0.47789 | FEC
MT | TYNDP2026 | NT | 2050 | TWh | 259 | Sub_sector | Transport | Trucks | Transport (trucks) | Energetic | transport_trucks_final_demand_other | Others | EU | Energy demand | 0 | FEC
MT | TYNDP2026 | NT | 2050 | TWh | 260 | Sub_sector | Transport | Trucks | Transport (trucks) | Energetic | transport_trucks_final_demand_ammonia | Ammonia | EU | Energy demand | 0 | FEC
MT | TYNDP2026 | NT | 2050 | TWh | 262 | Sub_sector | Transport | Vans | Transport (vans) | Energetic | transport_vans_final_demand_electricity | Electricity | EU | Energy demand | 0.14546 | FEC
MT | TYNDP2026 | NT | 2050 | TWh | 263 | Sub_sector | Transport | Vans | Transport (vans) | Energetic | transport_vans_final_demand_hydrogen | Hydrogen | EU | Energy demand | 0 | FEC
MT | TYNDP2026 | NT | 2050 | TWh | 264 | Sub_sector | Transport | Vans | Transport (vans) | Energetic | transport_vans_final_demand_methane | Methane | EU | Energy demand | 0 | FEC
MT | TYNDP2026 | NT | 2050 | TWh | 265 | Sub_sector | Transport | Vans | Transport (vans) | Energetic | transport_vans_final_demand_heat | Heat | EU | Energy demand | 0 | FEC
MT | TYNDP2026 | NT | 2050 | TWh | 266 | Sub_sector | Transport | Vans | Transport (vans) | Energetic | transport_vans_final_demand_biomass | Biomass | EU | Energy demand | 0 | FEC
MT | TYNDP2026 | NT | 2050 | TWh | 267 | Sub_sector | Transport | Vans | Transport (vans) | Energetic | transport_vans_final_demand_coal | Solids | EU | Energy demand | 0 | FEC
MT | TYNDP2026 | NT | 2050 | TWh | 268 | Sub_sector | Transport | Vans | Transport (vans) | Energetic | transport_vans_final_demand_oil | Liquids | EU | Energy demand | 0.40208 | FEC
MT | TYNDP2026 | NT | 2050 | TWh | 269 | Sub_sector | Transport | Vans | Transport (vans) | Energetic | transport_vans_final_demand_other | Others | EU | Energy demand | 0 | FEC
MT | TYNDP2026 | NT | 2050 | TWh | 270 | Sub_sector | Transport | Vans | Transport (vans) | Energetic | transport_vans_final_demand_ammonia | Ammonia | EU | Energy demand | 0 | FEC
MT | TYNDP2026 | NT | 2050 | TWh | 272 | Sub_sector | Transport | Freight trains | Transport (trains) | Energetic | transport_trains_final_demand_electricity | Electricity | EU | Energy demand | 0 | FEC
MT | TYNDP2026 | NT | 2050 | TWh | 273 | Sub_sector | Transport | Freight trains | Transport (trains) | Energetic | transport_trains_final_demand_hydrogen | Hydrogen | EU | Energy demand | 0 | FEC
MT | TYNDP2026 | NT | 2050 | TWh | 274 | Sub_sector | Transport | Freight trains | Transport (trains) | Energetic | transport_trains_final_demand_methane | Methane | EU | Energy demand | 0 | FEC
MT | TYNDP2026 | NT | 2050 | TWh | 275 | Sub_sector | Transport | Freight trains | Transport (trains) | Energetic | transport_trains_final_demand_heat | Heat | EU | Energy demand | 0 | FEC
MT | TYNDP2026 | NT | 2050 | TWh | 276 | Sub_sector | Transport | Freight trains | Transport (trains) | Energetic | transport_trains_final_demand_biomass | Biomass | EU | Energy demand | 0 | FEC
MT | TYNDP2026 | NT | 2050 | TWh | 277 | Sub_sector | Transport | Freight trains | Transport (trains) | Energetic | transport_trains_final_demand_coal | Solids | EU | Energy demand | 0 | FEC
MT | TYNDP2026 | NT | 2050 | TWh | 278 | Sub_sector | Transport | Freight trains | Transport (trains) | Energetic | transport_trains_final_demand_oil | Liquids | EU | Energy demand | 0 | FEC
MT | TYNDP2026 | NT | 2050 | TWh | 279 | Sub_sector | Transport | Freight trains | Transport (trains) | Energetic | transport_trains_final_demand_other | Others | EU | Energy demand | 0 | FEC
MT | TYNDP2026 | NT | 2050 | TWh | 280 | Sub_sector | Transport | Freight trains | Transport (trains) | Energetic | transport_trains_final_demand_ammonia | Ammonia | EU | Energy demand | 0 | FEC
MT | TYNDP2026 | NT | 2050 | TWh | 282 | Sub_sector | Transport | Ships | Transport (ships) | Energetic | transport_ships_final_demand_electricity | Electricity | EU | Energy demand | 0.00059805 | FEC
MT | TYNDP2026 | NT | 2050 | TWh | 283 | Sub_sector | Transport | Ships | Transport (ships) | Energetic | transport_ships_final_demand_hydrogen | Hydrogen | EU | Energy demand | 0 | FEC
MT | TYNDP2026 | NT | 2050 | TWh | 284 | Sub_sector | Transport | Ships | Transport (ships) | Energetic | transport_ships_final_demand_methane | Methane | EU | Energy demand | 0 | FEC
MT | TYNDP2026 | NT | 2050 | TWh | 285 | Sub_sector | Transport | Ships | Transport (ships) | Energetic | transport_ships_final_demand_heat | Heat | EU | Energy demand | 0 | FEC
MT | TYNDP2026 | NT | 2050 | TWh | 286 | Sub_sector | Transport | Ships | Transport (ships) | Energetic | transport_ships_final_demand_biomass | Biomass | EU | Energy demand | 0 | FEC
MT | TYNDP2026 | NT | 2050 | TWh | 287 | Sub_sector | Transport | Ships | Transport (ships) | Energetic | transport_ships_final_demand_coal | Solids | EU | Energy demand | 0 | FEC
MT | TYNDP2026 | NT | 2050 | TWh | 288 | Sub_sector | Transport | Ships | Transport (ships) | Energetic | transport_ships_final_demand_oil | Liquids | EU | Energy demand | 0.07066 | FEC
MT | TYNDP2026 | NT | 2050 | TWh | 289 | Sub_sector | Transport | Ships | Transport (ships) | Energetic | transport_ships_final_demand_other | Others | EU | Energy demand | 0 | FEC
MT | TYNDP2026 | NT | 2050 | TWh | 290 | Sub_sector | Transport | Ships | Transport (ships) | Energetic | transport_ships_final_demand_ammonia | Ammonia | EU | Energy demand | 0 | FEC
MT | TYNDP2026 | NT | 2050 | TWh | 292 | Sub_sector | Transport | Planes | Transport (planes) | Energetic | transport_planes_final_demand_electricity | Electricity | EU | Energy demand | 0 | FEC
MT | TYNDP2026 | NT | 2050 | TWh | 293 | Sub_sector | Transport | Planes | Transport (planes) | Energetic | transport_planes_final_demand_hydrogen | Hydrogen | EU | Energy demand | 0 | FEC
MT | TYNDP2026 | NT | 2050 | TWh | 294 | Sub_sector | Transport | Planes | Transport (planes) | Energetic | transport_planes_final_demand_methane | Methane | EU | Energy demand | 0 | FEC
MT | TYNDP2026 | NT | 2050 | TWh | 295 | Sub_sector | Transport | Planes | Transport (planes) | Energetic | transport_planes_final_demand_heat | Heat | EU | Energy demand | 0 | FEC
MT | TYNDP2026 | NT | 2050 | TWh | 296 | Sub_sector | Transport | Planes | Transport (planes) | Energetic | transport_planes_final_demand_biomass | Biomass | EU | Energy demand | 0 | FEC
MT | TYNDP2026 | NT | 2050 | TWh | 297 | Sub_sector | Transport | Planes | Transport (planes) | Energetic | transport_planes_final_demand_coal | Solids | EU | Energy demand | 0 | FEC
MT | TYNDP2026 | NT | 2050 | TWh | 298 | Sub_sector | Transport | Planes | Transport (planes) | Energetic | transport_planes_final_demand_oil | Liquids | EU | Energy demand | 0.0059533 | FEC
MT | TYNDP2026 | NT | 2050 | TWh | 299 | Sub_sector | Transport | Planes | Transport (planes) | Energetic | transport_planes_final_demand_other | Others | EU | Energy demand | 0 | FEC
MT | TYNDP2026 | NT | 2050 | TWh | 300 | Sub_sector | Transport | Planes | Transport (planes) | Energetic | transport_planes_final_demand_ammonia | Ammonia | EU | Energy demand | 0 | FEC
MT | TYNDP2026 | NT | 2050 | TWh | 302 | Sub_sector | Transport | Others | Transport (others) | Energetic | transport_other_final_demand_electricity | Electricity | EU | Energy demand | 0.0015366 | FEC
MT | TYNDP2026 | NT | 2050 | TWh | 303 | Sub_sector | Transport | Others | Transport (others) | Energetic | transport_other_final_demand_hydrogen | Hydrogen | EU | Energy demand | 0 | FEC
MT | TYNDP2026 | NT | 2050 | TWh | 304 | Sub_sector | Transport | Others | Transport (others) | Energetic | transport_other_final_demand_methane | Methane | EU | Energy demand | 0 | FEC
MT | TYNDP2026 | NT | 2050 | TWh | 305 | Sub_sector | Transport | Others | Transport (others) | Energetic | transport_other_final_demand_heat | Heat | EU | Energy demand | 0 | FEC
MT | TYNDP2026 | NT | 2050 | TWh | 306 | Sub_sector | Transport | Others | Transport (others) | Energetic | transport_other_final_demand_biomass | Biomass | EU | Energy demand | 0 | FEC
MT | TYNDP2026 | NT | 2050 | TWh | 307 | Sub_sector | Transport | Others | Transport (others) | Energetic | transport_other_final_demand_coal | Solids | EU | Energy demand | 0 | FEC
MT | TYNDP2026 | NT | 2050 | TWh | 308 | Sub_sector | Transport | Others | Transport (others) | Energetic | transport_other_final_demand_oil | Liquids | EU | Energy demand | 0.0053511 | FEC
MT | TYNDP2026 | NT | 2050 | TWh | 309 | Sub_sector | Transport | Others | Transport (others) | Energetic | transport_other_final_demand_other | Others | EU | Energy demand | 0 | FEC
MT | TYNDP2026 | NT | 2050 | TWh | 310 | Sub_sector | Transport | Others | Transport (others) | Energetic | transport_other_final_demand_ammonia | Ammonia | EU | Energy demand | 0 | FEC
MT | TYNDP2026 | NT | 2050 | TWh | 312 | Sub_sector | International transport | International aviation | Transport (int. aviation) | Energetic | transport_int_aviation_final_demand_electricity | Electricity | EU | Energy demand | 0 | FEC
MT | TYNDP2026 | NT | 2050 | TWh | 313 | Sub_sector | International transport | International aviation | Transport (int. aviation) | Energetic | transport_int_aviation_final_demand_hydrogen | Hydrogen | EU | Energy demand | 0 | FEC
MT | TYNDP2026 | NT | 2050 | TWh | 314 | Sub_sector | International transport | International aviation | Transport (int. aviation) | Energetic | transport_int_aviation_final_demand_methane | Methane | EU | Energy demand | 0 | FEC
MT | TYNDP2026 | NT | 2050 | TWh | 315 | Sub_sector | International transport | International aviation | Transport (int. aviation) | Energetic | transport_int_aviation_final_demand_heat | Heat | EU | Energy demand | 0 | FEC
MT | TYNDP2026 | NT | 2050 | TWh | 316 | Sub_sector | International transport | International aviation | Transport (int. aviation) | Energetic | transport_int_aviation_final_demand_biofuels | Biomass | EU | Energy demand | 0 | FEC
MT | TYNDP2026 | NT | 2050 | TWh | 317 | Sub_sector | International transport | International aviation | Transport (int. aviation) | Energetic | transport_int_aviation_final_demand_coal | Solids | EU | Energy demand | 0 | FEC
MT | TYNDP2026 | NT | 2050 | TWh | 318 | Sub_sector | International transport | International aviation | Transport (int. aviation) | Energetic | transport_int_aviation_final_demand_oil | Liquids | EU | Energy demand | 1.5826 | FEC
MT | TYNDP2026 | NT | 2050 | TWh | 319 | Sub_sector | International transport | International aviation | Transport (int. aviation) | Energetic | transport_int_aviation_final_demand_other | Others | EU | Energy demand | 0 | FEC
MT | TYNDP2026 | NT | 2050 | TWh | 320 | Sub_sector | International transport | International aviation | Transport (int. aviation) | Energetic | transport_int_aviation_final_demand_ammonia | Ammonia | EU | Energy demand | 0 | FEC
MT | TYNDP2026 | NT | 2050 | TWh | 322 | Sub_sector | International transport | International shipping | Transport (int. shipping) | Energetic | transport_int_shipping_final_demand_electricity | Electricity | EU | Energy demand | 0 | not_included_in_FEC
MT | TYNDP2026 | NT | 2050 | TWh | 323 | Sub_sector | International transport | International shipping | Transport (int. shipping) | Energetic | transport_int_shipping_final_demand_hydrogen | Hydrogen | EU | Energy demand | 0 | not_included_in_FEC
MT | TYNDP2026 | NT | 2050 | TWh | 324 | Sub_sector | International transport | International shipping | Transport (int. shipping) | Energetic | transport_int_shipping_final_demand_methane | Methane | EU | Energy demand | 0 | not_included_in_FEC
MT | TYNDP2026 | NT | 2050 | TWh | 325 | Sub_sector | International transport | International shipping | Transport (int. shipping) | Energetic | transport_int_shipping_final_demand_heat | Heat | EU | Energy demand | 0 | not_included_in_FEC
MT | TYNDP2026 | NT | 2050 | TWh | 326 | Sub_sector | International transport | International shipping | Transport (int. shipping) | Energetic | transport_int_shipping_final_demand_biofuels | Biomass | EU | Energy demand | 0 | not_included_in_FEC
MT | TYNDP2026 | NT | 2050 | TWh | 327 | Sub_sector | International transport | International shipping | Transport (int. shipping) | Energetic | transport_int_shipping_final_demand_coal | Solids | EU | Energy demand | 0 | not_included_in_FEC
MT | TYNDP2026 | NT | 2050 | TWh | 328 | Sub_sector | International transport | International shipping | Transport (int. shipping) | Energetic | transport_int_shipping_final_demand_oil | Liquids | EU | Energy demand | 19.9304 | not_included_in_FEC
MT | TYNDP2026 | NT | 2050 | TWh | 329 | Sub_sector | International transport | International shipping | Transport (int. shipping) | Energetic | transport_int_shipping_final_demand_other | Others | EU | Energy demand | 0 | not_included_in_FEC
MT | TYNDP2026 | NT | 2050 | TWh | 330 | Sub_sector | International transport | International shipping | Transport (int. shipping) | Energetic | transport_int_shipping_final_demand_ammonia | Ammonia | EU | Energy demand | 0 | not_included_in_FEC
MT | TYNDP2026 | NT | 2050 | TWh | 332 | Sub_sector | Households | Space heating | Households (heating) | Energetic | households_heating_final_demand_electricity | Electricity | EU | Energy demand | 0.20297 | FEC
MT | TYNDP2026 | NT | 2050 | TWh | 333 | Sub_sector | Households | Space heating | Households (heating) | Energetic | households_heating_final_demand_hydrogen | Hydrogen | EU | Energy demand | 0 | FEC
MT | TYNDP2026 | NT | 2050 | TWh | 334 | Sub_sector | Households | Space heating | Households (heating) | Energetic | households_heating_final_demand_methane | Methane | EU | Energy demand | 0 | FEC
MT | TYNDP2026 | NT | 2050 | TWh | 335 | Sub_sector | Households | Space heating | Households (heating) | Energetic | households_heating_final_demand_heat | Heat | EU | Energy demand | 0 | FEC
MT | TYNDP2026 | NT | 2050 | TWh | 336 | Sub_sector | Households | Space heating | Households (heating) | Energetic | households_heating_final_demand_biomass | Biomass | EU | Energy demand | 0.040368 | FEC
MT | TYNDP2026 | NT | 2050 | TWh | 337 | Sub_sector | Households | Space heating | Households (heating) | Energetic | households_heating_final_demand_coal | Solids | EU | Energy demand | 0 | FEC
MT | TYNDP2026 | NT | 2050 | TWh | 338 | Sub_sector | Households | Space heating | Households (heating) | Energetic | households_heating_final_demand_oil | Liquids | EU | Energy demand | 0.0077887 | FEC
MT | TYNDP2026 | NT | 2050 | TWh | 339 | Sub_sector | Households | Space heating | Households (heating) | Energetic | households_heating_final_demand_other | Others | EU | Energy demand | 0 | FEC
MT | TYNDP2026 | NT | 2050 | TWh | 340 | Sub_sector | Households | Space heating | Households (heating) | Energetic | households_heating_final_demand_ammonia | Ammonia | EU | Energy demand | 0 | FEC
MT | TYNDP2026 | NT | 2050 | TWh | 343 | Sub_sector | Households | Cooling | Households (cooling) | Energetic | households_cooling_final_demand_electricity | Electricity | EU | Energy demand | 0.19164 | FEC
MT | TYNDP2026 | NT | 2050 | TWh | 344 | Sub_sector | Households | Cooling | Households (cooling) | Energetic | households_cooling_final_demand_hydrogen | Hydrogen | EU | Energy demand | 0 | FEC
MT | TYNDP2026 | NT | 2050 | TWh | 345 | Sub_sector | Households | Cooling | Households (cooling) | Energetic | households_cooling_final_demand_methane | Methane | EU | Energy demand | 0 | FEC
MT | TYNDP2026 | NT | 2050 | TWh | 346 | Sub_sector | Households | Cooling | Households (cooling) | Energetic | households_cooling_final_demand_heat | Heat | EU | Energy demand | 0 | FEC
MT | TYNDP2026 | NT | 2050 | TWh | 347 | Sub_sector | Households | Cooling | Households (cooling) | Energetic | households_cooling_final_demand_biomass | Biomass | EU | Energy demand | 0 | FEC
MT | TYNDP2026 | NT | 2050 | TWh | 348 | Sub_sector | Households | Cooling | Households (cooling) | Energetic | households_cooling_final_demand_coal | Solids | EU | Energy demand | 0 | FEC
MT | TYNDP2026 | NT | 2050 | TWh | 349 | Sub_sector | Households | Cooling | Households (cooling) | Energetic | households_cooling_final_demand_oil | Liquids | EU | Energy demand | 0 | FEC
MT | TYNDP2026 | NT | 2050 | TWh | 350 | Sub_sector | Households | Cooling | Households (cooling) | Energetic | households_cooling_final_demand_other | Others | EU | Energy demand | 0 | FEC
MT | TYNDP2026 | NT | 2050 | TWh | 351 | Sub_sector | Households | Cooling | Households (cooling) | Energetic | households_cooling_final_demand_ammonia | Ammonia | EU | Energy demand | 0 | FEC
MT | TYNDP2026 | NT | 2050 | TWh | 354 | Sub_sector | Households | Hot water | Households (hot water) | Energetic | households_hot_water_final_demand_electricity | Electricity | EU | Energy demand | 0.51671 | FEC
MT | TYNDP2026 | NT | 2050 | TWh | 355 | Sub_sector | Households | Hot water | Households (hot water) | Energetic | households_hot_water_final_demand_hydrogen | Hydrogen | EU | Energy demand | 0 | FEC
MT | TYNDP2026 | NT | 2050 | TWh | 356 | Sub_sector | Households | Hot water | Households (hot water) | Energetic | households_hot_water_final_demand_methane | Methane | EU | Energy demand | 0 | FEC
MT | TYNDP2026 | NT | 2050 | TWh | 357 | Sub_sector | Households | Hot water | Households (hot water) | Energetic | households_hot_water_final_demand_heat | Heat | EU | Energy demand | 0 | FEC
MT | TYNDP2026 | NT | 2050 | TWh | 358 | Sub_sector | Households | Hot water | Households (hot water) | Energetic | households_hot_water_final_demand_biomass | Biomass | EU | Energy demand | 0.022699 | FEC
MT | TYNDP2026 | NT | 2050 | TWh | 359 | Sub_sector | Households | Hot water | Households (hot water) | Energetic | households_hot_water_final_demand_coal | Solids | EU | Energy demand | 0 | FEC
MT | TYNDP2026 | NT | 2050 | TWh | 360 | Sub_sector | Households | Hot water | Households (hot water) | Energetic | households_hot_water_final_demand_oil | Liquids | EU | Energy demand | 0.0043796 | FEC
MT | TYNDP2026 | NT | 2050 | TWh | 361 | Sub_sector | Households | Hot water | Households (hot water) | Energetic | households_hot_water_final_demand_other | Others | EU | Energy demand | 0 | FEC
MT | TYNDP2026 | NT | 2050 | TWh | 362 | Sub_sector | Households | Hot water | Households (hot water) | Energetic | households_hot_water_final_demand_ammonia | Ammonia | EU | Energy demand | 0 | FEC
MT | TYNDP2026 | NT | 2050 | TWh | 365 | Sub_sector | Households | Appliances | Households (appliances) | Energetic | households_appliances_final_demand_electricity | Electricity | EU | Energy demand | 0.56264 | FEC
MT | TYNDP2026 | NT | 2050 | TWh | 366 | Sub_sector | Households | Appliances | Households (appliances) | Energetic | households_appliances_final_demand_hydrogen | Hydrogen | EU | Energy demand | 0 | FEC
MT | TYNDP2026 | NT | 2050 | TWh | 367 | Sub_sector | Households | Appliances | Households (appliances) | Energetic | households_appliances_final_demand_methane | Methane | EU | Energy demand | 0.034186 | FEC
MT | TYNDP2026 | NT | 2050 | TWh | 368 | Sub_sector | Households | Appliances | Households (appliances) | Energetic | households_appliances_final_demand_heat | Heat | EU | Energy demand | 0 | FEC
MT | TYNDP2026 | NT | 2050 | TWh | 369 | Sub_sector | Households | Appliances | Households (appliances) | Energetic | households_appliances_final_demand_biomass | Biomass | EU | Energy demand | 0 | FEC
MT | TYNDP2026 | NT | 2050 | TWh | 370 | Sub_sector | Households | Appliances | Households (appliances) | Energetic | households_appliances_final_demand_coal | Solids | EU | Energy demand | 0 | FEC
MT | TYNDP2026 | NT | 2050 | TWh | 371 | Sub_sector | Households | Appliances | Households (appliances) | Energetic | households_appliances_final_demand_oil | Liquids | EU | Energy demand | 0 | FEC
MT | TYNDP2026 | NT | 2050 | TWh | 372 | Sub_sector | Households | Appliances | Households (appliances) | Energetic | households_appliances_final_demand_other | Others | EU | Energy demand | 0 | FEC
MT | TYNDP2026 | NT | 2050 | TWh | 373 | Sub_sector | Households | Appliances | Households (appliances) | Energetic | households_appliances_final_demand_ammonia | Ammonia | EU | Energy demand | 0 | FEC
MT | TYNDP2026 | NT | 2050 | TWh | 375 | Sub_sector | Buildings | Space heating | Buildings (heat) | Energetic | buildings_heat_final_demand_electricity | Electricity | EU | Energy demand | 0.4373 | FEC
MT | TYNDP2026 | NT | 2050 | TWh | 376 | Sub_sector | Buildings | Space heating | Buildings (heat) | Energetic | buildings_heat_final_demand_hydrogen | Hydrogen | EU | Energy demand | 0 | FEC
MT | TYNDP2026 | NT | 2050 | TWh | 377 | Sub_sector | Buildings | Space heating | Buildings (heat) | Energetic | buildings_heat_final_demand_methane | Methane | EU | Energy demand | 0.0033474 | FEC
MT | TYNDP2026 | NT | 2050 | TWh | 378 | Sub_sector | Buildings | Space heating | Buildings (heat) | Energetic | buildings_heat_final_demand_heat | Heat | EU | Energy demand | 0.00024472 | FEC
MT | TYNDP2026 | NT | 2050 | TWh | 379 | Sub_sector | Buildings | Space heating | Buildings (heat) | Energetic | buildings_heat_final_demand_biomass | Biomass | EU | Energy demand | 0 | FEC
MT | TYNDP2026 | NT | 2050 | TWh | 380 | Sub_sector | Buildings | Space heating | Buildings (heat) | Energetic | buildings_heat_final_demand_coal | Solids | EU | Energy demand | 0 | FEC
MT | TYNDP2026 | NT | 2050 | TWh | 381 | Sub_sector | Buildings | Space heating | Buildings (heat) | Energetic | buildings_heat_final_demand_oil | Liquids | EU | Energy demand | 0.31651 | FEC
MT | TYNDP2026 | NT | 2050 | TWh | 382 | Sub_sector | Buildings | Space heating | Buildings (heat) | Energetic | buildings_heat_final_demand_other | Others | EU | Energy demand | 0 | FEC
MT | TYNDP2026 | NT | 2050 | TWh | 383 | Sub_sector | Buildings | Space heating | Buildings (heat) | Energetic | buildings_heat_final_demand_ammonia | Ammonia | EU | Energy demand | 0 | FEC
MT | TYNDP2026 | NT | 2050 | TWh | 386 | Sub_sector | Buildings | Cooling | Buildings (cooling) | Energetic | buildings_cooling_final_demand_electricity | Electricity | EU | Energy demand | 0.22694 | FEC
MT | TYNDP2026 | NT | 2050 | TWh | 387 | Sub_sector | Buildings | Cooling | Buildings (cooling) | Energetic | buildings_cooling_final_demand_hydrogen | Hydrogen | EU | Energy demand | 0 | FEC
MT | TYNDP2026 | NT | 2050 | TWh | 388 | Sub_sector | Buildings | Cooling | Buildings (cooling) | Energetic | buildings_cooling_final_demand_methane | Methane | EU | Energy demand | 5.54e-13 | FEC
MT | TYNDP2026 | NT | 2050 | TWh | 389 | Sub_sector | Buildings | Cooling | Buildings (cooling) | Energetic | buildings_cooling_final_demand_heat | Heat | EU | Energy demand | 0 | FEC
MT | TYNDP2026 | NT | 2050 | TWh | 390 | Sub_sector | Buildings | Cooling | Buildings (cooling) | Energetic | buildings_cooling_final_demand_biomass | Biomass | EU | Energy demand | 0 | FEC
MT | TYNDP2026 | NT | 2050 | TWh | 391 | Sub_sector | Buildings | Cooling | Buildings (cooling) | Energetic | buildings_cooling_final_demand_coal | Solids | EU | Energy demand | 0 | FEC
MT | TYNDP2026 | NT | 2050 | TWh | 392 | Sub_sector | Buildings | Cooling | Buildings (cooling) | Energetic | buildings_cooling_final_demand_oil | Liquids | EU | Energy demand | 0 | FEC
MT | TYNDP2026 | NT | 2050 | TWh | 393 | Sub_sector | Buildings | Cooling | Buildings (cooling) | Energetic | buildings_cooling_final_demand_other | Others | EU | Energy demand | 0 | FEC
MT | TYNDP2026 | NT | 2050 | TWh | 394 | Sub_sector | Buildings | Cooling | Buildings (cooling) | Energetic | buildings_cooling_final_demand_ammonia | Ammonia | EU | Energy demand | 0 | FEC
MT | TYNDP2026 | NT | 2050 | TWh | 397 | Sub_sector | Buildings | Appliances | Buildings (appliances) | Energetic | buildings_appliances_final_demand_electricity | Electricity | EU | Energy demand | 0.41824 | FEC
MT | TYNDP2026 | NT | 2050 | TWh | 398 | Sub_sector | Buildings | Appliances | Buildings (appliances) | Energetic | buildings_appliances_final_demand_hydrogen | Hydrogen | EU | Energy demand | 0 | FEC
MT | TYNDP2026 | NT | 2050 | TWh | 399 | Sub_sector | Buildings | Appliances | Buildings (appliances) | Energetic | buildings_appliances_final_demand_methane | Methane | EU | Energy demand | 0.0070259 | FEC
MT | TYNDP2026 | NT | 2050 | TWh | 400 | Sub_sector | Buildings | Appliances | Buildings (appliances) | Energetic | buildings_appliances_final_demand_heat | Heat | EU | Energy demand | 0 | FEC
MT | TYNDP2026 | NT | 2050 | TWh | 401 | Sub_sector | Buildings | Appliances | Buildings (appliances) | Energetic | buildings_appliances_final_demand_biomass | Biomass | EU | Energy demand | 0 | FEC
MT | TYNDP2026 | NT | 2050 | TWh | 402 | Sub_sector | Buildings | Appliances | Buildings (appliances) | Energetic | buildings_appliances_final_demand_coal | Solids | EU | Energy demand | 0 | FEC
MT | TYNDP2026 | NT | 2050 | TWh | 403 | Sub_sector | Buildings | Appliances | Buildings (appliances) | Energetic | buildings_appliances_final_demand_oil | Liquids | EU | Energy demand | 0 | FEC
MT | TYNDP2026 | NT | 2050 | TWh | 404 | Sub_sector | Buildings | Appliances | Buildings (appliances) | Energetic | buildings_appliances_final_demand_other | Others | EU | Energy demand | 0 | FEC
MT | TYNDP2026 | NT | 2050 | TWh | 405 | Sub_sector | Buildings | Appliances | Buildings (appliances) | Energetic | buildings_appliances_final_demand_ammonia | Ammonia | EU | Energy demand | 0 | FEC
MT | TYNDP2026 | NT | 2050 | TWh | 407 | Sub_sector | Buildings | Datacenters | Datacenters & ICT | Energetic | datacentres_final_demand_electricity_energetic | Electricity | EU | Energy demand | 0.019444 | FEC
MT | TYNDP2026 | NT | 2050 | TWh | 408 | Sub_sector | Buildings | Datacenters | Datacenters & ICT | Energetic | datacentres_final_demand_hydrogen_energetic | Hydrogen | EU | Energy demand | 0 | FEC
MT | TYNDP2026 | NT | 2050 | TWh | 409 | Sub_sector | Buildings | Datacenters | Datacenters & ICT | Energetic | datacentres_final_demand_methane_energetic | Methane | EU | Energy demand | 0 | FEC
MT | TYNDP2026 | NT | 2050 | TWh | 410 | Sub_sector | Buildings | Datacenters | Datacenters & ICT | Energetic | datacentres_final_demand_heat_energetic | Heat | EU | Energy demand | 0 | FEC
MT | TYNDP2026 | NT | 2050 | TWh | 411 | Sub_sector | Buildings | Datacenters | Datacenters & ICT | Energetic | datacentres_final_demand_biomass_energetic | Biomass | EU | Energy demand | 0 | FEC
MT | TYNDP2026 | NT | 2050 | TWh | 412 | Sub_sector | Buildings | Datacenters | Datacenters & ICT | Energetic | datacentres_final_demand_coal_energetic | Solids | EU | Energy demand | 0 | FEC
MT | TYNDP2026 | NT | 2050 | TWh | 413 | Sub_sector | Buildings | Datacenters | Datacenters & ICT | Energetic | datacentres_final_demand_oil_energetic | Liquids | EU | Energy demand | 0 | FEC
MT | TYNDP2026 | NT | 2050 | TWh | 414 | Sub_sector | Buildings | Datacenters | Datacenters & ICT | Energetic | datacentres_final_demand_other_energetic | Others | EU | Energy demand | 0 | FEC
MT | TYNDP2026 | NT | 2050 | TWh | 415 | Sub_sector | Buildings | Datacenters | Datacenters & ICT | Energetic | datacentres_final_demand_ammonia_energetic | Ammonia | EU | Energy demand | 0 | FEC
MT | TYNDP2026 | NT | 2050 | TWh | 417 | Sub_sector | Transport | Others_Sector | Others_Sector | Energetic | other_final_demand_electricity_energetic | Electricity | EU | Energy demand | 0.022221 | FEC
MT | TYNDP2026 | NT | 2050 | TWh | 418 | Sub_sector | Transport | Others_Sector | Others_Sector | Energetic | other_final_demand_hydrogen_energetic | Hydrogen | EU | Energy demand | 0 | FEC
MT | TYNDP2026 | NT | 2050 | TWh | 419 | Sub_sector | Transport | Pipeline Transport | Others_Sector | Energetic | other_final_demand_methane_energetic | Methane | EU | Energy demand | 0 | FEC
MT | TYNDP2026 | NT | 2050 | TWh | 420 | Sub_sector | Transport | Others_Sector | Others_Sector | Energetic | other_final_demand_heat_energetic | Heat | EU | Energy demand | 0 | FEC
MT | TYNDP2026 | NT | 2050 | TWh | 421 | Sub_sector | Transport | Others_Sector | Others_Sector | Energetic | other_final_demand_biomass_energetic | Biomass | EU | Energy demand | 0 | FEC
MT | TYNDP2026 | NT | 2050 | TWh | 422 | Sub_sector | Transport | Others_Sector | Others_Sector | Energetic | other_final_demand_coal_energetic | Solids | EU | Energy demand | 0 | FEC
MT | TYNDP2026 | NT | 2050 | TWh | 423 | Sub_sector | Transport | Others_Sector | Others_Sector | Energetic | other_final_demand_oil_energetic | Liquids | EU | Energy demand | 0 | FEC
MT | TYNDP2026 | NT | 2050 | TWh | 424 | Sub_sector | Others_Sector | Others_Sector | Others_Sector | Non-energetic | other_final_demand_oil_non_energetic | Liquids | EU | Energy demand | 0 | not_included_in_FEC
MT | TYNDP2026 | NT | 2050 | TWh | 425 | Sub_sector | Transport | Others_Sector | Others_Sector | Energetic | other_final_demand_other_energetic | Others | EU | Energy demand | 0 | FEC
MT | TYNDP2026 | NT | 2050 | TWh | 426 | Sub_sector | Transport | Others_Sector | Others_Sector | Energetic | other_final_demand_ammonia_energetic | Ammonia | EU | Energy demand | 0 | FEC
MT | TYNDP2026 | NT | 2050 | TWh | 427 | Sub_sector | Industry | Surplus_Heat_in_Industry | Surplus_Heat_in_Industry | Energetic | final_demand_of_industry_unused_local_production_steam_hot_water | Heat | EU | Energy demand | 0 | FEC
MT | TYNDP2026 | NT | 2050 | TWh | 429 | Sub_sector | Agriculture | Total | Agriculture | Energetic | agriculture_final_demand_electricity_energetic | Electricity | EU | Energy demand | 0.014788 | FEC
MT | TYNDP2026 | NT | 2050 | TWh | 430 | Sub_sector | Agriculture | Total | Agriculture | Energetic | agriculture_final_demand_hydrogen_energetic | Hydrogen | EU | Energy demand | 0 | FEC
MT | TYNDP2026 | NT | 2050 | TWh | 431 | Sub_sector | Agriculture | Total | Agriculture | Energetic | agriculture_final_demand_methane_energetic | Methane | EU | Energy demand | 0 | FEC
MT | TYNDP2026 | NT | 2050 | TWh | 432 | Sub_sector | Agriculture | Total | Agriculture | Energetic | agriculture_final_demand_heat_energetic | Heat | EU | Energy demand | 0 | FEC
MT | TYNDP2026 | NT | 2050 | TWh | 433 | Sub_sector | Agriculture | Total | Agriculture | Energetic | agriculture_final_demand_biomass_energetic | Biomass | EU | Energy demand | 0 | FEC
MT | TYNDP2026 | NT | 2050 | TWh | 434 | Sub_sector | Agriculture | Total | Agriculture | Energetic | agriculture_final_demand_coal_energetic | Solids | EU | Energy demand | 0 | FEC
MT | TYNDP2026 | NT | 2050 | TWh | 435 | Sub_sector | Agriculture | Total | Agriculture | Energetic | agriculture_final_demand_oil_energetic | Liquids | EU | Energy demand | 0.059272 | FEC
MT | TYNDP2026 | NT | 2050 | TWh | 436 | Sub_sector | Agriculture | Total | Agriculture | Energetic | agriculture_final_demand_other_energetic | Others | EU | Energy demand | 0 | FEC
MT | TYNDP2026 | NT | 2050 | TWh | 437 | Sub_sector | Agriculture | Total | Agriculture | Energetic | agriculture_final_demand_ammonia_energetic | Ammonia | EU | Energy demand | 0 | FEC
MT | TYNDP2026 | NT | 2050 | TWh | 447 | Sub_sector | Buildings | Surplus Energy | Buildings | Energetic | GAP | Electricity | EU | Energy demand | 0 | FEC
MT | TYNDP2026 | NT | 2050 | TWh | 448 | Sub_sector | Buildings | Surplus Energy | Buildings | Energetic | GAP | Hydrogen | EU | Energy demand | 0 | FEC
MT | TYNDP2026 | NT | 2050 | TWh | 449 | Sub_sector | Buildings | Surplus Energy | Buildings | Energetic | GAP | Methane | EU | Energy demand | 0 | FEC
MT | TYNDP2026 | NT | 2050 | TWh | 450 | Sub_sector | Buildings | Surplus Energy | Buildings | Energetic | GAP | Heat | EU | Energy demand | 0 | FEC
MT | TYNDP2026 | NT | 2050 | TWh | 451 | Sub_sector | Buildings | Surplus Energy | Buildings | Energetic | GAP | Biomass | EU | Energy demand | 0 | FEC
MT | TYNDP2026 | NT | 2050 | TWh | 452 | Sub_sector | Buildings | Surplus Energy | Buildings | Energetic | GAP | Solids | EU | Energy demand | 0 | FEC
MT | TYNDP2026 | NT | 2050 | TWh | 453 | Sub_sector | Buildings | Surplus Energy | Buildings | Energetic | GAP | Liquids | EU | Energy demand | 0.002815 | FEC
MT | TYNDP2026 | NT | 2050 | TWh | 454 | Sub_sector | Buildings | Surplus Energy | Buildings | Energetic | GAP | Others | EU | Energy demand | 0 | FEC
MT | TYNDP2026 | NT | 2050 | TWh | 455 | Sub_sector | Buildings | Surplus Energy | Buildings | Energetic | GAP | Ammonia | EU | Energy demand | 0 | FEC
MT | TYNDP2026 | NT | 2050 | TWh | 456 | Sub_sector | Households | Surplus Energy | Households | Energetic | GAP | Electricity | EU | Energy demand | 0 | FEC
MT | TYNDP2026 | NT | 2050 | TWh | 457 | Sub_sector | Households | Surplus Energy | Households | Energetic | GAP | Hydrogen | EU | Energy demand | 0 | FEC
MT | TYNDP2026 | NT | 2050 | TWh | 458 | Sub_sector | Households | Surplus Energy | Households | Energetic | GAP | Methane | EU | Energy demand | 0 | FEC
MT | TYNDP2026 | NT | 2050 | TWh | 459 | Sub_sector | Households | Surplus Energy | Households | Energetic | GAP | Heat | EU | Energy demand | 0 | FEC
MT | TYNDP2026 | NT | 2050 | TWh | 460 | Sub_sector | Households | Surplus Energy | Households | Energetic | GAP | Biomass | EU | Energy demand | 0 | FEC
MT | TYNDP2026 | NT | 2050 | TWh | 461 | Sub_sector | Households | Surplus Energy | Households | Energetic | GAP | Solids | EU | Energy demand | 0 | FEC
MT | TYNDP2026 | NT | 2050 | TWh | 462 | Sub_sector | Households | Surplus Energy | Households | Energetic | GAP | Liquids | EU | Energy demand | 0 | FEC
MT | TYNDP2026 | NT | 2050 | TWh | 463 | Sub_sector | Households | Surplus Energy | Households | Energetic | GAP | Others | EU | Energy demand | 0 | FEC
MT | TYNDP2026 | NT | 2050 | TWh | 464 | Sub_sector | Households | Surplus Energy | Households | Energetic | GAP | Ammonia | EU | Energy demand | 0 | FEC
MT | TYNDP2026 | HEV | 2035 | TWh | 102 | Sub_sector | Industry | Aluminium | Industry (aluminium) | Energetic | industry_aluminium_demand_electricity_energetic | Electricity | EU | Energy demand | 0 | FEC
MT | TYNDP2026 | HEV | 2035 | TWh | 103 | Sub_sector | Industry | Aluminium | Industry (aluminium) | Energetic | industry_aluminium_demand_hydrogen_energetic | Hydrogen | EU | Energy demand | 0 | FEC
MT | TYNDP2026 | HEV | 2035 | TWh | 104 | Sub_sector | Industry | Aluminium | Industry (aluminium) | Energetic | industry_aluminium_demand_methane_energetic | Methane | EU | Energy demand | 0 | FEC
MT | TYNDP2026 | HEV | 2035 | TWh | 105 | Sub_sector | Industry | Aluminium | Industry (aluminium) | Energetic | industry_aluminium_demand_heat_energetic | Heat | EU | Energy demand | 0 | FEC
MT | TYNDP2026 | HEV | 2035 | TWh | 106 | Sub_sector | Industry | Aluminium | Industry (aluminium) | Energetic | industry_aluminium_demand_biomass_energetic | Biomass | EU | Energy demand | 0 | FEC
MT | TYNDP2026 | HEV | 2035 | TWh | 107 | Sub_sector | Industry | Aluminium | Industry (aluminium) | Energetic | industry_aluminium_demand_coal_energetic | Solids | EU | Energy demand | 0 | FEC
MT | TYNDP2026 | HEV | 2035 | TWh | 108 | Sub_sector | Industry | Aluminium | Industry (aluminium) | Energetic | industry_aluminium_demand_oil_energetic | Liquids | EU | Energy demand | 0 | FEC
MT | TYNDP2026 | HEV | 2035 | TWh | 109 | Sub_sector | Industry | Aluminium | Industry (aluminium) | Energetic | industry_aluminium_demand_others_energetic | Others | EU | Energy demand | 0 | FEC
MT | TYNDP2026 | HEV | 2035 | TWh | 110 | Sub_sector | Industry | Aluminium | Industry (aluminium) | Energetic | industry_ammonia_demand_others_energetic | Ammonia | EU | Energy demand | 0 | FEC
MT | TYNDP2026 | HEV | 2035 | TWh | 112 | Sub_sector | Industry | Chemicals | Industry (chemicals, energetic) | Energetic | industry_chemical_demand_electricity_energetic | Electricity | EU | Energy demand | 0.056655 | FEC
MT | TYNDP2026 | HEV | 2035 | TWh | 113 | Sub_sector | Industry | Chemicals | Industry (chemicals, energetic) | Energetic | industry_chemical_demand_hydrogen_energetic | Hydrogen | EU | Energy demand | 0 | FEC
MT | TYNDP2026 | HEV | 2035 | TWh | 114 | Sub_sector | Industry | Chemicals | Industry (chemicals, energetic) | Energetic | industry_chemical_demand_methane_energetic | Methane | EU | Energy demand | 0 | FEC
MT | TYNDP2026 | HEV | 2035 | TWh | 115 | Sub_sector | Industry | Chemicals | Industry (chemicals, energetic) | Energetic | industry_chemical_demand_heat_energetic | Heat | EU | Energy demand | 0 | FEC
MT | TYNDP2026 | HEV | 2035 | TWh | 116 | Sub_sector | Industry | Chemicals | Industry (chemicals, energetic) | Energetic | industry_chemical_demand_biomass_energetic | Biomass | EU | Energy demand | 0 | FEC
MT | TYNDP2026 | HEV | 2035 | TWh | 117 | Sub_sector | Industry | Chemicals | Industry (chemicals, energetic) | Energetic | industry_chemical_demand_coal_energetic | Solids | EU | Energy demand | 0 | FEC
MT | TYNDP2026 | HEV | 2035 | TWh | 118 | Sub_sector | Industry | Chemicals | Industry (chemicals, energetic) | Energetic | industry_chemical_demand_oil_energetic | Liquids | EU | Energy demand | 0 | FEC
MT | TYNDP2026 | HEV | 2035 | TWh | 119 | Sub_sector | Industry | Chemicals | Industry (chemicals, energetic) | Energetic | industry_chemical_demand_others_energetic | Others | EU | Energy demand | 0 | FEC
MT | TYNDP2026 | HEV | 2035 | TWh | 120 | Sub_sector | Industry | Chemicals | Industry (chemicals, energetic) | Energetic | industry_chemical_demand_ammonia_energetic | Ammonia | EU | Energy demand | 0 | FEC
MT | TYNDP2026 | HEV | 2035 | TWh | 122 | Sub_sector | Industry | Chemicals | Industry (chemicals, non-energetic) | Non-energetic | industry_chemical_demand_electricity_non_energetic | Electricity | EU | Energy demand | 0 | not_included_in_FEC
MT | TYNDP2026 | HEV | 2035 | TWh | 123 | Sub_sector | Industry | Chemicals | Industry (chemicals, non-energetic) | Non-energetic | industry_chemical_demand_hydrogen_non_energetic | Hydrogen | EU | Energy demand | 0 | not_included_in_FEC
MT | TYNDP2026 | HEV | 2035 | TWh | 124 | Sub_sector | Industry | Chemicals | Industry (chemicals, non-energetic) | Non-energetic | industry_chemical_demand_methane_non_energetic | Methane | EU | Energy demand | 0 | not_included_in_FEC
MT | TYNDP2026 | HEV | 2035 | TWh | 125 | Sub_sector | Industry | Chemicals | Industry (chemicals, non-energetic) | Non-energetic | industry_chemical_demand_heat_non_energetic | Heat | EU | Energy demand | 0 | not_included_in_FEC
MT | TYNDP2026 | HEV | 2035 | TWh | 126 | Sub_sector | Industry | Chemicals | Industry (chemicals, non-energetic) | Non-energetic | industry_chemical_demand_biomass_non_energetic | Biomass | EU | Energy demand | 0 | not_included_in_FEC
MT | TYNDP2026 | HEV | 2035 | TWh | 127 | Sub_sector | Industry | Chemicals | Industry (chemicals, non-energetic) | Non-energetic | industry_chemical_demand_coal_non_energetic | Solids | EU | Energy demand | 0 | not_included_in_FEC
MT | TYNDP2026 | HEV | 2035 | TWh | 128 | Sub_sector | Industry | Chemicals | Industry (chemicals, non-energetic) | Non-energetic | industry_chemical_demand_oil_non_energetic | Liquids | EU | Energy demand | 0 | not_included_in_FEC
MT | TYNDP2026 | HEV | 2035 | TWh | 129 | Sub_sector | Industry | Chemicals | Industry (chemicals, non-energetic) | Non-energetic | industry_chemical_demand_others_non_energetic | Others | EU | Energy demand | 0 | not_included_in_FEC
MT | TYNDP2026 | HEV | 2035 | TWh | 130 | Sub_sector | Industry | Chemicals | Industry (chemicals, non-energetic) | Non-energetic | industry_chemical_demand_ammonia_non_energetic | Ammonia | EU | Energy demand | 0 | not_included_in_FEC
MT | TYNDP2026 | HEV | 2035 | TWh | 132 | Sub_sector | Industry | Fertilizers | Industry (fertilizers, energetic) | Energetic | industry_fertilizers_demand_electricity_energetic | Electricity | EU | Energy demand | 0 | FEC
MT | TYNDP2026 | HEV | 2035 | TWh | 133 | Sub_sector | Industry | Fertilizers | Industry (fertilizers, energetic) | Energetic | industry_fertilizers_demand_hydrogen_energetic | Hydrogen | EU | Energy demand | 0 | FEC
MT | TYNDP2026 | HEV | 2035 | TWh | 134 | Sub_sector | Industry | Fertilizers | Industry (fertilizers, energetic) | Energetic | industry_fertilizers_demand_methane_energetic | Methane | EU | Energy demand | 0 | FEC
MT | TYNDP2026 | HEV | 2035 | TWh | 135 | Sub_sector | Industry | Fertilizers | Industry (fertilizers, energetic) | Energetic | industry_fertilizers_demand_heat_energetic | Heat | EU | Energy demand | 0 | FEC
MT | TYNDP2026 | HEV | 2035 | TWh | 136 | Sub_sector | Industry | Fertilizers | Industry (fertilizers, energetic) | Energetic | industry_fertilizers_demand_biomass_energetic | Biomass | EU | Energy demand | 0 | FEC
MT | TYNDP2026 | HEV | 2035 | TWh | 137 | Sub_sector | Industry | Fertilizers | Industry (fertilizers, energetic) | Energetic | industry_fertilizers_demand_coal_energetic | Solids | EU | Energy demand | 0 | FEC
MT | TYNDP2026 | HEV | 2035 | TWh | 138 | Sub_sector | Industry | Fertilizers | Industry (fertilizers, energetic) | Energetic | industry_fertilizers_demand_oil_energetic | Liquids | EU | Energy demand | 0 | FEC
MT | TYNDP2026 | HEV | 2035 | TWh | 139 | Sub_sector | Industry | Fertilizers | Industry (fertilizers, energetic) | Energetic | industry_fertilizers_demand_others_energetic | Others | EU | Energy demand | 0 | FEC
MT | TYNDP2026 | HEV | 2035 | TWh | 140 | Sub_sector | Industry | Fertilizers | Industry (fertilizers, energetic) | Energetic | industry_fertilizers_demand_ammonia_energetic | Ammonia | EU | Energy demand | 0 | FEC
MT | TYNDP2026 | HEV | 2035 | TWh | 142 | Sub_sector | Industry | Fertilizers | Industry (fertilizers, non-energetic) | Non-energetic | industry_fertilizers_demand_electricity_non_energetic | Electricity | EU | Energy demand | 0 | not_included_in_FEC
MT | TYNDP2026 | HEV | 2035 | TWh | 143 | Sub_sector | Industry | Fertilizers | Industry (fertilizers, non-energetic) | Non-energetic | industry_fertilizers_demand_hydrogen_non_energetic | Hydrogen | EU | Energy demand | 0 | not_included_in_FEC
MT | TYNDP2026 | HEV | 2035 | TWh | 144 | Sub_sector | Industry | Fertilizers | Industry (fertilizers, non-energetic) | Non-energetic | industry_fertilizers_demand_methane_non_energetic | Methane | EU | Energy demand | 0 | not_included_in_FEC
MT | TYNDP2026 | HEV | 2035 | TWh | 145 | Sub_sector | Industry | Fertilizers | Industry (fertilizers, non-energetic) | Non-energetic | industry_fertilizers_demand_heat_non_energetic | Heat | EU | Energy demand | 0 | not_included_in_FEC
MT | TYNDP2026 | HEV | 2035 | TWh | 146 | Sub_sector | Industry | Fertilizers | Industry (fertilizers, non-energetic) | Non-energetic | industry_fertilizers_demand_biomass_non_energetic | Biomass | EU | Energy demand | 0 | not_included_in_FEC
MT | TYNDP2026 | HEV | 2035 | TWh | 147 | Sub_sector | Industry | Fertilizers | Industry (fertilizers, non-energetic) | Non-energetic | industry_fertilizers_demand_coal_non_energetic | Solids | EU | Energy demand | 0 | not_included_in_FEC
MT | TYNDP2026 | HEV | 2035 | TWh | 148 | Sub_sector | Industry | Fertilizers | Industry (fertilizers, non-energetic) | Non-energetic | industry_fertilizers_demand_oil_non_energetic | Liquids | EU | Energy demand | 0 | not_included_in_FEC
MT | TYNDP2026 | HEV | 2035 | TWh | 149 | Sub_sector | Industry | Fertilizers | Industry (fertilizers, non-energetic) | Non-energetic | industry_fertilizers_demand_others_non_energetic | Others | EU | Energy demand | 0 | not_included_in_FEC
MT | TYNDP2026 | HEV | 2035 | TWh | 150 | Sub_sector | Industry | Fertilizers | Industry (fertilizers, non-energetic) | Non-energetic | industry_fertilizers_demand_ammonia_non_energetic | Ammonia | EU | Energy demand | 0 | not_included_in_FEC
MT | TYNDP2026 | HEV | 2035 | TWh | 152 | Sub_sector | Industry | Food | Industry (food) | Energetic | industry_food_demand_electricity_energetic | Electricity | EU | Energy demand | 0.095994 | FEC
MT | TYNDP2026 | HEV | 2035 | TWh | 153 | Sub_sector | Industry | Food | Industry (food) | Energetic | industry_food_demand_hydrogen_energetic | Hydrogen | EU | Energy demand | 0 | FEC
MT | TYNDP2026 | HEV | 2035 | TWh | 154 | Sub_sector | Industry | Food | Industry (food) | Energetic | industry_food_demand_methane_energetic | Methane | EU | Energy demand | 0 | FEC
MT | TYNDP2026 | HEV | 2035 | TWh | 155 | Sub_sector | Industry | Food | Industry (food) | Energetic | industry_food_demand_heat_energetic | Heat | EU | Energy demand | 0 | FEC
MT | TYNDP2026 | HEV | 2035 | TWh | 156 | Sub_sector | Industry | Food | Industry (food) | Energetic | industry_food_demand_biomass_energetic | Biomass | EU | Energy demand | 0 | FEC
MT | TYNDP2026 | HEV | 2035 | TWh | 157 | Sub_sector | Industry | Food | Industry (food) | Energetic | industry_food_demand_coal_energetic | Solids | EU | Energy demand | 0 | FEC
MT | TYNDP2026 | HEV | 2035 | TWh | 158 | Sub_sector | Industry | Food | Industry (food) | Energetic | industry_food_demand_oil_energetic | Liquids | EU | Energy demand | 0 | FEC
MT | TYNDP2026 | HEV | 2035 | TWh | 159 | Sub_sector | Industry | Food | Industry (food) | Energetic | industry_food_demand_others_energetic | Others | EU | Energy demand | 0 | FEC
MT | TYNDP2026 | HEV | 2035 | TWh | 160 | Sub_sector | Industry | Food | Industry (food) | Energetic | industry_food_demand_ammonia_energetic | Ammonia | EU | Energy demand | 0 | FEC
MT | TYNDP2026 | HEV | 2035 | TWh | 162 | Sub_sector | Industry | Metals | Industry (metal) | Energetic | industry_metal_demand_electricity_energetic | Electricity | EU | Energy demand | 0 | FEC
MT | TYNDP2026 | HEV | 2035 | TWh | 163 | Sub_sector | Industry | Metals | Industry (metal) | Energetic | industry_metal_demand_hydrogen_energetic | Hydrogen | EU | Energy demand | 0 | FEC
MT | TYNDP2026 | HEV | 2035 | TWh | 164 | Sub_sector | Industry | Metals | Industry (metal) | Energetic | industry_metal_demand_methane_energetic | Methane | EU | Energy demand | 0 | FEC
MT | TYNDP2026 | HEV | 2035 | TWh | 165 | Sub_sector | Industry | Metals | Industry (metal) | Energetic | industry_metal_demand_heat_energetic | Heat | EU | Energy demand | 0 | FEC
MT | TYNDP2026 | HEV | 2035 | TWh | 166 | Sub_sector | Industry | Metals | Industry (metal) | Energetic | industry_metal_demand_biomass_energetic | Biomass | EU | Energy demand | 0 | FEC
MT | TYNDP2026 | HEV | 2035 | TWh | 167 | Sub_sector | Industry | Metals | Industry (metal) | Energetic | industry_metal_demand_coal_energetic | Solids | EU | Energy demand | 0 | FEC
MT | TYNDP2026 | HEV | 2035 | TWh | 168 | Sub_sector | Industry | Metals | Industry (metal) | Energetic | industry_metal_demand_oil_energetic | Liquids | EU | Energy demand | 0 | FEC
MT | TYNDP2026 | HEV | 2035 | TWh | 169 | Sub_sector | Industry | Metals | Industry (metal) | Energetic | industry_metal_demand_others_energetic | Others | EU | Energy demand | 0 | FEC
MT | TYNDP2026 | HEV | 2035 | TWh | 170 | Sub_sector | Industry | Metals | Industry (metal) | Energetic | industry_metal_demand_ammonia_energetic | Ammonia | EU | Energy demand | 0 | FEC
MT | TYNDP2026 | HEV | 2035 | TWh | 172 | Sub_sector | Industry | Others | Industry (other, energetic) | Energetic | industry_other_demand_electricity_energetic | Electricity | EU | Energy demand | 0.52552 | FEC
MT | TYNDP2026 | HEV | 2035 | TWh | 173 | Sub_sector | Industry | Others | Industry (other, energetic) | Energetic | industry_other_demand_hydrogen_energetic | Hydrogen | EU | Energy demand | 0 | FEC
MT | TYNDP2026 | HEV | 2035 | TWh | 174 | Sub_sector | Industry | Others | Industry (other, energetic) | Energetic | industry_other_demand_methane_energetic | Methane | EU | Energy demand | 0 | FEC
MT | TYNDP2026 | HEV | 2035 | TWh | 175 | Sub_sector | Industry | Others | Industry (other, energetic) | Energetic | industry_other_demand_heat_energetic | Heat | EU | Energy demand | 0 | FEC
MT | TYNDP2026 | HEV | 2035 | TWh | 176 | Sub_sector | Industry | Others | Industry (other, energetic) | Energetic | industry_other_demand_biomass_energetic | Biomass | EU | Energy demand | 0 | FEC
MT | TYNDP2026 | HEV | 2035 | TWh | 177 | Sub_sector | Industry | Others | Industry (other, energetic) | Energetic | industry_other_demand_coal_energetic | Solids | EU | Energy demand | 0 | FEC
MT | TYNDP2026 | HEV | 2035 | TWh | 178 | Sub_sector | Industry | Others | Industry (other, energetic) | Energetic | industry_other_demand_oil_energetic | Liquids | EU | Energy demand | 0.3367 | FEC
MT | TYNDP2026 | HEV | 2035 | TWh | 179 | Sub_sector | Industry | Others | Industry (other, energetic) | Energetic | industry_other_demand_others_energetic | Others | EU | Energy demand | 0 | FEC
MT | TYNDP2026 | HEV | 2035 | TWh | 180 | Sub_sector | Industry | Others | Industry (other, energetic) | Energetic | industry_other_demand_ammonia_energetic | Ammonia | EU | Energy demand | 0 | FEC
MT | TYNDP2026 | HEV | 2035 | TWh | 182 | Sub_sector | Industry | Others | Industry (other, non-energetic) | Non-energetic | industry_other_demand_electricity_non_energetic | Electricity | EU | Energy demand | 0 | not_included_in_FEC
MT | TYNDP2026 | HEV | 2035 | TWh | 183 | Sub_sector | Industry | Others | Industry (other, non-energetic) | Non-energetic | industry_other_demand_hydrogen_non_energetic | Hydrogen | EU | Energy demand | 0 | not_included_in_FEC
MT | TYNDP2026 | HEV | 2035 | TWh | 184 | Sub_sector | Industry | Others | Industry (other, non-energetic) | Non-energetic | industry_other_demand_methane_non_energetic | Methane | EU | Energy demand | 0 | not_included_in_FEC
MT | TYNDP2026 | HEV | 2035 | TWh | 185 | Sub_sector | Industry | Others | Industry (other, non-energetic) | Non-energetic | industry_other_demand_heat_non_energetic | Heat | EU | Energy demand | 0 | not_included_in_FEC
MT | TYNDP2026 | HEV | 2035 | TWh | 186 | Sub_sector | Industry | Others | Industry (other, non-energetic) | Non-energetic | industry_other_demand_biomass_non_energetic | Biomass | EU | Energy demand | 0 | not_included_in_FEC
MT | TYNDP2026 | HEV | 2035 | TWh | 187 | Sub_sector | Industry | Others | Industry (other, non-energetic) | Non-energetic | industry_other_demand_coal_non_energetic | Solids | EU | Energy demand | 0 | not_included_in_FEC
MT | TYNDP2026 | HEV | 2035 | TWh | 188 | Sub_sector | Industry | Others | Industry (other, non-energetic) | Non-energetic | industry_other_demand_oil_non_energetic | Liquids | EU | Energy demand | 0.18067 | not_included_in_FEC
MT | TYNDP2026 | HEV | 2035 | TWh | 189 | Sub_sector | Industry | Others | Industry (other, non-energetic) | Non-energetic | industry_other_demand_others_non_energetic | Others | EU | Energy demand | 0 | not_included_in_FEC
MT | TYNDP2026 | HEV | 2035 | TWh | 190 | Sub_sector | Industry | Others | Industry (other, non-energetic) | Non-energetic | industry_other_demand_ammonia_non_energetic | Ammonia | EU | Energy demand | 0 | not_included_in_FEC
MT | TYNDP2026 | HEV | 2035 | TWh | 192 | Sub_sector | Industry | Paper | Industry (paper) | Energetic | industry_paper_demand_electricity_energetic | Electricity | EU | Energy demand | 0.060755 | FEC
MT | TYNDP2026 | HEV | 2035 | TWh | 193 | Sub_sector | Industry | Paper | Industry (paper) | Energetic | industry_paper_demand_hydrogen_energetic | Hydrogen | EU | Energy demand | 0 | FEC
MT | TYNDP2026 | HEV | 2035 | TWh | 194 | Sub_sector | Industry | Paper | Industry (paper) | Energetic | industry_paper_demand_methane_energetic | Methane | EU | Energy demand | 0 | FEC
MT | TYNDP2026 | HEV | 2035 | TWh | 195 | Sub_sector | Industry | Paper | Industry (paper) | Energetic | industry_paper_demand_heat_energetic | Heat | EU | Energy demand | 0 | FEC
MT | TYNDP2026 | HEV | 2035 | TWh | 196 | Sub_sector | Industry | Paper | Industry (paper) | Energetic | industry_paper_demand_biomass_energetic | Biomass | EU | Energy demand | 0 | FEC
MT | TYNDP2026 | HEV | 2035 | TWh | 197 | Sub_sector | Industry | Paper | Industry (paper) | Energetic | industry_paper_demand_coal_energetic | Solids | EU | Energy demand | 0 | FEC
MT | TYNDP2026 | HEV | 2035 | TWh | 198 | Sub_sector | Industry | Paper | Industry (paper) | Energetic | industry_paper_demand_oil_energetic | Liquids | EU | Energy demand | 0 | FEC
MT | TYNDP2026 | HEV | 2035 | TWh | 199 | Sub_sector | Industry | Paper | Industry (paper) | Energetic | industry_paper_demand_others_energetic | Others | EU | Energy demand | 0 | FEC
MT | TYNDP2026 | HEV | 2035 | TWh | 200 | Sub_sector | Industry | Paper | Industry (paper) | Energetic | industry_paper_demand_ammonia_energetic | Ammonia | EU | Energy demand | 0 | FEC
MT | TYNDP2026 | HEV | 2035 | TWh | 202 | Sub_sector | Industry | Refineries | Industry (refineries, energetic) | Energetic | industry_refinery_demand_electricity_energetic | Electricity | EU | Energy demand | 0 | not_included_in_FEC
MT | TYNDP2026 | HEV | 2035 | TWh | 203 | Sub_sector | Industry | Refineries | Industry (refineries, energetic) | Energetic | industry_refinery_demand_hydrogen_energetic | Hydrogen | EU | Energy demand | 0 | not_included_in_FEC
MT | TYNDP2026 | HEV | 2035 | TWh | 204 | Sub_sector | Industry | Refineries | Industry (refineries, energetic) | Energetic | industry_refinery_demand_methane_energetic | Methane | EU | Energy demand | 0 | not_included_in_FEC
MT | TYNDP2026 | HEV | 2035 | TWh | 205 | Sub_sector | Industry | Refineries | Industry (refineries, energetic) | Energetic | industry_refinery_demand_heat_energetic | Heat | EU | Energy demand | 0 | not_included_in_FEC
MT | TYNDP2026 | HEV | 2035 | TWh | 206 | Sub_sector | Industry | Refineries | Industry (refineries, energetic) | Energetic | industry_refinery_demand_biomass_energetic | Biomass | EU | Energy demand | 0 | not_included_in_FEC
MT | TYNDP2026 | HEV | 2035 | TWh | 207 | Sub_sector | Industry | Refineries | Industry (refineries, energetic) | Energetic | industry_refinery_demand_coal_energetic | Solids | EU | Energy demand | 0 | not_included_in_FEC
MT | TYNDP2026 | HEV | 2035 | TWh | 208 | Sub_sector | Industry | Refineries | Industry (refineries, energetic) | Energetic | industry_refinery_demand_oil_energetic | Liquids | EU | Energy demand | 0 | not_included_in_FEC
MT | TYNDP2026 | HEV | 2035 | TWh | 209 | Sub_sector | Industry | Refineries | Industry (refineries, energetic) | Energetic | industry_refinery_demand_others_energetic | Others | EU | Energy demand | 0 | not_included_in_FEC
MT | TYNDP2026 | HEV | 2035 | TWh | 210 | Sub_sector | Industry | Refineries | Industry (refineries, energetic) | Energetic | industry_refinery_demand_ammonia_energetic | Ammonia | EU | Energy demand | 0 | not_included_in_FEC
MT | TYNDP2026 | HEV | 2035 | TWh | 212 | Sub_sector | Industry | Refineries | Industry (refineries, non-energetic) | Non-energetic | industry_refinery_demand_electricity_non_energetic | Electricity | EU | Energy demand | 0 | not_included_in_FEC
MT | TYNDP2026 | HEV | 2035 | TWh | 213 | Sub_sector | Industry | Refineries | Industry (refineries, non-energetic) | Non-energetic | industry_refinery_demand_hydrogen_non_energetic | Hydrogen | EU | Energy demand | 0 | not_included_in_FEC
MT | TYNDP2026 | HEV | 2035 | TWh | 214 | Sub_sector | Industry | Refineries | Industry (refineries, non-energetic) | Non-energetic | industry_refinery_demand_methane_non_energetic | Methane | EU | Energy demand | 0 | not_included_in_FEC
MT | TYNDP2026 | HEV | 2035 | TWh | 215 | Sub_sector | Industry | Refineries | Industry (refineries, non-energetic) | Non-energetic | industry_refinery_demand_heat_non_energetic | Heat | EU | Energy demand | 0 | not_included_in_FEC
MT | TYNDP2026 | HEV | 2035 | TWh | 216 | Sub_sector | Industry | Refineries | Industry (refineries, non-energetic) | Non-energetic | industry_refinery_demand_biomass_non_energetic | Biomass | EU | Energy demand | 0 | not_included_in_FEC
MT | TYNDP2026 | HEV | 2035 | TWh | 217 | Sub_sector | Industry | Refineries | Industry (refineries, non-energetic) | Non-energetic | industry_refinery_demand_coal_non_energetic | Solids | EU | Energy demand | 0 | not_included_in_FEC
MT | TYNDP2026 | HEV | 2035 | TWh | 218 | Sub_sector | Industry | Refineries | Industry (refineries, non-energetic) | Non-energetic | industry_refinery_demand_oil_non_energetic | Liquids | EU | Energy demand | 0 | not_included_in_FEC
MT | TYNDP2026 | HEV | 2035 | TWh | 219 | Sub_sector | Industry | Refineries | Industry (refineries, non-energetic) | Non-energetic | industry_refinery_demand_others_non_energetic | Others | EU | Energy demand | 0 | not_included_in_FEC
MT | TYNDP2026 | HEV | 2035 | TWh | 220 | Sub_sector | Industry | Refineries | Industry (refineries, non-energetic) | Non-energetic | industry_refinery_demand_ammonia_non_energetic | Ammonia | EU | Energy demand | 0 | not_included_in_FEC
MT | TYNDP2026 | HEV | 2035 | TWh | 222 | Sub_sector | Industry | Steel | Industry (steel) | Energetic | industry_steel_demand_electricity_energetic | Electricity | EU | Energy demand | 0 | FEC
MT | TYNDP2026 | HEV | 2035 | TWh | 223 | Sub_sector | Industry | Steel | Industry (steel) | Energetic | industry_steel_demand_hydrogen_energetic | Hydrogen | EU | Energy demand | 0 | FEC
MT | TYNDP2026 | HEV | 2035 | TWh | 224 | Sub_sector | Industry | Steel | Industry (steel) | Energetic | industry_steel_demand_methane_energetic | Methane | EU | Energy demand | 0 | FEC
MT | TYNDP2026 | HEV | 2035 | TWh | 225 | Sub_sector | Industry | Steel | Industry (steel) | Energetic | industry_steel_demand_heat_energetic | Heat | EU | Energy demand | 0 | FEC
MT | TYNDP2026 | HEV | 2035 | TWh | 226 | Sub_sector | Industry | Steel | Industry (steel) | Energetic | industry_steel_demand_biomass_energetic | Biomass | EU | Energy demand | 0 | FEC
MT | TYNDP2026 | HEV | 2035 | TWh | 227 | Sub_sector | Industry | Steel | Industry (steel) | Energetic | industry_steel_demand_coal_energetic | Solids | EU | Energy demand | 0 | FEC
MT | TYNDP2026 | HEV | 2035 | TWh | 228 | Sub_sector | Industry | Steel | Industry (steel) | Energetic | industry_steel_demand_oil_energetic | Liquids | EU | Energy demand | 0 | FEC
MT | TYNDP2026 | HEV | 2035 | TWh | 229 | Sub_sector | Industry | Steel | Industry (steel) | Energetic | industry_steel_demand_others_energetic | Others | EU | Energy demand | 0 | FEC
MT | TYNDP2026 | HEV | 2035 | TWh | 230 | Sub_sector | Industry | Steel | Industry (steel) | Energetic | industry_steel_demand_ammonia_energetic | Ammonia | EU | Energy demand | 0 | FEC
MT | TYNDP2026 | HEV | 2035 | TWh | 232 | Sub_sector | Transport | Cars | Transport (cars) | Energetic | transport_cars_final_demand_electricity | Electricity | EU | Energy demand | 0.17038 | FEC
MT | TYNDP2026 | HEV | 2035 | TWh | 233 | Sub_sector | Transport | Cars | Transport (cars) | Energetic | transport_cars_final_demand_hydrogen | Hydrogen | EU | Energy demand | 0 | FEC
MT | TYNDP2026 | HEV | 2035 | TWh | 234 | Sub_sector | Transport | Cars | Transport (cars) | Energetic | transport_cars_final_demand_methane | Methane | EU | Energy demand | 0 | FEC
MT | TYNDP2026 | HEV | 2035 | TWh | 235 | Sub_sector | Transport | Cars | Transport (cars) | Energetic | transport_cars_final_demand_heat | Heat | EU | Energy demand | 0 | FEC
MT | TYNDP2026 | HEV | 2035 | TWh | 236 | Sub_sector | Transport | Cars | Transport (cars) | Energetic | transport_cars_final_demand_biomass | Biomass | EU | Energy demand | 0 | FEC
MT | TYNDP2026 | HEV | 2035 | TWh | 237 | Sub_sector | Transport | Cars | Transport (cars) | Energetic | transport_cars_final_demand_coal | Solids | EU | Energy demand | 0 | FEC
MT | TYNDP2026 | HEV | 2035 | TWh | 238 | Sub_sector | Transport | Cars | Transport (cars) | Energetic | transport_cars_final_demand_oil | Liquids | EU | Energy demand | 0.92002 | FEC
MT | TYNDP2026 | HEV | 2035 | TWh | 239 | Sub_sector | Transport | Cars | Transport (cars) | Energetic | transport_cars_final_demand_other | Others | EU | Energy demand | 0 | FEC
MT | TYNDP2026 | HEV | 2035 | TWh | 240 | Sub_sector | Transport | Cars | Transport (cars) | Energetic | transport_cars_final_demand_ammonia | Ammonia | EU | Energy demand | 0 | FEC
MT | TYNDP2026 | HEV | 2035 | TWh | 242 | Sub_sector | Transport | Busses | Transport (busses) | Energetic | transport_busses_final_demand_electricity | Electricity | EU | Energy demand | 0.030246 | FEC
MT | TYNDP2026 | HEV | 2035 | TWh | 243 | Sub_sector | Transport | Busses | Transport (busses) | Energetic | transport_busses_final_demand_hydrogen | Hydrogen | EU | Energy demand | 0 | FEC
MT | TYNDP2026 | HEV | 2035 | TWh | 244 | Sub_sector | Transport | Busses | Transport (busses) | Energetic | transport_busses_final_demand_methane | Methane | EU | Energy demand | 0 | FEC
MT | TYNDP2026 | HEV | 2035 | TWh | 245 | Sub_sector | Transport | Busses | Transport (busses) | Energetic | transport_busses_final_demand_heat | Heat | EU | Energy demand | 0 | FEC
MT | TYNDP2026 | HEV | 2035 | TWh | 246 | Sub_sector | Transport | Busses | Transport (busses) | Energetic | transport_busses_final_demand_biomass | Biomass | EU | Energy demand | 0 | FEC
MT | TYNDP2026 | HEV | 2035 | TWh | 247 | Sub_sector | Transport | Busses | Transport (busses) | Energetic | transport_busses_final_demand_coal | Solids | EU | Energy demand | 0 | FEC
MT | TYNDP2026 | HEV | 2035 | TWh | 248 | Sub_sector | Transport | Busses | Transport (busses) | Energetic | transport_busses_final_demand_oil | Liquids | EU | Energy demand | 0.34444 | FEC
MT | TYNDP2026 | HEV | 2035 | TWh | 249 | Sub_sector | Transport | Busses | Transport (busses) | Energetic | transport_busses_final_demand_other | Others | EU | Energy demand | 0 | FEC
MT | TYNDP2026 | HEV | 2035 | TWh | 250 | Sub_sector | Transport | Busses | Transport (busses) | Energetic | transport_busses_final_demand_ammonia | Ammonia | EU | Energy demand | 0 | FEC
MT | TYNDP2026 | HEV | 2035 | TWh | 252 | Sub_sector | Transport | Trucks | Transport (trucks) | Energetic | transport_trucks_final_demand_electricity | Electricity | EU | Energy demand | 0.0074167 | FEC
MT | TYNDP2026 | HEV | 2035 | TWh | 253 | Sub_sector | Transport | Trucks | Transport (trucks) | Energetic | transport_trucks_final_demand_hydrogen | Hydrogen | EU | Energy demand | 0 | FEC
MT | TYNDP2026 | HEV | 2035 | TWh | 254 | Sub_sector | Transport | Trucks | Transport (trucks) | Energetic | transport_trucks_final_demand_methane | Methane | EU | Energy demand | 0 | FEC
MT | TYNDP2026 | HEV | 2035 | TWh | 255 | Sub_sector | Transport | Trucks | Transport (trucks) | Energetic | transport_trucks_final_demand_heat | Heat | EU | Energy demand | 0 | FEC
MT | TYNDP2026 | HEV | 2035 | TWh | 256 | Sub_sector | Transport | Trucks | Transport (trucks) | Energetic | transport_trucks_final_demand_biomass | Biomass | EU | Energy demand | 0 | FEC
MT | TYNDP2026 | HEV | 2035 | TWh | 257 | Sub_sector | Transport | Trucks | Transport (trucks) | Energetic | transport_trucks_final_demand_coal | Solids | EU | Energy demand | 0 | FEC
MT | TYNDP2026 | HEV | 2035 | TWh | 258 | Sub_sector | Transport | Trucks | Transport (trucks) | Energetic | transport_trucks_final_demand_oil | Liquids | EU | Energy demand | 0.53307 | FEC
MT | TYNDP2026 | HEV | 2035 | TWh | 259 | Sub_sector | Transport | Trucks | Transport (trucks) | Energetic | transport_trucks_final_demand_other | Others | EU | Energy demand | 0 | FEC
MT | TYNDP2026 | HEV | 2035 | TWh | 260 | Sub_sector | Transport | Trucks | Transport (trucks) | Energetic | transport_trucks_final_demand_ammonia | Ammonia | EU | Energy demand | 0 | FEC
MT | TYNDP2026 | HEV | 2035 | TWh | 262 | Sub_sector | Transport | Vans | Transport (vans) | Energetic | transport_vans_final_demand_electricity | Electricity | EU | Energy demand | 0.077919 | FEC
MT | TYNDP2026 | HEV | 2035 | TWh | 263 | Sub_sector | Transport | Vans | Transport (vans) | Energetic | transport_vans_final_demand_hydrogen | Hydrogen | EU | Energy demand | 0 | FEC
MT | TYNDP2026 | HEV | 2035 | TWh | 264 | Sub_sector | Transport | Vans | Transport (vans) | Energetic | transport_vans_final_demand_methane | Methane | EU | Energy demand | 0 | FEC
MT | TYNDP2026 | HEV | 2035 | TWh | 265 | Sub_sector | Transport | Vans | Transport (vans) | Energetic | transport_vans_final_demand_heat | Heat | EU | Energy demand | 0 | FEC
MT | TYNDP2026 | HEV | 2035 | TWh | 266 | Sub_sector | Transport | Vans | Transport (vans) | Energetic | transport_vans_final_demand_biomass | Biomass | EU | Energy demand | 0 | FEC
MT | TYNDP2026 | HEV | 2035 | TWh | 267 | Sub_sector | Transport | Vans | Transport (vans) | Energetic | transport_vans_final_demand_coal | Solids | EU | Energy demand | 0 | FEC
MT | TYNDP2026 | HEV | 2035 | TWh | 268 | Sub_sector | Transport | Vans | Transport (vans) | Energetic | transport_vans_final_demand_oil | Liquids | EU | Energy demand | 0.41843 | FEC
MT | TYNDP2026 | HEV | 2035 | TWh | 269 | Sub_sector | Transport | Vans | Transport (vans) | Energetic | transport_vans_final_demand_other | Others | EU | Energy demand | 0 | FEC
MT | TYNDP2026 | HEV | 2035 | TWh | 270 | Sub_sector | Transport | Vans | Transport (vans) | Energetic | transport_vans_final_demand_ammonia | Ammonia | EU | Energy demand | 0 | FEC
MT | TYNDP2026 | HEV | 2035 | TWh | 272 | Sub_sector | Transport | Freight trains | Transport (trains) | Energetic | transport_trains_final_demand_electricity | Electricity | EU | Energy demand | 0 | FEC
MT | TYNDP2026 | HEV | 2035 | TWh | 273 | Sub_sector | Transport | Freight trains | Transport (trains) | Energetic | transport_trains_final_demand_hydrogen | Hydrogen | EU | Energy demand | 0 | FEC
MT | TYNDP2026 | HEV | 2035 | TWh | 274 | Sub_sector | Transport | Freight trains | Transport (trains) | Energetic | transport_trains_final_demand_methane | Methane | EU | Energy demand | 0 | FEC
MT | TYNDP2026 | HEV | 2035 | TWh | 275 | Sub_sector | Transport | Freight trains | Transport (trains) | Energetic | transport_trains_final_demand_heat | Heat | EU | Energy demand | 0 | FEC
MT | TYNDP2026 | HEV | 2035 | TWh | 276 | Sub_sector | Transport | Freight trains | Transport (trains) | Energetic | transport_trains_final_demand_biomass | Biomass | EU | Energy demand | 0 | FEC
MT | TYNDP2026 | HEV | 2035 | TWh | 277 | Sub_sector | Transport | Freight trains | Transport (trains) | Energetic | transport_trains_final_demand_coal | Solids | EU | Energy demand | 0 | FEC
MT | TYNDP2026 | HEV | 2035 | TWh | 278 | Sub_sector | Transport | Freight trains | Transport (trains) | Energetic | transport_trains_final_demand_oil | Liquids | EU | Energy demand | 0 | FEC
MT | TYNDP2026 | HEV | 2035 | TWh | 279 | Sub_sector | Transport | Freight trains | Transport (trains) | Energetic | transport_trains_final_demand_other | Others | EU | Energy demand | 0 | FEC
MT | TYNDP2026 | HEV | 2035 | TWh | 280 | Sub_sector | Transport | Freight trains | Transport (trains) | Energetic | transport_trains_final_demand_ammonia | Ammonia | EU | Energy demand | 0 | FEC
MT | TYNDP2026 | HEV | 2035 | TWh | 282 | Sub_sector | Transport | Ships | Transport (ships) | Energetic | transport_ships_final_demand_electricity | Electricity | EU | Energy demand | 0 | FEC
MT | TYNDP2026 | HEV | 2035 | TWh | 283 | Sub_sector | Transport | Ships | Transport (ships) | Energetic | transport_ships_final_demand_hydrogen | Hydrogen | EU | Energy demand | 0 | FEC
MT | TYNDP2026 | HEV | 2035 | TWh | 284 | Sub_sector | Transport | Ships | Transport (ships) | Energetic | transport_ships_final_demand_methane | Methane | EU | Energy demand | 0 | FEC
MT | TYNDP2026 | HEV | 2035 | TWh | 285 | Sub_sector | Transport | Ships | Transport (ships) | Energetic | transport_ships_final_demand_heat | Heat | EU | Energy demand | 0 | FEC
MT | TYNDP2026 | HEV | 2035 | TWh | 286 | Sub_sector | Transport | Ships | Transport (ships) | Energetic | transport_ships_final_demand_biomass | Biomass | EU | Energy demand | 0 | FEC
MT | TYNDP2026 | HEV | 2035 | TWh | 287 | Sub_sector | Transport | Ships | Transport (ships) | Energetic | transport_ships_final_demand_coal | Solids | EU | Energy demand | 0 | FEC
MT | TYNDP2026 | HEV | 2035 | TWh | 288 | Sub_sector | Transport | Ships | Transport (ships) | Energetic | transport_ships_final_demand_oil | Liquids | EU | Energy demand | 0.085045 | FEC
MT | TYNDP2026 | HEV | 2035 | TWh | 289 | Sub_sector | Transport | Ships | Transport (ships) | Energetic | transport_ships_final_demand_other | Others | EU | Energy demand | 0 | FEC
MT | TYNDP2026 | HEV | 2035 | TWh | 290 | Sub_sector | Transport | Ships | Transport (ships) | Energetic | transport_ships_final_demand_ammonia | Ammonia | EU | Energy demand | 0 | FEC
MT | TYNDP2026 | HEV | 2035 | TWh | 292 | Sub_sector | Transport | Planes | Transport (planes) | Energetic | transport_planes_final_demand_electricity | Electricity | EU | Energy demand | 0 | FEC
MT | TYNDP2026 | HEV | 2035 | TWh | 293 | Sub_sector | Transport | Planes | Transport (planes) | Energetic | transport_planes_final_demand_hydrogen | Hydrogen | EU | Energy demand | 0 | FEC
MT | TYNDP2026 | HEV | 2035 | TWh | 294 | Sub_sector | Transport | Planes | Transport (planes) | Energetic | transport_planes_final_demand_methane | Methane | EU | Energy demand | 0 | FEC
MT | TYNDP2026 | HEV | 2035 | TWh | 295 | Sub_sector | Transport | Planes | Transport (planes) | Energetic | transport_planes_final_demand_heat | Heat | EU | Energy demand | 0 | FEC
MT | TYNDP2026 | HEV | 2035 | TWh | 296 | Sub_sector | Transport | Planes | Transport (planes) | Energetic | transport_planes_final_demand_biomass | Biomass | EU | Energy demand | 0 | FEC
MT | TYNDP2026 | HEV | 2035 | TWh | 297 | Sub_sector | Transport | Planes | Transport (planes) | Energetic | transport_planes_final_demand_coal | Solids | EU | Energy demand | 0 | FEC
MT | TYNDP2026 | HEV | 2035 | TWh | 298 | Sub_sector | Transport | Planes | Transport (planes) | Energetic | transport_planes_final_demand_oil | Liquids | EU | Energy demand | 0.0065316 | FEC
MT | TYNDP2026 | HEV | 2035 | TWh | 299 | Sub_sector | Transport | Planes | Transport (planes) | Energetic | transport_planes_final_demand_other | Others | EU | Energy demand | 0 | FEC
MT | TYNDP2026 | HEV | 2035 | TWh | 300 | Sub_sector | Transport | Planes | Transport (planes) | Energetic | transport_planes_final_demand_ammonia | Ammonia | EU | Energy demand | 0 | FEC
MT | TYNDP2026 | HEV | 2035 | TWh | 302 | Sub_sector | Transport | Others | Transport (others) | Energetic | transport_other_final_demand_electricity | Electricity | EU | Energy demand | 0.0054872 | FEC
MT | TYNDP2026 | HEV | 2035 | TWh | 303 | Sub_sector | Transport | Others | Transport (others) | Energetic | transport_other_final_demand_hydrogen | Hydrogen | EU | Energy demand | 0 | FEC
MT | TYNDP2026 | HEV | 2035 | TWh | 304 | Sub_sector | Transport | Others | Transport (others) | Energetic | transport_other_final_demand_methane | Methane | EU | Energy demand | 0 | FEC
MT | TYNDP2026 | HEV | 2035 | TWh | 305 | Sub_sector | Transport | Others | Transport (others) | Energetic | transport_other_final_demand_heat | Heat | EU | Energy demand | 0 | FEC
MT | TYNDP2026 | HEV | 2035 | TWh | 306 | Sub_sector | Transport | Others | Transport (others) | Energetic | transport_other_final_demand_biomass | Biomass | EU | Energy demand | 0 | FEC
MT | TYNDP2026 | HEV | 2035 | TWh | 307 | Sub_sector | Transport | Others | Transport (others) | Energetic | transport_other_final_demand_coal | Solids | EU | Energy demand | 0 | FEC
MT | TYNDP2026 | HEV | 2035 | TWh | 308 | Sub_sector | Transport | Others | Transport (others) | Energetic | transport_other_final_demand_oil | Liquids | EU | Energy demand | 0.074687 | FEC
MT | TYNDP2026 | HEV | 2035 | TWh | 309 | Sub_sector | Transport | Others | Transport (others) | Energetic | transport_other_final_demand_other | Others | EU | Energy demand | 0 | FEC
MT | TYNDP2026 | HEV | 2035 | TWh | 310 | Sub_sector | Transport | Others | Transport (others) | Energetic | transport_other_final_demand_ammonia | Ammonia | EU | Energy demand | 0 | FEC
MT | TYNDP2026 | HEV | 2035 | TWh | 312 | Sub_sector | International transport | International aviation | Transport (int. aviation) | Energetic | transport_int_aviation_final_demand_electricity | Electricity | EU | Energy demand | 0 | FEC
MT | TYNDP2026 | HEV | 2035 | TWh | 313 | Sub_sector | International transport | International aviation | Transport (int. aviation) | Energetic | transport_int_aviation_final_demand_hydrogen | Hydrogen | EU | Energy demand | 0 | FEC
MT | TYNDP2026 | HEV | 2035 | TWh | 314 | Sub_sector | International transport | International aviation | Transport (int. aviation) | Energetic | transport_int_aviation_final_demand_methane | Methane | EU | Energy demand | 0 | FEC
MT | TYNDP2026 | HEV | 2035 | TWh | 315 | Sub_sector | International transport | International aviation | Transport (int. aviation) | Energetic | transport_int_aviation_final_demand_heat | Heat | EU | Energy demand | 0 | FEC
MT | TYNDP2026 | HEV | 2035 | TWh | 316 | Sub_sector | International transport | International aviation | Transport (int. aviation) | Energetic | transport_int_aviation_final_demand_biofuels | Biomass | EU | Energy demand | 0 | FEC
MT | TYNDP2026 | HEV | 2035 | TWh | 317 | Sub_sector | International transport | International aviation | Transport (int. aviation) | Energetic | transport_int_aviation_final_demand_coal | Solids | EU | Energy demand | 0 | FEC
MT | TYNDP2026 | HEV | 2035 | TWh | 318 | Sub_sector | International transport | International aviation | Transport (int. aviation) | Energetic | transport_int_aviation_final_demand_oil | Liquids | EU | Energy demand | 1.7364 | FEC
MT | TYNDP2026 | HEV | 2035 | TWh | 319 | Sub_sector | International transport | International aviation | Transport (int. aviation) | Energetic | transport_int_aviation_final_demand_other | Others | EU | Energy demand | 0 | FEC
MT | TYNDP2026 | HEV | 2035 | TWh | 320 | Sub_sector | International transport | International aviation | Transport (int. aviation) | Energetic | transport_int_aviation_final_demand_ammonia | Ammonia | EU | Energy demand | 0 | FEC
MT | TYNDP2026 | HEV | 2035 | TWh | 322 | Sub_sector | International transport | International shipping | Transport (int. shipping) | Energetic | transport_int_shipping_final_demand_electricity | Electricity | EU | Energy demand | 0 | not_included_in_FEC
MT | TYNDP2026 | HEV | 2035 | TWh | 323 | Sub_sector | International transport | International shipping | Transport (int. shipping) | Energetic | transport_int_shipping_final_demand_hydrogen | Hydrogen | EU | Energy demand | 0 | not_included_in_FEC
MT | TYNDP2026 | HEV | 2035 | TWh | 324 | Sub_sector | International transport | International shipping | Transport (int. shipping) | Energetic | transport_int_shipping_final_demand_methane | Methane | EU | Energy demand | 0 | not_included_in_FEC
MT | TYNDP2026 | HEV | 2035 | TWh | 325 | Sub_sector | International transport | International shipping | Transport (int. shipping) | Energetic | transport_int_shipping_final_demand_heat | Heat | EU | Energy demand | 0 | not_included_in_FEC
MT | TYNDP2026 | HEV | 2035 | TWh | 326 | Sub_sector | International transport | International shipping | Transport (int. shipping) | Energetic | transport_int_shipping_final_demand_biofuels | Biomass | EU | Energy demand | 0 | not_included_in_FEC
MT | TYNDP2026 | HEV | 2035 | TWh | 327 | Sub_sector | International transport | International shipping | Transport (int. shipping) | Energetic | transport_int_shipping_final_demand_coal | Solids | EU | Energy demand | 0 | not_included_in_FEC
MT | TYNDP2026 | HEV | 2035 | TWh | 328 | Sub_sector | International transport | International shipping | Transport (int. shipping) | Energetic | transport_int_shipping_final_demand_oil | Liquids | EU | Energy demand | 22.7972 | not_included_in_FEC
MT | TYNDP2026 | HEV | 2035 | TWh | 329 | Sub_sector | International transport | International shipping | Transport (int. shipping) | Energetic | transport_int_shipping_final_demand_other | Others | EU | Energy demand | 0 | not_included_in_FEC
MT | TYNDP2026 | HEV | 2035 | TWh | 330 | Sub_sector | International transport | International shipping | Transport (int. shipping) | Energetic | transport_int_shipping_final_demand_ammonia | Ammonia | EU | Energy demand | 0 | not_included_in_FEC
MT | TYNDP2026 | HEV | 2035 | TWh | 332 | Sub_sector | Households | Space heating | Households (heating) | Energetic | households_heating_final_demand_electricity | Electricity | EU | Energy demand | 0.13836 | FEC
MT | TYNDP2026 | HEV | 2035 | TWh | 333 | Sub_sector | Households | Space heating | Households (heating) | Energetic | households_heating_final_demand_hydrogen | Hydrogen | EU | Energy demand | 0 | FEC
MT | TYNDP2026 | HEV | 2035 | TWh | 334 | Sub_sector | Households | Space heating | Households (heating) | Energetic | households_heating_final_demand_methane | Methane | EU | Energy demand | 0 | FEC
MT | TYNDP2026 | HEV | 2035 | TWh | 335 | Sub_sector | Households | Space heating | Households (heating) | Energetic | households_heating_final_demand_heat | Heat | EU | Energy demand | 0 | FEC
MT | TYNDP2026 | HEV | 2035 | TWh | 336 | Sub_sector | Households | Space heating | Households (heating) | Energetic | households_heating_final_demand_biomass | Biomass | EU | Energy demand | 0.018733 | FEC
MT | TYNDP2026 | HEV | 2035 | TWh | 337 | Sub_sector | Households | Space heating | Households (heating) | Energetic | households_heating_final_demand_coal | Solids | EU | Energy demand | 0 | FEC
MT | TYNDP2026 | HEV | 2035 | TWh | 338 | Sub_sector | Households | Space heating | Households (heating) | Energetic | households_heating_final_demand_oil | Liquids | EU | Energy demand | 0.039112 | FEC
MT | TYNDP2026 | HEV | 2035 | TWh | 339 | Sub_sector | Households | Space heating | Households (heating) | Energetic | households_heating_final_demand_other | Others | EU | Energy demand | 0 | FEC
MT | TYNDP2026 | HEV | 2035 | TWh | 340 | Sub_sector | Households | Space heating | Households (heating) | Energetic | households_heating_final_demand_ammonia | Ammonia | EU | Energy demand | 0 | FEC
MT | TYNDP2026 | HEV | 2035 | TWh | 343 | Sub_sector | Households | Cooling | Households (cooling) | Energetic | households_cooling_final_demand_electricity | Electricity | EU | Energy demand | 0.23141 | FEC
MT | TYNDP2026 | HEV | 2035 | TWh | 344 | Sub_sector | Households | Cooling | Households (cooling) | Energetic | households_cooling_final_demand_hydrogen | Hydrogen | EU | Energy demand | 0 | FEC
MT | TYNDP2026 | HEV | 2035 | TWh | 345 | Sub_sector | Households | Cooling | Households (cooling) | Energetic | households_cooling_final_demand_methane | Methane | EU | Energy demand | 0 | FEC
MT | TYNDP2026 | HEV | 2035 | TWh | 346 | Sub_sector | Households | Cooling | Households (cooling) | Energetic | households_cooling_final_demand_heat | Heat | EU | Energy demand | 0 | FEC
MT | TYNDP2026 | HEV | 2035 | TWh | 347 | Sub_sector | Households | Cooling | Households (cooling) | Energetic | households_cooling_final_demand_biomass | Biomass | EU | Energy demand | 0 | FEC
MT | TYNDP2026 | HEV | 2035 | TWh | 348 | Sub_sector | Households | Cooling | Households (cooling) | Energetic | households_cooling_final_demand_coal | Solids | EU | Energy demand | 0 | FEC
MT | TYNDP2026 | HEV | 2035 | TWh | 349 | Sub_sector | Households | Cooling | Households (cooling) | Energetic | households_cooling_final_demand_oil | Liquids | EU | Energy demand | 0 | FEC
MT | TYNDP2026 | HEV | 2035 | TWh | 350 | Sub_sector | Households | Cooling | Households (cooling) | Energetic | households_cooling_final_demand_other | Others | EU | Energy demand | 0 | FEC
MT | TYNDP2026 | HEV | 2035 | TWh | 351 | Sub_sector | Households | Cooling | Households (cooling) | Energetic | households_cooling_final_demand_ammonia | Ammonia | EU | Energy demand | 0 | FEC
MT | TYNDP2026 | HEV | 2035 | TWh | 354 | Sub_sector | Households | Hot water | Households (hot water) | Energetic | households_hot_water_final_demand_electricity | Electricity | EU | Energy demand | 0.38651 | FEC
MT | TYNDP2026 | HEV | 2035 | TWh | 355 | Sub_sector | Households | Hot water | Households (hot water) | Energetic | households_hot_water_final_demand_hydrogen | Hydrogen | EU | Energy demand | 0 | FEC
MT | TYNDP2026 | HEV | 2035 | TWh | 356 | Sub_sector | Households | Hot water | Households (hot water) | Energetic | households_hot_water_final_demand_methane | Methane | EU | Energy demand | 0 | FEC
MT | TYNDP2026 | HEV | 2035 | TWh | 357 | Sub_sector | Households | Hot water | Households (hot water) | Energetic | households_hot_water_final_demand_heat | Heat | EU | Energy demand | 0 | FEC
MT | TYNDP2026 | HEV | 2035 | TWh | 358 | Sub_sector | Households | Hot water | Households (hot water) | Energetic | households_hot_water_final_demand_biomass | Biomass | EU | Energy demand | 0.034118 | FEC
MT | TYNDP2026 | HEV | 2035 | TWh | 359 | Sub_sector | Households | Hot water | Households (hot water) | Energetic | households_hot_water_final_demand_coal | Solids | EU | Energy demand | 0 | FEC
MT | TYNDP2026 | HEV | 2035 | TWh | 360 | Sub_sector | Households | Hot water | Households (hot water) | Energetic | households_hot_water_final_demand_oil | Liquids | EU | Energy demand | 0.033093 | FEC
MT | TYNDP2026 | HEV | 2035 | TWh | 361 | Sub_sector | Households | Hot water | Households (hot water) | Energetic | households_hot_water_final_demand_other | Others | EU | Energy demand | 0.045778 | FEC
MT | TYNDP2026 | HEV | 2035 | TWh | 362 | Sub_sector | Households | Hot water | Households (hot water) | Energetic | households_hot_water_final_demand_ammonia | Ammonia | EU | Energy demand | 0 | FEC
MT | TYNDP2026 | HEV | 2035 | TWh | 365 | Sub_sector | Households | Appliances | Households (appliances) | Energetic | households_appliances_final_demand_electricity | Electricity | EU | Energy demand | 0.49168 | FEC
MT | TYNDP2026 | HEV | 2035 | TWh | 366 | Sub_sector | Households | Appliances | Households (appliances) | Energetic | households_appliances_final_demand_hydrogen | Hydrogen | EU | Energy demand | 0 | FEC
MT | TYNDP2026 | HEV | 2035 | TWh | 367 | Sub_sector | Households | Appliances | Households (appliances) | Energetic | households_appliances_final_demand_methane | Methane | EU | Energy demand | 0.033503 | FEC
MT | TYNDP2026 | HEV | 2035 | TWh | 368 | Sub_sector | Households | Appliances | Households (appliances) | Energetic | households_appliances_final_demand_heat | Heat | EU | Energy demand | 0 | FEC
MT | TYNDP2026 | HEV | 2035 | TWh | 369 | Sub_sector | Households | Appliances | Households (appliances) | Energetic | households_appliances_final_demand_biomass | Biomass | EU | Energy demand | 0 | FEC
MT | TYNDP2026 | HEV | 2035 | TWh | 370 | Sub_sector | Households | Appliances | Households (appliances) | Energetic | households_appliances_final_demand_coal | Solids | EU | Energy demand | 0 | FEC
MT | TYNDP2026 | HEV | 2035 | TWh | 371 | Sub_sector | Households | Appliances | Households (appliances) | Energetic | households_appliances_final_demand_oil | Liquids | EU | Energy demand | 0 | FEC
MT | TYNDP2026 | HEV | 2035 | TWh | 372 | Sub_sector | Households | Appliances | Households (appliances) | Energetic | households_appliances_final_demand_other | Others | EU | Energy demand | 0 | FEC
MT | TYNDP2026 | HEV | 2035 | TWh | 373 | Sub_sector | Households | Appliances | Households (appliances) | Energetic | households_appliances_final_demand_ammonia | Ammonia | EU | Energy demand | 0 | FEC
MT | TYNDP2026 | HEV | 2035 | TWh | 375 | Sub_sector | Buildings | Space heating | Buildings (heat) | Energetic | buildings_heat_final_demand_electricity | Electricity | EU | Energy demand | 0.62977 | FEC
MT | TYNDP2026 | HEV | 2035 | TWh | 376 | Sub_sector | Buildings | Space heating | Buildings (heat) | Energetic | buildings_heat_final_demand_hydrogen | Hydrogen | EU | Energy demand | 0 | FEC
MT | TYNDP2026 | HEV | 2035 | TWh | 377 | Sub_sector | Buildings | Space heating | Buildings (heat) | Energetic | buildings_heat_final_demand_methane | Methane | EU | Energy demand | 0 | FEC
MT | TYNDP2026 | HEV | 2035 | TWh | 378 | Sub_sector | Buildings | Space heating | Buildings (heat) | Energetic | buildings_heat_final_demand_heat | Heat | EU | Energy demand | 0 | FEC
MT | TYNDP2026 | HEV | 2035 | TWh | 379 | Sub_sector | Buildings | Space heating | Buildings (heat) | Energetic | buildings_heat_final_demand_biomass | Biomass | EU | Energy demand | 0 | FEC
MT | TYNDP2026 | HEV | 2035 | TWh | 380 | Sub_sector | Buildings | Space heating | Buildings (heat) | Energetic | buildings_heat_final_demand_coal | Solids | EU | Energy demand | 0 | FEC
MT | TYNDP2026 | HEV | 2035 | TWh | 381 | Sub_sector | Buildings | Space heating | Buildings (heat) | Energetic | buildings_heat_final_demand_oil | Liquids | EU | Energy demand | 0.090467 | FEC
MT | TYNDP2026 | HEV | 2035 | TWh | 382 | Sub_sector | Buildings | Space heating | Buildings (heat) | Energetic | buildings_heat_final_demand_other | Others | EU | Energy demand | 0 | FEC
MT | TYNDP2026 | HEV | 2035 | TWh | 383 | Sub_sector | Buildings | Space heating | Buildings (heat) | Energetic | buildings_heat_final_demand_ammonia | Ammonia | EU | Energy demand | 0 | FEC
MT | TYNDP2026 | HEV | 2035 | TWh | 386 | Sub_sector | Buildings | Cooling | Buildings (cooling) | Energetic | buildings_cooling_final_demand_electricity | Electricity | EU | Energy demand | 0.3141 | FEC
MT | TYNDP2026 | HEV | 2035 | TWh | 387 | Sub_sector | Buildings | Cooling | Buildings (cooling) | Energetic | buildings_cooling_final_demand_hydrogen | Hydrogen | EU | Energy demand | 0 | FEC
MT | TYNDP2026 | HEV | 2035 | TWh | 388 | Sub_sector | Buildings | Cooling | Buildings (cooling) | Energetic | buildings_cooling_final_demand_methane | Methane | EU | Energy demand | 0 | FEC
MT | TYNDP2026 | HEV | 2035 | TWh | 389 | Sub_sector | Buildings | Cooling | Buildings (cooling) | Energetic | buildings_cooling_final_demand_heat | Heat | EU | Energy demand | 0 | FEC
MT | TYNDP2026 | HEV | 2035 | TWh | 390 | Sub_sector | Buildings | Cooling | Buildings (cooling) | Energetic | buildings_cooling_final_demand_biomass | Biomass | EU | Energy demand | 0 | FEC
MT | TYNDP2026 | HEV | 2035 | TWh | 391 | Sub_sector | Buildings | Cooling | Buildings (cooling) | Energetic | buildings_cooling_final_demand_coal | Solids | EU | Energy demand | 0 | FEC
MT | TYNDP2026 | HEV | 2035 | TWh | 392 | Sub_sector | Buildings | Cooling | Buildings (cooling) | Energetic | buildings_cooling_final_demand_oil | Liquids | EU | Energy demand | 0 | FEC
MT | TYNDP2026 | HEV | 2035 | TWh | 393 | Sub_sector | Buildings | Cooling | Buildings (cooling) | Energetic | buildings_cooling_final_demand_other | Others | EU | Energy demand | 0 | FEC
MT | TYNDP2026 | HEV | 2035 | TWh | 394 | Sub_sector | Buildings | Cooling | Buildings (cooling) | Energetic | buildings_cooling_final_demand_ammonia | Ammonia | EU | Energy demand | 0 | FEC
MT | TYNDP2026 | HEV | 2035 | TWh | 397 | Sub_sector | Buildings | Appliances | Buildings (appliances) | Energetic | buildings_appliances_final_demand_electricity | Electricity | EU | Energy demand | 0.55784 | FEC
MT | TYNDP2026 | HEV | 2035 | TWh | 398 | Sub_sector | Buildings | Appliances | Buildings (appliances) | Energetic | buildings_appliances_final_demand_hydrogen | Hydrogen | EU | Energy demand | 0 | FEC
MT | TYNDP2026 | HEV | 2035 | TWh | 399 | Sub_sector | Buildings | Appliances | Buildings (appliances) | Energetic | buildings_appliances_final_demand_methane | Methane | EU | Energy demand | 0.0093709 | FEC
MT | TYNDP2026 | HEV | 2035 | TWh | 400 | Sub_sector | Buildings | Appliances | Buildings (appliances) | Energetic | buildings_appliances_final_demand_heat | Heat | EU | Energy demand | 0 | FEC
MT | TYNDP2026 | HEV | 2035 | TWh | 401 | Sub_sector | Buildings | Appliances | Buildings (appliances) | Energetic | buildings_appliances_final_demand_biomass | Biomass | EU | Energy demand | 0 | FEC
MT | TYNDP2026 | HEV | 2035 | TWh | 402 | Sub_sector | Buildings | Appliances | Buildings (appliances) | Energetic | buildings_appliances_final_demand_coal | Solids | EU | Energy demand | 0 | FEC
MT | TYNDP2026 | HEV | 2035 | TWh | 403 | Sub_sector | Buildings | Appliances | Buildings (appliances) | Energetic | buildings_appliances_final_demand_oil | Liquids | EU | Energy demand | 0 | FEC
MT | TYNDP2026 | HEV | 2035 | TWh | 404 | Sub_sector | Buildings | Appliances | Buildings (appliances) | Energetic | buildings_appliances_final_demand_other | Others | EU | Energy demand | 0 | FEC
MT | TYNDP2026 | HEV | 2035 | TWh | 405 | Sub_sector | Buildings | Appliances | Buildings (appliances) | Energetic | buildings_appliances_final_demand_ammonia | Ammonia | EU | Energy demand | 0 | FEC
MT | TYNDP2026 | HEV | 2035 | TWh | 407 | Sub_sector | Buildings | Datacenters | Datacenters & ICT | Energetic | datacentres_final_demand_electricity_energetic | Electricity | EU | Energy demand | 0.020903 | FEC
MT | TYNDP2026 | HEV | 2035 | TWh | 408 | Sub_sector | Buildings | Datacenters | Datacenters & ICT | Energetic | datacentres_final_demand_hydrogen_energetic | Hydrogen | EU | Energy demand | 0 | FEC
MT | TYNDP2026 | HEV | 2035 | TWh | 409 | Sub_sector | Buildings | Datacenters | Datacenters & ICT | Energetic | datacentres_final_demand_methane_energetic | Methane | EU | Energy demand | 0 | FEC
MT | TYNDP2026 | HEV | 2035 | TWh | 410 | Sub_sector | Buildings | Datacenters | Datacenters & ICT | Energetic | datacentres_final_demand_heat_energetic | Heat | EU | Energy demand | 0 | FEC
MT | TYNDP2026 | HEV | 2035 | TWh | 411 | Sub_sector | Buildings | Datacenters | Datacenters & ICT | Energetic | datacentres_final_demand_biomass_energetic | Biomass | EU | Energy demand | 0 | FEC
MT | TYNDP2026 | HEV | 2035 | TWh | 412 | Sub_sector | Buildings | Datacenters | Datacenters & ICT | Energetic | datacentres_final_demand_coal_energetic | Solids | EU | Energy demand | 0 | FEC
MT | TYNDP2026 | HEV | 2035 | TWh | 413 | Sub_sector | Buildings | Datacenters | Datacenters & ICT | Energetic | datacentres_final_demand_oil_energetic | Liquids | EU | Energy demand | 0 | FEC
MT | TYNDP2026 | HEV | 2035 | TWh | 414 | Sub_sector | Buildings | Datacenters | Datacenters & ICT | Energetic | datacentres_final_demand_other_energetic | Others | EU | Energy demand | 0 | FEC
MT | TYNDP2026 | HEV | 2035 | TWh | 415 | Sub_sector | Buildings | Datacenters | Datacenters & ICT | Energetic | datacentres_final_demand_ammonia_energetic | Ammonia | EU | Energy demand | 0 | FEC
MT | TYNDP2026 | HEV | 2035 | TWh | 417 | Sub_sector | Transport | Others_Sector | Others_Sector | Energetic | other_final_demand_electricity_energetic | Electricity | EU | Energy demand | 0.022221 | FEC
MT | TYNDP2026 | HEV | 2035 | TWh | 418 | Sub_sector | Transport | Others_Sector | Others_Sector | Energetic | other_final_demand_hydrogen_energetic | Hydrogen | EU | Energy demand | 0 | FEC
MT | TYNDP2026 | HEV | 2035 | TWh | 419 | Sub_sector | Transport | Pipeline Transport | Others_Sector | Energetic | other_final_demand_methane_energetic | Methane | EU | Energy demand | 0 | FEC
MT | TYNDP2026 | HEV | 2035 | TWh | 420 | Sub_sector | Transport | Others_Sector | Others_Sector | Energetic | other_final_demand_heat_energetic | Heat | EU | Energy demand | 0 | FEC
MT | TYNDP2026 | HEV | 2035 | TWh | 421 | Sub_sector | Transport | Others_Sector | Others_Sector | Energetic | other_final_demand_biomass_energetic | Biomass | EU | Energy demand | 0 | FEC
MT | TYNDP2026 | HEV | 2035 | TWh | 422 | Sub_sector | Transport | Others_Sector | Others_Sector | Energetic | other_final_demand_coal_energetic | Solids | EU | Energy demand | 0 | FEC
MT | TYNDP2026 | HEV | 2035 | TWh | 423 | Sub_sector | Transport | Others_Sector | Others_Sector | Energetic | other_final_demand_oil_energetic | Liquids | EU | Energy demand | 0 | FEC
MT | TYNDP2026 | HEV | 2035 | TWh | 424 | Sub_sector | Others_Sector | Others_Sector | Others_Sector | Non-energetic | other_final_demand_oil_non_energetic | Liquids | EU | Energy demand | 0 | not_included_in_FEC
MT | TYNDP2026 | HEV | 2035 | TWh | 425 | Sub_sector | Transport | Others_Sector | Others_Sector | Energetic | other_final_demand_other_energetic | Others | EU | Energy demand | 0 | FEC
MT | TYNDP2026 | HEV | 2035 | TWh | 426 | Sub_sector | Transport | Others_Sector | Others_Sector | Energetic | other_final_demand_ammonia_energetic | Ammonia | EU | Energy demand | 0 | FEC
MT | TYNDP2026 | HEV | 2035 | TWh | 427 | Sub_sector | Industry | Surplus_Heat_in_Industry | Surplus_Heat_in_Industry | Energetic | final_demand_of_industry_unused_local_production_steam_hot_water | Heat | EU | Energy demand | 0 | FEC
MT | TYNDP2026 | HEV | 2035 | TWh | 429 | Sub_sector | Agriculture | Total | Agriculture | Energetic | agriculture_final_demand_electricity_energetic | Electricity | EU | Energy demand | 0.0080897 | FEC
MT | TYNDP2026 | HEV | 2035 | TWh | 430 | Sub_sector | Agriculture | Total | Agriculture | Energetic | agriculture_final_demand_hydrogen_energetic | Hydrogen | EU | Energy demand | 0 | FEC
MT | TYNDP2026 | HEV | 2035 | TWh | 431 | Sub_sector | Agriculture | Total | Agriculture | Energetic | agriculture_final_demand_methane_energetic | Methane | EU | Energy demand | 0 | FEC
MT | TYNDP2026 | HEV | 2035 | TWh | 432 | Sub_sector | Agriculture | Total | Agriculture | Energetic | agriculture_final_demand_heat_energetic | Heat | EU | Energy demand | 0 | FEC
MT | TYNDP2026 | HEV | 2035 | TWh | 433 | Sub_sector | Agriculture | Total | Agriculture | Energetic | agriculture_final_demand_biomass_energetic | Biomass | EU | Energy demand | 0 | FEC
MT | TYNDP2026 | HEV | 2035 | TWh | 434 | Sub_sector | Agriculture | Total | Agriculture | Energetic | agriculture_final_demand_coal_energetic | Solids | EU | Energy demand | 0 | FEC
MT | TYNDP2026 | HEV | 2035 | TWh | 435 | Sub_sector | Agriculture | Total | Agriculture | Energetic | agriculture_final_demand_oil_energetic | Liquids | EU | Energy demand | 0.11448 | FEC
MT | TYNDP2026 | HEV | 2035 | TWh | 436 | Sub_sector | Agriculture | Total | Agriculture | Energetic | agriculture_final_demand_other_energetic | Others | EU | Energy demand | 0 | FEC
MT | TYNDP2026 | HEV | 2035 | TWh | 437 | Sub_sector | Agriculture | Total | Agriculture | Energetic | agriculture_final_demand_ammonia_energetic | Ammonia | EU | Energy demand | 0 | FEC
MT | TYNDP2026 | HEV | 2035 | TWh | 447 | Sub_sector | Buildings | Surplus Energy | Buildings | Energetic | GAP | Electricity | EU | Energy demand | 0 | FEC
MT | TYNDP2026 | HEV | 2035 | TWh | 448 | Sub_sector | Buildings | Surplus Energy | Buildings | Energetic | GAP | Hydrogen | EU | Energy demand | 0 | FEC
MT | TYNDP2026 | HEV | 2035 | TWh | 449 | Sub_sector | Buildings | Surplus Energy | Buildings | Energetic | GAP | Methane | EU | Energy demand | 0 | FEC
MT | TYNDP2026 | HEV | 2035 | TWh | 450 | Sub_sector | Buildings | Surplus Energy | Buildings | Energetic | GAP | Heat | EU | Energy demand | 0 | FEC
MT | TYNDP2026 | HEV | 2035 | TWh | 451 | Sub_sector | Buildings | Surplus Energy | Buildings | Energetic | GAP | Biomass | EU | Energy demand | 0 | FEC
MT | TYNDP2026 | HEV | 2035 | TWh | 452 | Sub_sector | Buildings | Surplus Energy | Buildings | Energetic | GAP | Solids | EU | Energy demand | 0 | FEC
MT | TYNDP2026 | HEV | 2035 | TWh | 453 | Sub_sector | Buildings | Surplus Energy | Buildings | Energetic | GAP | Liquids | EU | Energy demand | 0.0037546 | FEC
MT | TYNDP2026 | HEV | 2035 | TWh | 454 | Sub_sector | Buildings | Surplus Energy | Buildings | Energetic | GAP | Others | EU | Energy demand | 0 | FEC
MT | TYNDP2026 | HEV | 2035 | TWh | 455 | Sub_sector | Buildings | Surplus Energy | Buildings | Energetic | GAP | Ammonia | EU | Energy demand | 0 | FEC
MT | TYNDP2026 | HEV | 2035 | TWh | 456 | Sub_sector | Households | Surplus Energy | Households | Energetic | GAP | Electricity | EU | Energy demand | 0 | FEC
MT | TYNDP2026 | HEV | 2035 | TWh | 457 | Sub_sector | Households | Surplus Energy | Households | Energetic | GAP | Hydrogen | EU | Energy demand | 0 | FEC
MT | TYNDP2026 | HEV | 2035 | TWh | 458 | Sub_sector | Households | Surplus Energy | Households | Energetic | GAP | Methane | EU | Energy demand | 0 | FEC
MT | TYNDP2026 | HEV | 2035 | TWh | 459 | Sub_sector | Households | Surplus Energy | Households | Energetic | GAP | Heat | EU | Energy demand | 0 | FEC
MT | TYNDP2026 | HEV | 2035 | TWh | 460 | Sub_sector | Households | Surplus Energy | Households | Energetic | GAP | Biomass | EU | Energy demand | 0 | FEC
MT | TYNDP2026 | HEV | 2035 | TWh | 461 | Sub_sector | Households | Surplus Energy | Households | Energetic | GAP | Solids | EU | Energy demand | 0 | FEC
MT | TYNDP2026 | HEV | 2035 | TWh | 462 | Sub_sector | Households | Surplus Energy | Households | Energetic | GAP | Liquids | EU | Energy demand | 0 | FEC
MT | TYNDP2026 | HEV | 2035 | TWh | 463 | Sub_sector | Households | Surplus Energy | Households | Energetic | GAP | Others | EU | Energy demand | 0 | FEC
MT | TYNDP2026 | HEV | 2035 | TWh | 464 | Sub_sector | Households | Surplus Energy | Households | Energetic | GAP | Ammonia | EU | Energy demand | 0 | FEC
MT | TYNDP2026 | HEV | 2040 | TWh | 102 | Sub_sector | Industry | Aluminium | Industry (aluminium) | Energetic | industry_aluminium_demand_electricity_energetic | Electricity | EU | Energy demand | 0 | FEC
MT | TYNDP2026 | HEV | 2040 | TWh | 103 | Sub_sector | Industry | Aluminium | Industry (aluminium) | Energetic | industry_aluminium_demand_hydrogen_energetic | Hydrogen | EU | Energy demand | 0 | FEC
MT | TYNDP2026 | HEV | 2040 | TWh | 104 | Sub_sector | Industry | Aluminium | Industry (aluminium) | Energetic | industry_aluminium_demand_methane_energetic | Methane | EU | Energy demand | 0 | FEC
MT | TYNDP2026 | HEV | 2040 | TWh | 105 | Sub_sector | Industry | Aluminium | Industry (aluminium) | Energetic | industry_aluminium_demand_heat_energetic | Heat | EU | Energy demand | 0 | FEC
MT | TYNDP2026 | HEV | 2040 | TWh | 106 | Sub_sector | Industry | Aluminium | Industry (aluminium) | Energetic | industry_aluminium_demand_biomass_energetic | Biomass | EU | Energy demand | 0 | FEC
MT | TYNDP2026 | HEV | 2040 | TWh | 107 | Sub_sector | Industry | Aluminium | Industry (aluminium) | Energetic | industry_aluminium_demand_coal_energetic | Solids | EU | Energy demand | 0 | FEC
MT | TYNDP2026 | HEV | 2040 | TWh | 108 | Sub_sector | Industry | Aluminium | Industry (aluminium) | Energetic | industry_aluminium_demand_oil_energetic | Liquids | EU | Energy demand | 0 | FEC
MT | TYNDP2026 | HEV | 2040 | TWh | 109 | Sub_sector | Industry | Aluminium | Industry (aluminium) | Energetic | industry_aluminium_demand_others_energetic | Others | EU | Energy demand | 0 | FEC
MT | TYNDP2026 | HEV | 2040 | TWh | 110 | Sub_sector | Industry | Aluminium | Industry (aluminium) | Energetic | industry_ammonia_demand_others_energetic | Ammonia | EU | Energy demand | 0 | FEC
MT | TYNDP2026 | HEV | 2040 | TWh | 112 | Sub_sector | Industry | Chemicals | Industry (chemicals, energetic) | Energetic | industry_chemical_demand_electricity_energetic | Electricity | EU | Energy demand | 0.066682 | FEC
MT | TYNDP2026 | HEV | 2040 | TWh | 113 | Sub_sector | Industry | Chemicals | Industry (chemicals, energetic) | Energetic | industry_chemical_demand_hydrogen_energetic | Hydrogen | EU | Energy demand | 0 | FEC
MT | TYNDP2026 | HEV | 2040 | TWh | 114 | Sub_sector | Industry | Chemicals | Industry (chemicals, energetic) | Energetic | industry_chemical_demand_methane_energetic | Methane | EU | Energy demand | 0 | FEC
MT | TYNDP2026 | HEV | 2040 | TWh | 115 | Sub_sector | Industry | Chemicals | Industry (chemicals, energetic) | Energetic | industry_chemical_demand_heat_energetic | Heat | EU | Energy demand | 0 | FEC
MT | TYNDP2026 | HEV | 2040 | TWh | 116 | Sub_sector | Industry | Chemicals | Industry (chemicals, energetic) | Energetic | industry_chemical_demand_biomass_energetic | Biomass | EU | Energy demand | 0 | FEC
MT | TYNDP2026 | HEV | 2040 | TWh | 117 | Sub_sector | Industry | Chemicals | Industry (chemicals, energetic) | Energetic | industry_chemical_demand_coal_energetic | Solids | EU | Energy demand | 0 | FEC
MT | TYNDP2026 | HEV | 2040 | TWh | 118 | Sub_sector | Industry | Chemicals | Industry (chemicals, energetic) | Energetic | industry_chemical_demand_oil_energetic | Liquids | EU | Energy demand | 0 | FEC
MT | TYNDP2026 | HEV | 2040 | TWh | 119 | Sub_sector | Industry | Chemicals | Industry (chemicals, energetic) | Energetic | industry_chemical_demand_others_energetic | Others | EU | Energy demand | 0 | FEC
MT | TYNDP2026 | HEV | 2040 | TWh | 120 | Sub_sector | Industry | Chemicals | Industry (chemicals, energetic) | Energetic | industry_chemical_demand_ammonia_energetic | Ammonia | EU | Energy demand | 0 | FEC
MT | TYNDP2026 | HEV | 2040 | TWh | 122 | Sub_sector | Industry | Chemicals | Industry (chemicals, non-energetic) | Non-energetic | industry_chemical_demand_electricity_non_energetic | Electricity | EU | Energy demand | 0 | not_included_in_FEC
MT | TYNDP2026 | HEV | 2040 | TWh | 123 | Sub_sector | Industry | Chemicals | Industry (chemicals, non-energetic) | Non-energetic | industry_chemical_demand_hydrogen_non_energetic | Hydrogen | EU | Energy demand | 0 | not_included_in_FEC
MT | TYNDP2026 | HEV | 2040 | TWh | 124 | Sub_sector | Industry | Chemicals | Industry (chemicals, non-energetic) | Non-energetic | industry_chemical_demand_methane_non_energetic | Methane | EU | Energy demand | 0 | not_included_in_FEC
MT | TYNDP2026 | HEV | 2040 | TWh | 125 | Sub_sector | Industry | Chemicals | Industry (chemicals, non-energetic) | Non-energetic | industry_chemical_demand_heat_non_energetic | Heat | EU | Energy demand | 0 | not_included_in_FEC
MT | TYNDP2026 | HEV | 2040 | TWh | 126 | Sub_sector | Industry | Chemicals | Industry (chemicals, non-energetic) | Non-energetic | industry_chemical_demand_biomass_non_energetic | Biomass | EU | Energy demand | 0 | not_included_in_FEC
MT | TYNDP2026 | HEV | 2040 | TWh | 127 | Sub_sector | Industry | Chemicals | Industry (chemicals, non-energetic) | Non-energetic | industry_chemical_demand_coal_non_energetic | Solids | EU | Energy demand | 0 | not_included_in_FEC
MT | TYNDP2026 | HEV | 2040 | TWh | 128 | Sub_sector | Industry | Chemicals | Industry (chemicals, non-energetic) | Non-energetic | industry_chemical_demand_oil_non_energetic | Liquids | EU | Energy demand | 0 | not_included_in_FEC
MT | TYNDP2026 | HEV | 2040 | TWh | 129 | Sub_sector | Industry | Chemicals | Industry (chemicals, non-energetic) | Non-energetic | industry_chemical_demand_others_non_energetic | Others | EU | Energy demand | 0 | not_included_in_FEC
MT | TYNDP2026 | HEV | 2040 | TWh | 130 | Sub_sector | Industry | Chemicals | Industry (chemicals, non-energetic) | Non-energetic | industry_chemical_demand_ammonia_non_energetic | Ammonia | EU | Energy demand | 0 | not_included_in_FEC
MT | TYNDP2026 | HEV | 2040 | TWh | 132 | Sub_sector | Industry | Fertilizers | Industry (fertilizers, energetic) | Energetic | industry_fertilizers_demand_electricity_energetic | Electricity | EU | Energy demand | 0 | FEC
MT | TYNDP2026 | HEV | 2040 | TWh | 133 | Sub_sector | Industry | Fertilizers | Industry (fertilizers, energetic) | Energetic | industry_fertilizers_demand_hydrogen_energetic | Hydrogen | EU | Energy demand | 0 | FEC
MT | TYNDP2026 | HEV | 2040 | TWh | 134 | Sub_sector | Industry | Fertilizers | Industry (fertilizers, energetic) | Energetic | industry_fertilizers_demand_methane_energetic | Methane | EU | Energy demand | 0 | FEC
MT | TYNDP2026 | HEV | 2040 | TWh | 135 | Sub_sector | Industry | Fertilizers | Industry (fertilizers, energetic) | Energetic | industry_fertilizers_demand_heat_energetic | Heat | EU | Energy demand | 0 | FEC
MT | TYNDP2026 | HEV | 2040 | TWh | 136 | Sub_sector | Industry | Fertilizers | Industry (fertilizers, energetic) | Energetic | industry_fertilizers_demand_biomass_energetic | Biomass | EU | Energy demand | 0 | FEC
MT | TYNDP2026 | HEV | 2040 | TWh | 137 | Sub_sector | Industry | Fertilizers | Industry (fertilizers, energetic) | Energetic | industry_fertilizers_demand_coal_energetic | Solids | EU | Energy demand | 0 | FEC
MT | TYNDP2026 | HEV | 2040 | TWh | 138 | Sub_sector | Industry | Fertilizers | Industry (fertilizers, energetic) | Energetic | industry_fertilizers_demand_oil_energetic | Liquids | EU | Energy demand | 0 | FEC
MT | TYNDP2026 | HEV | 2040 | TWh | 139 | Sub_sector | Industry | Fertilizers | Industry (fertilizers, energetic) | Energetic | industry_fertilizers_demand_others_energetic | Others | EU | Energy demand | 0 | FEC
MT | TYNDP2026 | HEV | 2040 | TWh | 140 | Sub_sector | Industry | Fertilizers | Industry (fertilizers, energetic) | Energetic | industry_fertilizers_demand_ammonia_energetic | Ammonia | EU | Energy demand | 0 | FEC
MT | TYNDP2026 | HEV | 2040 | TWh | 142 | Sub_sector | Industry | Fertilizers | Industry (fertilizers, non-energetic) | Non-energetic | industry_fertilizers_demand_electricity_non_energetic | Electricity | EU | Energy demand | 0 | not_included_in_FEC
MT | TYNDP2026 | HEV | 2040 | TWh | 143 | Sub_sector | Industry | Fertilizers | Industry (fertilizers, non-energetic) | Non-energetic | industry_fertilizers_demand_hydrogen_non_energetic | Hydrogen | EU | Energy demand | 0 | not_included_in_FEC
MT | TYNDP2026 | HEV | 2040 | TWh | 144 | Sub_sector | Industry | Fertilizers | Industry (fertilizers, non-energetic) | Non-energetic | industry_fertilizers_demand_methane_non_energetic | Methane | EU | Energy demand | 0 | not_included_in_FEC
MT | TYNDP2026 | HEV | 2040 | TWh | 145 | Sub_sector | Industry | Fertilizers | Industry (fertilizers, non-energetic) | Non-energetic | industry_fertilizers_demand_heat_non_energetic | Heat | EU | Energy demand | 0 | not_included_in_FEC
MT | TYNDP2026 | HEV | 2040 | TWh | 146 | Sub_sector | Industry | Fertilizers | Industry (fertilizers, non-energetic) | Non-energetic | industry_fertilizers_demand_biomass_non_energetic | Biomass | EU | Energy demand | 0 | not_included_in_FEC
MT | TYNDP2026 | HEV | 2040 | TWh | 147 | Sub_sector | Industry | Fertilizers | Industry (fertilizers, non-energetic) | Non-energetic | industry_fertilizers_demand_coal_non_energetic | Solids | EU | Energy demand | 0 | not_included_in_FEC
MT | TYNDP2026 | HEV | 2040 | TWh | 148 | Sub_sector | Industry | Fertilizers | Industry (fertilizers, non-energetic) | Non-energetic | industry_fertilizers_demand_oil_non_energetic | Liquids | EU | Energy demand | 0 | not_included_in_FEC
MT | TYNDP2026 | HEV | 2040 | TWh | 149 | Sub_sector | Industry | Fertilizers | Industry (fertilizers, non-energetic) | Non-energetic | industry_fertilizers_demand_others_non_energetic | Others | EU | Energy demand | 0 | not_included_in_FEC
MT | TYNDP2026 | HEV | 2040 | TWh | 150 | Sub_sector | Industry | Fertilizers | Industry (fertilizers, non-energetic) | Non-energetic | industry_fertilizers_demand_ammonia_non_energetic | Ammonia | EU | Energy demand | 0 | not_included_in_FEC
MT | TYNDP2026 | HEV | 2040 | TWh | 152 | Sub_sector | Industry | Food | Industry (food) | Energetic | industry_food_demand_electricity_energetic | Electricity | EU | Energy demand | 0.10139 | FEC
MT | TYNDP2026 | HEV | 2040 | TWh | 153 | Sub_sector | Industry | Food | Industry (food) | Energetic | industry_food_demand_hydrogen_energetic | Hydrogen | EU | Energy demand | 0 | FEC
MT | TYNDP2026 | HEV | 2040 | TWh | 154 | Sub_sector | Industry | Food | Industry (food) | Energetic | industry_food_demand_methane_energetic | Methane | EU | Energy demand | 0 | FEC
MT | TYNDP2026 | HEV | 2040 | TWh | 155 | Sub_sector | Industry | Food | Industry (food) | Energetic | industry_food_demand_heat_energetic | Heat | EU | Energy demand | 0 | FEC
MT | TYNDP2026 | HEV | 2040 | TWh | 156 | Sub_sector | Industry | Food | Industry (food) | Energetic | industry_food_demand_biomass_energetic | Biomass | EU | Energy demand | 0 | FEC
MT | TYNDP2026 | HEV | 2040 | TWh | 157 | Sub_sector | Industry | Food | Industry (food) | Energetic | industry_food_demand_coal_energetic | Solids | EU | Energy demand | 0 | FEC
MT | TYNDP2026 | HEV | 2040 | TWh | 158 | Sub_sector | Industry | Food | Industry (food) | Energetic | industry_food_demand_oil_energetic | Liquids | EU | Energy demand | 0 | FEC
MT | TYNDP2026 | HEV | 2040 | TWh | 159 | Sub_sector | Industry | Food | Industry (food) | Energetic | industry_food_demand_others_energetic | Others | EU | Energy demand | 0 | FEC
MT | TYNDP2026 | HEV | 2040 | TWh | 160 | Sub_sector | Industry | Food | Industry (food) | Energetic | industry_food_demand_ammonia_energetic | Ammonia | EU | Energy demand | 0 | FEC
MT | TYNDP2026 | HEV | 2040 | TWh | 162 | Sub_sector | Industry | Metals | Industry (metal) | Energetic | industry_metal_demand_electricity_energetic | Electricity | EU | Energy demand | 0 | FEC
MT | TYNDP2026 | HEV | 2040 | TWh | 163 | Sub_sector | Industry | Metals | Industry (metal) | Energetic | industry_metal_demand_hydrogen_energetic | Hydrogen | EU | Energy demand | 0 | FEC
MT | TYNDP2026 | HEV | 2040 | TWh | 164 | Sub_sector | Industry | Metals | Industry (metal) | Energetic | industry_metal_demand_methane_energetic | Methane | EU | Energy demand | 0 | FEC
MT | TYNDP2026 | HEV | 2040 | TWh | 165 | Sub_sector | Industry | Metals | Industry (metal) | Energetic | industry_metal_demand_heat_energetic | Heat | EU | Energy demand | 0 | FEC
MT | TYNDP2026 | HEV | 2040 | TWh | 166 | Sub_sector | Industry | Metals | Industry (metal) | Energetic | industry_metal_demand_biomass_energetic | Biomass | EU | Energy demand | 0 | FEC
MT | TYNDP2026 | HEV | 2040 | TWh | 167 | Sub_sector | Industry | Metals | Industry (metal) | Energetic | industry_metal_demand_coal_energetic | Solids | EU | Energy demand | 0 | FEC
MT | TYNDP2026 | HEV | 2040 | TWh | 168 | Sub_sector | Industry | Metals | Industry (metal) | Energetic | industry_metal_demand_oil_energetic | Liquids | EU | Energy demand | 0 | FEC
MT | TYNDP2026 | HEV | 2040 | TWh | 169 | Sub_sector | Industry | Metals | Industry (metal) | Energetic | industry_metal_demand_others_energetic | Others | EU | Energy demand | 0 | FEC
MT | TYNDP2026 | HEV | 2040 | TWh | 170 | Sub_sector | Industry | Metals | Industry (metal) | Energetic | industry_metal_demand_ammonia_energetic | Ammonia | EU | Energy demand | 0 | FEC
MT | TYNDP2026 | HEV | 2040 | TWh | 172 | Sub_sector | Industry | Others | Industry (other, energetic) | Energetic | industry_other_demand_electricity_energetic | Electricity | EU | Energy demand | 0.57012 | FEC
MT | TYNDP2026 | HEV | 2040 | TWh | 173 | Sub_sector | Industry | Others | Industry (other, energetic) | Energetic | industry_other_demand_hydrogen_energetic | Hydrogen | EU | Energy demand | 0 | FEC
MT | TYNDP2026 | HEV | 2040 | TWh | 174 | Sub_sector | Industry | Others | Industry (other, energetic) | Energetic | industry_other_demand_methane_energetic | Methane | EU | Energy demand | 0 | FEC
MT | TYNDP2026 | HEV | 2040 | TWh | 175 | Sub_sector | Industry | Others | Industry (other, energetic) | Energetic | industry_other_demand_heat_energetic | Heat | EU | Energy demand | 0 | FEC
MT | TYNDP2026 | HEV | 2040 | TWh | 176 | Sub_sector | Industry | Others | Industry (other, energetic) | Energetic | industry_other_demand_biomass_energetic | Biomass | EU | Energy demand | 0 | FEC
MT | TYNDP2026 | HEV | 2040 | TWh | 177 | Sub_sector | Industry | Others | Industry (other, energetic) | Energetic | industry_other_demand_coal_energetic | Solids | EU | Energy demand | 0 | FEC
MT | TYNDP2026 | HEV | 2040 | TWh | 178 | Sub_sector | Industry | Others | Industry (other, energetic) | Energetic | industry_other_demand_oil_energetic | Liquids | EU | Energy demand | 0.36527 | FEC
MT | TYNDP2026 | HEV | 2040 | TWh | 179 | Sub_sector | Industry | Others | Industry (other, energetic) | Energetic | industry_other_demand_others_energetic | Others | EU | Energy demand | 0 | FEC
MT | TYNDP2026 | HEV | 2040 | TWh | 180 | Sub_sector | Industry | Others | Industry (other, energetic) | Energetic | industry_other_demand_ammonia_energetic | Ammonia | EU | Energy demand | 0 | FEC
MT | TYNDP2026 | HEV | 2040 | TWh | 182 | Sub_sector | Industry | Others | Industry (other, non-energetic) | Non-energetic | industry_other_demand_electricity_non_energetic | Electricity | EU | Energy demand | 0 | not_included_in_FEC
MT | TYNDP2026 | HEV | 2040 | TWh | 183 | Sub_sector | Industry | Others | Industry (other, non-energetic) | Non-energetic | industry_other_demand_hydrogen_non_energetic | Hydrogen | EU | Energy demand | 0 | not_included_in_FEC
MT | TYNDP2026 | HEV | 2040 | TWh | 184 | Sub_sector | Industry | Others | Industry (other, non-energetic) | Non-energetic | industry_other_demand_methane_non_energetic | Methane | EU | Energy demand | 0 | not_included_in_FEC
MT | TYNDP2026 | HEV | 2040 | TWh | 185 | Sub_sector | Industry | Others | Industry (other, non-energetic) | Non-energetic | industry_other_demand_heat_non_energetic | Heat | EU | Energy demand | 0 | not_included_in_FEC
MT | TYNDP2026 | HEV | 2040 | TWh | 186 | Sub_sector | Industry | Others | Industry (other, non-energetic) | Non-energetic | industry_other_demand_biomass_non_energetic | Biomass | EU | Energy demand | 0 | not_included_in_FEC
MT | TYNDP2026 | HEV | 2040 | TWh | 187 | Sub_sector | Industry | Others | Industry (other, non-energetic) | Non-energetic | industry_other_demand_coal_non_energetic | Solids | EU | Energy demand | 0 | not_included_in_FEC
MT | TYNDP2026 | HEV | 2040 | TWh | 188 | Sub_sector | Industry | Others | Industry (other, non-energetic) | Non-energetic | industry_other_demand_oil_non_energetic | Liquids | EU | Energy demand | 0.18067 | not_included_in_FEC
MT | TYNDP2026 | HEV | 2040 | TWh | 189 | Sub_sector | Industry | Others | Industry (other, non-energetic) | Non-energetic | industry_other_demand_others_non_energetic | Others | EU | Energy demand | 0 | not_included_in_FEC
MT | TYNDP2026 | HEV | 2040 | TWh | 190 | Sub_sector | Industry | Others | Industry (other, non-energetic) | Non-energetic | industry_other_demand_ammonia_non_energetic | Ammonia | EU | Energy demand | 0 | not_included_in_FEC
MT | TYNDP2026 | HEV | 2040 | TWh | 192 | Sub_sector | Industry | Paper | Industry (paper) | Energetic | industry_paper_demand_electricity_energetic | Electricity | EU | Energy demand | 0.070481 | FEC
MT | TYNDP2026 | HEV | 2040 | TWh | 193 | Sub_sector | Industry | Paper | Industry (paper) | Energetic | industry_paper_demand_hydrogen_energetic | Hydrogen | EU | Energy demand | 0 | FEC
MT | TYNDP2026 | HEV | 2040 | TWh | 194 | Sub_sector | Industry | Paper | Industry (paper) | Energetic | industry_paper_demand_methane_energetic | Methane | EU | Energy demand | 0 | FEC
MT | TYNDP2026 | HEV | 2040 | TWh | 195 | Sub_sector | Industry | Paper | Industry (paper) | Energetic | industry_paper_demand_heat_energetic | Heat | EU | Energy demand | 0 | FEC
MT | TYNDP2026 | HEV | 2040 | TWh | 196 | Sub_sector | Industry | Paper | Industry (paper) | Energetic | industry_paper_demand_biomass_energetic | Biomass | EU | Energy demand | 0 | FEC
MT | TYNDP2026 | HEV | 2040 | TWh | 197 | Sub_sector | Industry | Paper | Industry (paper) | Energetic | industry_paper_demand_coal_energetic | Solids | EU | Energy demand | 0 | FEC
MT | TYNDP2026 | HEV | 2040 | TWh | 198 | Sub_sector | Industry | Paper | Industry (paper) | Energetic | industry_paper_demand_oil_energetic | Liquids | EU | Energy demand | 0 | FEC
MT | TYNDP2026 | HEV | 2040 | TWh | 199 | Sub_sector | Industry | Paper | Industry (paper) | Energetic | industry_paper_demand_others_energetic | Others | EU | Energy demand | 0 | FEC
MT | TYNDP2026 | HEV | 2040 | TWh | 200 | Sub_sector | Industry | Paper | Industry (paper) | Energetic | industry_paper_demand_ammonia_energetic | Ammonia | EU | Energy demand | 0 | FEC
MT | TYNDP2026 | HEV | 2040 | TWh | 202 | Sub_sector | Industry | Refineries | Industry (refineries, energetic) | Energetic | industry_refinery_demand_electricity_energetic | Electricity | EU | Energy demand | 0 | not_included_in_FEC
MT | TYNDP2026 | HEV | 2040 | TWh | 203 | Sub_sector | Industry | Refineries | Industry (refineries, energetic) | Energetic | industry_refinery_demand_hydrogen_energetic | Hydrogen | EU | Energy demand | 0 | not_included_in_FEC
MT | TYNDP2026 | HEV | 2040 | TWh | 204 | Sub_sector | Industry | Refineries | Industry (refineries, energetic) | Energetic | industry_refinery_demand_methane_energetic | Methane | EU | Energy demand | 0 | not_included_in_FEC
MT | TYNDP2026 | HEV | 2040 | TWh | 205 | Sub_sector | Industry | Refineries | Industry (refineries, energetic) | Energetic | industry_refinery_demand_heat_energetic | Heat | EU | Energy demand | 0 | not_included_in_FEC
MT | TYNDP2026 | HEV | 2040 | TWh | 206 | Sub_sector | Industry | Refineries | Industry (refineries, energetic) | Energetic | industry_refinery_demand_biomass_energetic | Biomass | EU | Energy demand | 0 | not_included_in_FEC
MT | TYNDP2026 | HEV | 2040 | TWh | 207 | Sub_sector | Industry | Refineries | Industry (refineries, energetic) | Energetic | industry_refinery_demand_coal_energetic | Solids | EU | Energy demand | 0 | not_included_in_FEC
MT | TYNDP2026 | HEV | 2040 | TWh | 208 | Sub_sector | Industry | Refineries | Industry (refineries, energetic) | Energetic | industry_refinery_demand_oil_energetic | Liquids | EU | Energy demand | 0 | not_included_in_FEC
MT | TYNDP2026 | HEV | 2040 | TWh | 209 | Sub_sector | Industry | Refineries | Industry (refineries, energetic) | Energetic | industry_refinery_demand_others_energetic | Others | EU | Energy demand | 0 | not_included_in_FEC
MT | TYNDP2026 | HEV | 2040 | TWh | 210 | Sub_sector | Industry | Refineries | Industry (refineries, energetic) | Energetic | industry_refinery_demand_ammonia_energetic | Ammonia | EU | Energy demand | 0 | not_included_in_FEC
MT | TYNDP2026 | HEV | 2040 | TWh | 212 | Sub_sector | Industry | Refineries | Industry (refineries, non-energetic) | Non-energetic | industry_refinery_demand_electricity_non_energetic | Electricity | EU | Energy demand | 0 | not_included_in_FEC
MT | TYNDP2026 | HEV | 2040 | TWh | 213 | Sub_sector | Industry | Refineries | Industry (refineries, non-energetic) | Non-energetic | industry_refinery_demand_hydrogen_non_energetic | Hydrogen | EU | Energy demand | 0 | not_included_in_FEC
MT | TYNDP2026 | HEV | 2040 | TWh | 214 | Sub_sector | Industry | Refineries | Industry (refineries, non-energetic) | Non-energetic | industry_refinery_demand_methane_non_energetic | Methane | EU | Energy demand | 0 | not_included_in_FEC
MT | TYNDP2026 | HEV | 2040 | TWh | 215 | Sub_sector | Industry | Refineries | Industry (refineries, non-energetic) | Non-energetic | industry_refinery_demand_heat_non_energetic | Heat | EU | Energy demand | 0 | not_included_in_FEC
MT | TYNDP2026 | HEV | 2040 | TWh | 216 | Sub_sector | Industry | Refineries | Industry (refineries, non-energetic) | Non-energetic | industry_refinery_demand_biomass_non_energetic | Biomass | EU | Energy demand | 0 | not_included_in_FEC
MT | TYNDP2026 | HEV | 2040 | TWh | 217 | Sub_sector | Industry | Refineries | Industry (refineries, non-energetic) | Non-energetic | industry_refinery_demand_coal_non_energetic | Solids | EU | Energy demand | 0 | not_included_in_FEC
MT | TYNDP2026 | HEV | 2040 | TWh | 218 | Sub_sector | Industry | Refineries | Industry (refineries, non-energetic) | Non-energetic | industry_refinery_demand_oil_non_energetic | Liquids | EU | Energy demand | 0 | not_included_in_FEC
MT | TYNDP2026 | HEV | 2040 | TWh | 219 | Sub_sector | Industry | Refineries | Industry (refineries, non-energetic) | Non-energetic | industry_refinery_demand_others_non_energetic | Others | EU | Energy demand | 0 | not_included_in_FEC
MT | TYNDP2026 | HEV | 2040 | TWh | 220 | Sub_sector | Industry | Refineries | Industry (refineries, non-energetic) | Non-energetic | industry_refinery_demand_ammonia_non_energetic | Ammonia | EU | Energy demand | 0 | not_included_in_FEC
MT | TYNDP2026 | HEV | 2040 | TWh | 222 | Sub_sector | Industry | Steel | Industry (steel) | Energetic | industry_steel_demand_electricity_energetic | Electricity | EU | Energy demand | 0 | FEC
MT | TYNDP2026 | HEV | 2040 | TWh | 223 | Sub_sector | Industry | Steel | Industry (steel) | Energetic | industry_steel_demand_hydrogen_energetic | Hydrogen | EU | Energy demand | 0 | FEC
MT | TYNDP2026 | HEV | 2040 | TWh | 224 | Sub_sector | Industry | Steel | Industry (steel) | Energetic | industry_steel_demand_methane_energetic | Methane | EU | Energy demand | 0 | FEC
MT | TYNDP2026 | HEV | 2040 | TWh | 225 | Sub_sector | Industry | Steel | Industry (steel) | Energetic | industry_steel_demand_heat_energetic | Heat | EU | Energy demand | 0 | FEC
MT | TYNDP2026 | HEV | 2040 | TWh | 226 | Sub_sector | Industry | Steel | Industry (steel) | Energetic | industry_steel_demand_biomass_energetic | Biomass | EU | Energy demand | 0 | FEC
MT | TYNDP2026 | HEV | 2040 | TWh | 227 | Sub_sector | Industry | Steel | Industry (steel) | Energetic | industry_steel_demand_coal_energetic | Solids | EU | Energy demand | 0 | FEC
MT | TYNDP2026 | HEV | 2040 | TWh | 228 | Sub_sector | Industry | Steel | Industry (steel) | Energetic | industry_steel_demand_oil_energetic | Liquids | EU | Energy demand | 0 | FEC
MT | TYNDP2026 | HEV | 2040 | TWh | 229 | Sub_sector | Industry | Steel | Industry (steel) | Energetic | industry_steel_demand_others_energetic | Others | EU | Energy demand | 0 | FEC
MT | TYNDP2026 | HEV | 2040 | TWh | 230 | Sub_sector | Industry | Steel | Industry (steel) | Energetic | industry_steel_demand_ammonia_energetic | Ammonia | EU | Energy demand | 0 | FEC
MT | TYNDP2026 | HEV | 2040 | TWh | 232 | Sub_sector | Transport | Cars | Transport (cars) | Energetic | transport_cars_final_demand_electricity | Electricity | EU | Energy demand | 0.25699 | FEC
MT | TYNDP2026 | HEV | 2040 | TWh | 233 | Sub_sector | Transport | Cars | Transport (cars) | Energetic | transport_cars_final_demand_hydrogen | Hydrogen | EU | Energy demand | 0 | FEC
MT | TYNDP2026 | HEV | 2040 | TWh | 234 | Sub_sector | Transport | Cars | Transport (cars) | Energetic | transport_cars_final_demand_methane | Methane | EU | Energy demand | 0 | FEC
MT | TYNDP2026 | HEV | 2040 | TWh | 235 | Sub_sector | Transport | Cars | Transport (cars) | Energetic | transport_cars_final_demand_heat | Heat | EU | Energy demand | 0 | FEC
MT | TYNDP2026 | HEV | 2040 | TWh | 236 | Sub_sector | Transport | Cars | Transport (cars) | Energetic | transport_cars_final_demand_biomass | Biomass | EU | Energy demand | 0 | FEC
MT | TYNDP2026 | HEV | 2040 | TWh | 237 | Sub_sector | Transport | Cars | Transport (cars) | Energetic | transport_cars_final_demand_coal | Solids | EU | Energy demand | 0 | FEC
MT | TYNDP2026 | HEV | 2040 | TWh | 238 | Sub_sector | Transport | Cars | Transport (cars) | Energetic | transport_cars_final_demand_oil | Liquids | EU | Energy demand | 0.62202 | FEC
MT | TYNDP2026 | HEV | 2040 | TWh | 239 | Sub_sector | Transport | Cars | Transport (cars) | Energetic | transport_cars_final_demand_other | Others | EU | Energy demand | 0 | FEC
MT | TYNDP2026 | HEV | 2040 | TWh | 240 | Sub_sector | Transport | Cars | Transport (cars) | Energetic | transport_cars_final_demand_ammonia | Ammonia | EU | Energy demand | 0 | FEC
MT | TYNDP2026 | HEV | 2040 | TWh | 242 | Sub_sector | Transport | Busses | Transport (busses) | Energetic | transport_busses_final_demand_electricity | Electricity | EU | Energy demand | 0.034056 | FEC
MT | TYNDP2026 | HEV | 2040 | TWh | 243 | Sub_sector | Transport | Busses | Transport (busses) | Energetic | transport_busses_final_demand_hydrogen | Hydrogen | EU | Energy demand | 0 | FEC
MT | TYNDP2026 | HEV | 2040 | TWh | 244 | Sub_sector | Transport | Busses | Transport (busses) | Energetic | transport_busses_final_demand_methane | Methane | EU | Energy demand | 0 | FEC
MT | TYNDP2026 | HEV | 2040 | TWh | 245 | Sub_sector | Transport | Busses | Transport (busses) | Energetic | transport_busses_final_demand_heat | Heat | EU | Energy demand | 0 | FEC
MT | TYNDP2026 | HEV | 2040 | TWh | 246 | Sub_sector | Transport | Busses | Transport (busses) | Energetic | transport_busses_final_demand_biomass | Biomass | EU | Energy demand | 0 | FEC
MT | TYNDP2026 | HEV | 2040 | TWh | 247 | Sub_sector | Transport | Busses | Transport (busses) | Energetic | transport_busses_final_demand_coal | Solids | EU | Energy demand | 0 | FEC
MT | TYNDP2026 | HEV | 2040 | TWh | 248 | Sub_sector | Transport | Busses | Transport (busses) | Energetic | transport_busses_final_demand_oil | Liquids | EU | Energy demand | 0.31502 | FEC
MT | TYNDP2026 | HEV | 2040 | TWh | 249 | Sub_sector | Transport | Busses | Transport (busses) | Energetic | transport_busses_final_demand_other | Others | EU | Energy demand | 0 | FEC
MT | TYNDP2026 | HEV | 2040 | TWh | 250 | Sub_sector | Transport | Busses | Transport (busses) | Energetic | transport_busses_final_demand_ammonia | Ammonia | EU | Energy demand | 0 | FEC
MT | TYNDP2026 | HEV | 2040 | TWh | 252 | Sub_sector | Transport | Trucks | Transport (trucks) | Energetic | transport_trucks_final_demand_electricity | Electricity | EU | Energy demand | 0.0090579 | FEC
MT | TYNDP2026 | HEV | 2040 | TWh | 253 | Sub_sector | Transport | Trucks | Transport (trucks) | Energetic | transport_trucks_final_demand_hydrogen | Hydrogen | EU | Energy demand | 0 | FEC
MT | TYNDP2026 | HEV | 2040 | TWh | 254 | Sub_sector | Transport | Trucks | Transport (trucks) | Energetic | transport_trucks_final_demand_methane | Methane | EU | Energy demand | 0 | FEC
MT | TYNDP2026 | HEV | 2040 | TWh | 255 | Sub_sector | Transport | Trucks | Transport (trucks) | Energetic | transport_trucks_final_demand_heat | Heat | EU | Energy demand | 0 | FEC
MT | TYNDP2026 | HEV | 2040 | TWh | 256 | Sub_sector | Transport | Trucks | Transport (trucks) | Energetic | transport_trucks_final_demand_biomass | Biomass | EU | Energy demand | 0 | FEC
MT | TYNDP2026 | HEV | 2040 | TWh | 257 | Sub_sector | Transport | Trucks | Transport (trucks) | Energetic | transport_trucks_final_demand_coal | Solids | EU | Energy demand | 0 | FEC
MT | TYNDP2026 | HEV | 2040 | TWh | 258 | Sub_sector | Transport | Trucks | Transport (trucks) | Energetic | transport_trucks_final_demand_oil | Liquids | EU | Energy demand | 0.49729 | FEC
MT | TYNDP2026 | HEV | 2040 | TWh | 259 | Sub_sector | Transport | Trucks | Transport (trucks) | Energetic | transport_trucks_final_demand_other | Others | EU | Energy demand | 0 | FEC
MT | TYNDP2026 | HEV | 2040 | TWh | 260 | Sub_sector | Transport | Trucks | Transport (trucks) | Energetic | transport_trucks_final_demand_ammonia | Ammonia | EU | Energy demand | 0 | FEC
MT | TYNDP2026 | HEV | 2040 | TWh | 262 | Sub_sector | Transport | Vans | Transport (vans) | Energetic | transport_vans_final_demand_electricity | Electricity | EU | Energy demand | 0.14989 | FEC
MT | TYNDP2026 | HEV | 2040 | TWh | 263 | Sub_sector | Transport | Vans | Transport (vans) | Energetic | transport_vans_final_demand_hydrogen | Hydrogen | EU | Energy demand | 0 | FEC
MT | TYNDP2026 | HEV | 2040 | TWh | 264 | Sub_sector | Transport | Vans | Transport (vans) | Energetic | transport_vans_final_demand_methane | Methane | EU | Energy demand | 0 | FEC
MT | TYNDP2026 | HEV | 2040 | TWh | 265 | Sub_sector | Transport | Vans | Transport (vans) | Energetic | transport_vans_final_demand_heat | Heat | EU | Energy demand | 0 | FEC
MT | TYNDP2026 | HEV | 2040 | TWh | 266 | Sub_sector | Transport | Vans | Transport (vans) | Energetic | transport_vans_final_demand_biomass | Biomass | EU | Energy demand | 0 | FEC
MT | TYNDP2026 | HEV | 2040 | TWh | 267 | Sub_sector | Transport | Vans | Transport (vans) | Energetic | transport_vans_final_demand_coal | Solids | EU | Energy demand | 0 | FEC
MT | TYNDP2026 | HEV | 2040 | TWh | 268 | Sub_sector | Transport | Vans | Transport (vans) | Energetic | transport_vans_final_demand_oil | Liquids | EU | Energy demand | 0.41845 | FEC
MT | TYNDP2026 | HEV | 2040 | TWh | 269 | Sub_sector | Transport | Vans | Transport (vans) | Energetic | transport_vans_final_demand_other | Others | EU | Energy demand | 0 | FEC
MT | TYNDP2026 | HEV | 2040 | TWh | 270 | Sub_sector | Transport | Vans | Transport (vans) | Energetic | transport_vans_final_demand_ammonia | Ammonia | EU | Energy demand | 0 | FEC
MT | TYNDP2026 | HEV | 2040 | TWh | 272 | Sub_sector | Transport | Freight trains | Transport (trains) | Energetic | transport_trains_final_demand_electricity | Electricity | EU | Energy demand | 0 | FEC
MT | TYNDP2026 | HEV | 2040 | TWh | 273 | Sub_sector | Transport | Freight trains | Transport (trains) | Energetic | transport_trains_final_demand_hydrogen | Hydrogen | EU | Energy demand | 0 | FEC
MT | TYNDP2026 | HEV | 2040 | TWh | 274 | Sub_sector | Transport | Freight trains | Transport (trains) | Energetic | transport_trains_final_demand_methane | Methane | EU | Energy demand | 0 | FEC
MT | TYNDP2026 | HEV | 2040 | TWh | 275 | Sub_sector | Transport | Freight trains | Transport (trains) | Energetic | transport_trains_final_demand_heat | Heat | EU | Energy demand | 0 | FEC
MT | TYNDP2026 | HEV | 2040 | TWh | 276 | Sub_sector | Transport | Freight trains | Transport (trains) | Energetic | transport_trains_final_demand_biomass | Biomass | EU | Energy demand | 0 | FEC
MT | TYNDP2026 | HEV | 2040 | TWh | 277 | Sub_sector | Transport | Freight trains | Transport (trains) | Energetic | transport_trains_final_demand_coal | Solids | EU | Energy demand | 0 | FEC
MT | TYNDP2026 | HEV | 2040 | TWh | 278 | Sub_sector | Transport | Freight trains | Transport (trains) | Energetic | transport_trains_final_demand_oil | Liquids | EU | Energy demand | 0 | FEC
MT | TYNDP2026 | HEV | 2040 | TWh | 279 | Sub_sector | Transport | Freight trains | Transport (trains) | Energetic | transport_trains_final_demand_other | Others | EU | Energy demand | 0 | FEC
MT | TYNDP2026 | HEV | 2040 | TWh | 280 | Sub_sector | Transport | Freight trains | Transport (trains) | Energetic | transport_trains_final_demand_ammonia | Ammonia | EU | Energy demand | 0 | FEC
MT | TYNDP2026 | HEV | 2040 | TWh | 282 | Sub_sector | Transport | Ships | Transport (ships) | Energetic | transport_ships_final_demand_electricity | Electricity | EU | Energy demand | 0 | FEC
MT | TYNDP2026 | HEV | 2040 | TWh | 283 | Sub_sector | Transport | Ships | Transport (ships) | Energetic | transport_ships_final_demand_hydrogen | Hydrogen | EU | Energy demand | 0 | FEC
MT | TYNDP2026 | HEV | 2040 | TWh | 284 | Sub_sector | Transport | Ships | Transport (ships) | Energetic | transport_ships_final_demand_methane | Methane | EU | Energy demand | 0 | FEC
MT | TYNDP2026 | HEV | 2040 | TWh | 285 | Sub_sector | Transport | Ships | Transport (ships) | Energetic | transport_ships_final_demand_heat | Heat | EU | Energy demand | 0 | FEC
MT | TYNDP2026 | HEV | 2040 | TWh | 286 | Sub_sector | Transport | Ships | Transport (ships) | Energetic | transport_ships_final_demand_biomass | Biomass | EU | Energy demand | 0 | FEC
MT | TYNDP2026 | HEV | 2040 | TWh | 287 | Sub_sector | Transport | Ships | Transport (ships) | Energetic | transport_ships_final_demand_coal | Solids | EU | Energy demand | 0 | FEC
MT | TYNDP2026 | HEV | 2040 | TWh | 288 | Sub_sector | Transport | Ships | Transport (ships) | Energetic | transport_ships_final_demand_oil | Liquids | EU | Energy demand | 0.078572 | FEC
MT | TYNDP2026 | HEV | 2040 | TWh | 289 | Sub_sector | Transport | Ships | Transport (ships) | Energetic | transport_ships_final_demand_other | Others | EU | Energy demand | 0 | FEC
MT | TYNDP2026 | HEV | 2040 | TWh | 290 | Sub_sector | Transport | Ships | Transport (ships) | Energetic | transport_ships_final_demand_ammonia | Ammonia | EU | Energy demand | 0 | FEC
MT | TYNDP2026 | HEV | 2040 | TWh | 292 | Sub_sector | Transport | Planes | Transport (planes) | Energetic | transport_planes_final_demand_electricity | Electricity | EU | Energy demand | 0 | FEC
MT | TYNDP2026 | HEV | 2040 | TWh | 293 | Sub_sector | Transport | Planes | Transport (planes) | Energetic | transport_planes_final_demand_hydrogen | Hydrogen | EU | Energy demand | 0 | FEC
MT | TYNDP2026 | HEV | 2040 | TWh | 294 | Sub_sector | Transport | Planes | Transport (planes) | Energetic | transport_planes_final_demand_methane | Methane | EU | Energy demand | 0 | FEC
MT | TYNDP2026 | HEV | 2040 | TWh | 295 | Sub_sector | Transport | Planes | Transport (planes) | Energetic | transport_planes_final_demand_heat | Heat | EU | Energy demand | 0 | FEC
MT | TYNDP2026 | HEV | 2040 | TWh | 296 | Sub_sector | Transport | Planes | Transport (planes) | Energetic | transport_planes_final_demand_biomass | Biomass | EU | Energy demand | 0 | FEC
MT | TYNDP2026 | HEV | 2040 | TWh | 297 | Sub_sector | Transport | Planes | Transport (planes) | Energetic | transport_planes_final_demand_coal | Solids | EU | Energy demand | 0 | FEC
MT | TYNDP2026 | HEV | 2040 | TWh | 298 | Sub_sector | Transport | Planes | Transport (planes) | Energetic | transport_planes_final_demand_oil | Liquids | EU | Energy demand | 0.0063328 | FEC
MT | TYNDP2026 | HEV | 2040 | TWh | 299 | Sub_sector | Transport | Planes | Transport (planes) | Energetic | transport_planes_final_demand_other | Others | EU | Energy demand | 0 | FEC
MT | TYNDP2026 | HEV | 2040 | TWh | 300 | Sub_sector | Transport | Planes | Transport (planes) | Energetic | transport_planes_final_demand_ammonia | Ammonia | EU | Energy demand | 0 | FEC
MT | TYNDP2026 | HEV | 2040 | TWh | 302 | Sub_sector | Transport | Others | Transport (others) | Energetic | transport_other_final_demand_electricity | Electricity | EU | Energy demand | 0.0085072 | FEC
MT | TYNDP2026 | HEV | 2040 | TWh | 303 | Sub_sector | Transport | Others | Transport (others) | Energetic | transport_other_final_demand_hydrogen | Hydrogen | EU | Energy demand | 0 | FEC
MT | TYNDP2026 | HEV | 2040 | TWh | 304 | Sub_sector | Transport | Others | Transport (others) | Energetic | transport_other_final_demand_methane | Methane | EU | Energy demand | 0 | FEC
MT | TYNDP2026 | HEV | 2040 | TWh | 305 | Sub_sector | Transport | Others | Transport (others) | Energetic | transport_other_final_demand_heat | Heat | EU | Energy demand | 0 | FEC
MT | TYNDP2026 | HEV | 2040 | TWh | 306 | Sub_sector | Transport | Others | Transport (others) | Energetic | transport_other_final_demand_biomass | Biomass | EU | Energy demand | 0 | FEC
MT | TYNDP2026 | HEV | 2040 | TWh | 307 | Sub_sector | Transport | Others | Transport (others) | Energetic | transport_other_final_demand_coal | Solids | EU | Energy demand | 0 | FEC
MT | TYNDP2026 | HEV | 2040 | TWh | 308 | Sub_sector | Transport | Others | Transport (others) | Energetic | transport_other_final_demand_oil | Liquids | EU | Energy demand | 0.064429 | FEC
MT | TYNDP2026 | HEV | 2040 | TWh | 309 | Sub_sector | Transport | Others | Transport (others) | Energetic | transport_other_final_demand_other | Others | EU | Energy demand | 0 | FEC
MT | TYNDP2026 | HEV | 2040 | TWh | 310 | Sub_sector | Transport | Others | Transport (others) | Energetic | transport_other_final_demand_ammonia | Ammonia | EU | Energy demand | 0 | FEC
MT | TYNDP2026 | HEV | 2040 | TWh | 312 | Sub_sector | International transport | International aviation | Transport (int. aviation) | Energetic | transport_int_aviation_final_demand_electricity | Electricity | EU | Energy demand | 0 | FEC
MT | TYNDP2026 | HEV | 2040 | TWh | 313 | Sub_sector | International transport | International aviation | Transport (int. aviation) | Energetic | transport_int_aviation_final_demand_hydrogen | Hydrogen | EU | Energy demand | 0 | FEC
MT | TYNDP2026 | HEV | 2040 | TWh | 314 | Sub_sector | International transport | International aviation | Transport (int. aviation) | Energetic | transport_int_aviation_final_demand_methane | Methane | EU | Energy demand | 0 | FEC
MT | TYNDP2026 | HEV | 2040 | TWh | 315 | Sub_sector | International transport | International aviation | Transport (int. aviation) | Energetic | transport_int_aviation_final_demand_heat | Heat | EU | Energy demand | 0 | FEC
MT | TYNDP2026 | HEV | 2040 | TWh | 316 | Sub_sector | International transport | International aviation | Transport (int. aviation) | Energetic | transport_int_aviation_final_demand_biofuels | Biomass | EU | Energy demand | 0 | FEC
MT | TYNDP2026 | HEV | 2040 | TWh | 317 | Sub_sector | International transport | International aviation | Transport (int. aviation) | Energetic | transport_int_aviation_final_demand_coal | Solids | EU | Energy demand | 0 | FEC
MT | TYNDP2026 | HEV | 2040 | TWh | 318 | Sub_sector | International transport | International aviation | Transport (int. aviation) | Energetic | transport_int_aviation_final_demand_oil | Liquids | EU | Energy demand | 1.6835 | FEC
MT | TYNDP2026 | HEV | 2040 | TWh | 319 | Sub_sector | International transport | International aviation | Transport (int. aviation) | Energetic | transport_int_aviation_final_demand_other | Others | EU | Energy demand | 0 | FEC
MT | TYNDP2026 | HEV | 2040 | TWh | 320 | Sub_sector | International transport | International aviation | Transport (int. aviation) | Energetic | transport_int_aviation_final_demand_ammonia | Ammonia | EU | Energy demand | 0 | FEC
MT | TYNDP2026 | HEV | 2040 | TWh | 322 | Sub_sector | International transport | International shipping | Transport (int. shipping) | Energetic | transport_int_shipping_final_demand_electricity | Electricity | EU | Energy demand | 0 | not_included_in_FEC
MT | TYNDP2026 | HEV | 2040 | TWh | 323 | Sub_sector | International transport | International shipping | Transport (int. shipping) | Energetic | transport_int_shipping_final_demand_hydrogen | Hydrogen | EU | Energy demand | 0 | not_included_in_FEC
MT | TYNDP2026 | HEV | 2040 | TWh | 324 | Sub_sector | International transport | International shipping | Transport (int. shipping) | Energetic | transport_int_shipping_final_demand_methane | Methane | EU | Energy demand | 0 | not_included_in_FEC
MT | TYNDP2026 | HEV | 2040 | TWh | 325 | Sub_sector | International transport | International shipping | Transport (int. shipping) | Energetic | transport_int_shipping_final_demand_heat | Heat | EU | Energy demand | 0 | not_included_in_FEC
MT | TYNDP2026 | HEV | 2040 | TWh | 326 | Sub_sector | International transport | International shipping | Transport (int. shipping) | Energetic | transport_int_shipping_final_demand_biofuels | Biomass | EU | Energy demand | 0 | not_included_in_FEC
MT | TYNDP2026 | HEV | 2040 | TWh | 327 | Sub_sector | International transport | International shipping | Transport (int. shipping) | Energetic | transport_int_shipping_final_demand_coal | Solids | EU | Energy demand | 0 | not_included_in_FEC
MT | TYNDP2026 | HEV | 2040 | TWh | 328 | Sub_sector | International transport | International shipping | Transport (int. shipping) | Energetic | transport_int_shipping_final_demand_oil | Liquids | EU | Energy demand | 21.7985 | not_included_in_FEC
MT | TYNDP2026 | HEV | 2040 | TWh | 329 | Sub_sector | International transport | International shipping | Transport (int. shipping) | Energetic | transport_int_shipping_final_demand_other | Others | EU | Energy demand | 0 | not_included_in_FEC
MT | TYNDP2026 | HEV | 2040 | TWh | 330 | Sub_sector | International transport | International shipping | Transport (int. shipping) | Energetic | transport_int_shipping_final_demand_ammonia | Ammonia | EU | Energy demand | 0 | not_included_in_FEC
MT | TYNDP2026 | HEV | 2040 | TWh | 332 | Sub_sector | Households | Space heating | Households (heating) | Energetic | households_heating_final_demand_electricity | Electricity | EU | Energy demand | 0.17473 | FEC
MT | TYNDP2026 | HEV | 2040 | TWh | 333 | Sub_sector | Households | Space heating | Households (heating) | Energetic | households_heating_final_demand_hydrogen | Hydrogen | EU | Energy demand | 0 | FEC
MT | TYNDP2026 | HEV | 2040 | TWh | 334 | Sub_sector | Households | Space heating | Households (heating) | Energetic | households_heating_final_demand_methane | Methane | EU | Energy demand | 0 | FEC
MT | TYNDP2026 | HEV | 2040 | TWh | 335 | Sub_sector | Households | Space heating | Households (heating) | Energetic | households_heating_final_demand_heat | Heat | EU | Energy demand | 0 | FEC
MT | TYNDP2026 | HEV | 2040 | TWh | 336 | Sub_sector | Households | Space heating | Households (heating) | Energetic | households_heating_final_demand_biomass | Biomass | EU | Energy demand | 0.036379 | FEC
MT | TYNDP2026 | HEV | 2040 | TWh | 337 | Sub_sector | Households | Space heating | Households (heating) | Energetic | households_heating_final_demand_coal | Solids | EU | Energy demand | 0 | FEC
MT | TYNDP2026 | HEV | 2040 | TWh | 338 | Sub_sector | Households | Space heating | Households (heating) | Energetic | households_heating_final_demand_oil | Liquids | EU | Energy demand | 0.0070074 | FEC
MT | TYNDP2026 | HEV | 2040 | TWh | 339 | Sub_sector | Households | Space heating | Households (heating) | Energetic | households_heating_final_demand_other | Others | EU | Energy demand | 0 | FEC
MT | TYNDP2026 | HEV | 2040 | TWh | 340 | Sub_sector | Households | Space heating | Households (heating) | Energetic | households_heating_final_demand_ammonia | Ammonia | EU | Energy demand | 0 | FEC
MT | TYNDP2026 | HEV | 2040 | TWh | 343 | Sub_sector | Households | Cooling | Households (cooling) | Energetic | households_cooling_final_demand_electricity | Electricity | EU | Energy demand | 0.24732 | FEC
MT | TYNDP2026 | HEV | 2040 | TWh | 344 | Sub_sector | Households | Cooling | Households (cooling) | Energetic | households_cooling_final_demand_hydrogen | Hydrogen | EU | Energy demand | 0 | FEC
MT | TYNDP2026 | HEV | 2040 | TWh | 345 | Sub_sector | Households | Cooling | Households (cooling) | Energetic | households_cooling_final_demand_methane | Methane | EU | Energy demand | 0 | FEC
MT | TYNDP2026 | HEV | 2040 | TWh | 346 | Sub_sector | Households | Cooling | Households (cooling) | Energetic | households_cooling_final_demand_heat | Heat | EU | Energy demand | 0 | FEC
MT | TYNDP2026 | HEV | 2040 | TWh | 347 | Sub_sector | Households | Cooling | Households (cooling) | Energetic | households_cooling_final_demand_biomass | Biomass | EU | Energy demand | 0 | FEC
MT | TYNDP2026 | HEV | 2040 | TWh | 348 | Sub_sector | Households | Cooling | Households (cooling) | Energetic | households_cooling_final_demand_coal | Solids | EU | Energy demand | 0 | FEC
MT | TYNDP2026 | HEV | 2040 | TWh | 349 | Sub_sector | Households | Cooling | Households (cooling) | Energetic | households_cooling_final_demand_oil | Liquids | EU | Energy demand | 0 | FEC
MT | TYNDP2026 | HEV | 2040 | TWh | 350 | Sub_sector | Households | Cooling | Households (cooling) | Energetic | households_cooling_final_demand_other | Others | EU | Energy demand | 0 | FEC
MT | TYNDP2026 | HEV | 2040 | TWh | 351 | Sub_sector | Households | Cooling | Households (cooling) | Energetic | households_cooling_final_demand_ammonia | Ammonia | EU | Energy demand | 0 | FEC
MT | TYNDP2026 | HEV | 2040 | TWh | 354 | Sub_sector | Households | Hot water | Households (hot water) | Energetic | households_hot_water_final_demand_electricity | Electricity | EU | Energy demand | 0.45847 | FEC
MT | TYNDP2026 | HEV | 2040 | TWh | 355 | Sub_sector | Households | Hot water | Households (hot water) | Energetic | households_hot_water_final_demand_hydrogen | Hydrogen | EU | Energy demand | 0 | FEC
MT | TYNDP2026 | HEV | 2040 | TWh | 356 | Sub_sector | Households | Hot water | Households (hot water) | Energetic | households_hot_water_final_demand_methane | Methane | EU | Energy demand | 0 | FEC
MT | TYNDP2026 | HEV | 2040 | TWh | 357 | Sub_sector | Households | Hot water | Households (hot water) | Energetic | households_hot_water_final_demand_heat | Heat | EU | Energy demand | 0 | FEC
MT | TYNDP2026 | HEV | 2040 | TWh | 358 | Sub_sector | Households | Hot water | Households (hot water) | Energetic | households_hot_water_final_demand_biomass | Biomass | EU | Energy demand | 0.020141 | FEC
MT | TYNDP2026 | HEV | 2040 | TWh | 359 | Sub_sector | Households | Hot water | Households (hot water) | Energetic | households_hot_water_final_demand_coal | Solids | EU | Energy demand | 0 | FEC
MT | TYNDP2026 | HEV | 2040 | TWh | 360 | Sub_sector | Households | Hot water | Households (hot water) | Energetic | households_hot_water_final_demand_oil | Liquids | EU | Energy demand | 0.0038796 | FEC
MT | TYNDP2026 | HEV | 2040 | TWh | 361 | Sub_sector | Households | Hot water | Households (hot water) | Energetic | households_hot_water_final_demand_other | Others | EU | Energy demand | 0.013482 | FEC
MT | TYNDP2026 | HEV | 2040 | TWh | 362 | Sub_sector | Households | Hot water | Households (hot water) | Energetic | households_hot_water_final_demand_ammonia | Ammonia | EU | Energy demand | 0 | FEC
MT | TYNDP2026 | HEV | 2040 | TWh | 365 | Sub_sector | Households | Appliances | Households (appliances) | Energetic | households_appliances_final_demand_electricity | Electricity | EU | Energy demand | 0.50942 | FEC
MT | TYNDP2026 | HEV | 2040 | TWh | 366 | Sub_sector | Households | Appliances | Households (appliances) | Energetic | households_appliances_final_demand_hydrogen | Hydrogen | EU | Energy demand | 0 | FEC
MT | TYNDP2026 | HEV | 2040 | TWh | 367 | Sub_sector | Households | Appliances | Households (appliances) | Energetic | households_appliances_final_demand_methane | Methane | EU | Energy demand | 0.030952 | FEC
MT | TYNDP2026 | HEV | 2040 | TWh | 368 | Sub_sector | Households | Appliances | Households (appliances) | Energetic | households_appliances_final_demand_heat | Heat | EU | Energy demand | 0 | FEC
MT | TYNDP2026 | HEV | 2040 | TWh | 369 | Sub_sector | Households | Appliances | Households (appliances) | Energetic | households_appliances_final_demand_biomass | Biomass | EU | Energy demand | 0 | FEC
MT | TYNDP2026 | HEV | 2040 | TWh | 370 | Sub_sector | Households | Appliances | Households (appliances) | Energetic | households_appliances_final_demand_coal | Solids | EU | Energy demand | 0 | FEC
MT | TYNDP2026 | HEV | 2040 | TWh | 371 | Sub_sector | Households | Appliances | Households (appliances) | Energetic | households_appliances_final_demand_oil | Liquids | EU | Energy demand | 0 | FEC
MT | TYNDP2026 | HEV | 2040 | TWh | 372 | Sub_sector | Households | Appliances | Households (appliances) | Energetic | households_appliances_final_demand_other | Others | EU | Energy demand | 0 | FEC
MT | TYNDP2026 | HEV | 2040 | TWh | 373 | Sub_sector | Households | Appliances | Households (appliances) | Energetic | households_appliances_final_demand_ammonia | Ammonia | EU | Energy demand | 0 | FEC
MT | TYNDP2026 | HEV | 2040 | TWh | 375 | Sub_sector | Buildings | Space heating | Buildings (heat) | Energetic | buildings_heat_final_demand_electricity | Electricity | EU | Energy demand | 0.58572 | FEC
MT | TYNDP2026 | HEV | 2040 | TWh | 376 | Sub_sector | Buildings | Space heating | Buildings (heat) | Energetic | buildings_heat_final_demand_hydrogen | Hydrogen | EU | Energy demand | 0 | FEC
MT | TYNDP2026 | HEV | 2040 | TWh | 377 | Sub_sector | Buildings | Space heating | Buildings (heat) | Energetic | buildings_heat_final_demand_methane | Methane | EU | Energy demand | 0 | FEC
MT | TYNDP2026 | HEV | 2040 | TWh | 378 | Sub_sector | Buildings | Space heating | Buildings (heat) | Energetic | buildings_heat_final_demand_heat | Heat | EU | Energy demand | 0 | FEC
MT | TYNDP2026 | HEV | 2040 | TWh | 379 | Sub_sector | Buildings | Space heating | Buildings (heat) | Energetic | buildings_heat_final_demand_biomass | Biomass | EU | Energy demand | 0 | FEC
MT | TYNDP2026 | HEV | 2040 | TWh | 380 | Sub_sector | Buildings | Space heating | Buildings (heat) | Energetic | buildings_heat_final_demand_coal | Solids | EU | Energy demand | 0 | FEC
MT | TYNDP2026 | HEV | 2040 | TWh | 381 | Sub_sector | Buildings | Space heating | Buildings (heat) | Energetic | buildings_heat_final_demand_oil | Liquids | EU | Energy demand | 0.095186 | FEC
MT | TYNDP2026 | HEV | 2040 | TWh | 382 | Sub_sector | Buildings | Space heating | Buildings (heat) | Energetic | buildings_heat_final_demand_other | Others | EU | Energy demand | 0 | FEC
MT | TYNDP2026 | HEV | 2040 | TWh | 383 | Sub_sector | Buildings | Space heating | Buildings (heat) | Energetic | buildings_heat_final_demand_ammonia | Ammonia | EU | Energy demand | 0 | FEC
MT | TYNDP2026 | HEV | 2040 | TWh | 386 | Sub_sector | Buildings | Cooling | Buildings (cooling) | Energetic | buildings_cooling_final_demand_electricity | Electricity | EU | Energy demand | 0.3173 | FEC
MT | TYNDP2026 | HEV | 2040 | TWh | 387 | Sub_sector | Buildings | Cooling | Buildings (cooling) | Energetic | buildings_cooling_final_demand_hydrogen | Hydrogen | EU | Energy demand | 0 | FEC
MT | TYNDP2026 | HEV | 2040 | TWh | 388 | Sub_sector | Buildings | Cooling | Buildings (cooling) | Energetic | buildings_cooling_final_demand_methane | Methane | EU | Energy demand | 7.75e-13 | FEC
MT | TYNDP2026 | HEV | 2040 | TWh | 389 | Sub_sector | Buildings | Cooling | Buildings (cooling) | Energetic | buildings_cooling_final_demand_heat | Heat | EU | Energy demand | 0 | FEC
MT | TYNDP2026 | HEV | 2040 | TWh | 390 | Sub_sector | Buildings | Cooling | Buildings (cooling) | Energetic | buildings_cooling_final_demand_biomass | Biomass | EU | Energy demand | 0 | FEC
MT | TYNDP2026 | HEV | 2040 | TWh | 391 | Sub_sector | Buildings | Cooling | Buildings (cooling) | Energetic | buildings_cooling_final_demand_coal | Solids | EU | Energy demand | 0 | FEC
MT | TYNDP2026 | HEV | 2040 | TWh | 392 | Sub_sector | Buildings | Cooling | Buildings (cooling) | Energetic | buildings_cooling_final_demand_oil | Liquids | EU | Energy demand | 0 | FEC
MT | TYNDP2026 | HEV | 2040 | TWh | 393 | Sub_sector | Buildings | Cooling | Buildings (cooling) | Energetic | buildings_cooling_final_demand_other | Others | EU | Energy demand | 0 | FEC
MT | TYNDP2026 | HEV | 2040 | TWh | 394 | Sub_sector | Buildings | Cooling | Buildings (cooling) | Energetic | buildings_cooling_final_demand_ammonia | Ammonia | EU | Energy demand | 0 | FEC
MT | TYNDP2026 | HEV | 2040 | TWh | 397 | Sub_sector | Buildings | Appliances | Buildings (appliances) | Energetic | buildings_appliances_final_demand_electricity | Electricity | EU | Energy demand | 0.58477 | FEC
MT | TYNDP2026 | HEV | 2040 | TWh | 398 | Sub_sector | Buildings | Appliances | Buildings (appliances) | Energetic | buildings_appliances_final_demand_hydrogen | Hydrogen | EU | Energy demand | 0 | FEC
MT | TYNDP2026 | HEV | 2040 | TWh | 399 | Sub_sector | Buildings | Appliances | Buildings (appliances) | Energetic | buildings_appliances_final_demand_methane | Methane | EU | Energy demand | 0.0098233 | FEC
MT | TYNDP2026 | HEV | 2040 | TWh | 400 | Sub_sector | Buildings | Appliances | Buildings (appliances) | Energetic | buildings_appliances_final_demand_heat | Heat | EU | Energy demand | 0 | FEC
MT | TYNDP2026 | HEV | 2040 | TWh | 401 | Sub_sector | Buildings | Appliances | Buildings (appliances) | Energetic | buildings_appliances_final_demand_biomass | Biomass | EU | Energy demand | 0 | FEC
MT | TYNDP2026 | HEV | 2040 | TWh | 402 | Sub_sector | Buildings | Appliances | Buildings (appliances) | Energetic | buildings_appliances_final_demand_coal | Solids | EU | Energy demand | 0 | FEC
MT | TYNDP2026 | HEV | 2040 | TWh | 403 | Sub_sector | Buildings | Appliances | Buildings (appliances) | Energetic | buildings_appliances_final_demand_oil | Liquids | EU | Energy demand | 0 | FEC
MT | TYNDP2026 | HEV | 2040 | TWh | 404 | Sub_sector | Buildings | Appliances | Buildings (appliances) | Energetic | buildings_appliances_final_demand_other | Others | EU | Energy demand | 0 | FEC
MT | TYNDP2026 | HEV | 2040 | TWh | 405 | Sub_sector | Buildings | Appliances | Buildings (appliances) | Energetic | buildings_appliances_final_demand_ammonia | Ammonia | EU | Energy demand | 0 | FEC
MT | TYNDP2026 | HEV | 2040 | TWh | 407 | Sub_sector | Buildings | Datacenters | Datacenters & ICT | Energetic | datacentres_final_demand_electricity_energetic | Electricity | EU | Energy demand | 0.020903 | FEC
MT | TYNDP2026 | HEV | 2040 | TWh | 408 | Sub_sector | Buildings | Datacenters | Datacenters & ICT | Energetic | datacentres_final_demand_hydrogen_energetic | Hydrogen | EU | Energy demand | 0 | FEC
MT | TYNDP2026 | HEV | 2040 | TWh | 409 | Sub_sector | Buildings | Datacenters | Datacenters & ICT | Energetic | datacentres_final_demand_methane_energetic | Methane | EU | Energy demand | 0 | FEC
MT | TYNDP2026 | HEV | 2040 | TWh | 410 | Sub_sector | Buildings | Datacenters | Datacenters & ICT | Energetic | datacentres_final_demand_heat_energetic | Heat | EU | Energy demand | 0 | FEC
MT | TYNDP2026 | HEV | 2040 | TWh | 411 | Sub_sector | Buildings | Datacenters | Datacenters & ICT | Energetic | datacentres_final_demand_biomass_energetic | Biomass | EU | Energy demand | 0 | FEC
MT | TYNDP2026 | HEV | 2040 | TWh | 412 | Sub_sector | Buildings | Datacenters | Datacenters & ICT | Energetic | datacentres_final_demand_coal_energetic | Solids | EU | Energy demand | 0 | FEC
MT | TYNDP2026 | HEV | 2040 | TWh | 413 | Sub_sector | Buildings | Datacenters | Datacenters & ICT | Energetic | datacentres_final_demand_oil_energetic | Liquids | EU | Energy demand | 0 | FEC
MT | TYNDP2026 | HEV | 2040 | TWh | 414 | Sub_sector | Buildings | Datacenters | Datacenters & ICT | Energetic | datacentres_final_demand_other_energetic | Others | EU | Energy demand | 0 | FEC
MT | TYNDP2026 | HEV | 2040 | TWh | 415 | Sub_sector | Buildings | Datacenters | Datacenters & ICT | Energetic | datacentres_final_demand_ammonia_energetic | Ammonia | EU | Energy demand | 0 | FEC
MT | TYNDP2026 | HEV | 2040 | TWh | 417 | Sub_sector | Transport | Others_Sector | Others_Sector | Energetic | other_final_demand_electricity_energetic | Electricity | EU | Energy demand | 0.022221 | FEC
MT | TYNDP2026 | HEV | 2040 | TWh | 418 | Sub_sector | Transport | Others_Sector | Others_Sector | Energetic | other_final_demand_hydrogen_energetic | Hydrogen | EU | Energy demand | 0 | FEC
MT | TYNDP2026 | HEV | 2040 | TWh | 419 | Sub_sector | Transport | Pipeline Transport | Others_Sector | Energetic | other_final_demand_methane_energetic | Methane | EU | Energy demand | 0 | FEC
MT | TYNDP2026 | HEV | 2040 | TWh | 420 | Sub_sector | Transport | Others_Sector | Others_Sector | Energetic | other_final_demand_heat_energetic | Heat | EU | Energy demand | 0 | FEC
MT | TYNDP2026 | HEV | 2040 | TWh | 421 | Sub_sector | Transport | Others_Sector | Others_Sector | Energetic | other_final_demand_biomass_energetic | Biomass | EU | Energy demand | 0 | FEC
MT | TYNDP2026 | HEV | 2040 | TWh | 422 | Sub_sector | Transport | Others_Sector | Others_Sector | Energetic | other_final_demand_coal_energetic | Solids | EU | Energy demand | 0 | FEC
MT | TYNDP2026 | HEV | 2040 | TWh | 423 | Sub_sector | Transport | Others_Sector | Others_Sector | Energetic | other_final_demand_oil_energetic | Liquids | EU | Energy demand | 0 | FEC
MT | TYNDP2026 | HEV | 2040 | TWh | 424 | Sub_sector | Others_Sector | Others_Sector | Others_Sector | Non-energetic | other_final_demand_oil_non_energetic | Liquids | EU | Energy demand | 0 | not_included_in_FEC
MT | TYNDP2026 | HEV | 2040 | TWh | 425 | Sub_sector | Transport | Others_Sector | Others_Sector | Energetic | other_final_demand_other_energetic | Others | EU | Energy demand | 0 | FEC
MT | TYNDP2026 | HEV | 2040 | TWh | 426 | Sub_sector | Transport | Others_Sector | Others_Sector | Energetic | other_final_demand_ammonia_energetic | Ammonia | EU | Energy demand | 0 | FEC
MT | TYNDP2026 | HEV | 2040 | TWh | 427 | Sub_sector | Industry | Surplus_Heat_in_Industry | Surplus_Heat_in_Industry | Energetic | final_demand_of_industry_unused_local_production_steam_hot_water | Heat | EU | Energy demand | 0 | FEC
MT | TYNDP2026 | HEV | 2040 | TWh | 429 | Sub_sector | Agriculture | Total | Agriculture | Energetic | agriculture_final_demand_electricity_energetic | Electricity | EU | Energy demand | 0.0069982 | FEC
MT | TYNDP2026 | HEV | 2040 | TWh | 430 | Sub_sector | Agriculture | Total | Agriculture | Energetic | agriculture_final_demand_hydrogen_energetic | Hydrogen | EU | Energy demand | 0 | FEC
MT | TYNDP2026 | HEV | 2040 | TWh | 431 | Sub_sector | Agriculture | Total | Agriculture | Energetic | agriculture_final_demand_methane_energetic | Methane | EU | Energy demand | 0 | FEC
MT | TYNDP2026 | HEV | 2040 | TWh | 432 | Sub_sector | Agriculture | Total | Agriculture | Energetic | agriculture_final_demand_heat_energetic | Heat | EU | Energy demand | 0 | FEC
MT | TYNDP2026 | HEV | 2040 | TWh | 433 | Sub_sector | Agriculture | Total | Agriculture | Energetic | agriculture_final_demand_biomass_energetic | Biomass | EU | Energy demand | 0 | FEC
MT | TYNDP2026 | HEV | 2040 | TWh | 434 | Sub_sector | Agriculture | Total | Agriculture | Energetic | agriculture_final_demand_coal_energetic | Solids | EU | Energy demand | 0 | FEC
MT | TYNDP2026 | HEV | 2040 | TWh | 435 | Sub_sector | Agriculture | Total | Agriculture | Energetic | agriculture_final_demand_oil_energetic | Liquids | EU | Energy demand | 0.10371 | FEC
MT | TYNDP2026 | HEV | 2040 | TWh | 436 | Sub_sector | Agriculture | Total | Agriculture | Energetic | agriculture_final_demand_other_energetic | Others | EU | Energy demand | 0 | FEC
MT | TYNDP2026 | HEV | 2040 | TWh | 437 | Sub_sector | Agriculture | Total | Agriculture | Energetic | agriculture_final_demand_ammonia_energetic | Ammonia | EU | Energy demand | 0 | FEC
MT | TYNDP2026 | HEV | 2040 | TWh | 447 | Sub_sector | Buildings | Surplus Energy | Buildings | Energetic | GAP | Electricity | EU | Energy demand | 0 | FEC
MT | TYNDP2026 | HEV | 2040 | TWh | 448 | Sub_sector | Buildings | Surplus Energy | Buildings | Energetic | GAP | Hydrogen | EU | Energy demand | 0 | FEC
MT | TYNDP2026 | HEV | 2040 | TWh | 449 | Sub_sector | Buildings | Surplus Energy | Buildings | Energetic | GAP | Methane | EU | Energy demand | 0 | FEC
MT | TYNDP2026 | HEV | 2040 | TWh | 450 | Sub_sector | Buildings | Surplus Energy | Buildings | Energetic | GAP | Heat | EU | Energy demand | 0 | FEC
MT | TYNDP2026 | HEV | 2040 | TWh | 451 | Sub_sector | Buildings | Surplus Energy | Buildings | Energetic | GAP | Biomass | EU | Energy demand | 0 | FEC
MT | TYNDP2026 | HEV | 2040 | TWh | 452 | Sub_sector | Buildings | Surplus Energy | Buildings | Energetic | GAP | Solids | EU | Energy demand | 0 | FEC
MT | TYNDP2026 | HEV | 2040 | TWh | 453 | Sub_sector | Buildings | Surplus Energy | Buildings | Energetic | GAP | Liquids | EU | Energy demand | 0.0039358 | FEC
MT | TYNDP2026 | HEV | 2040 | TWh | 454 | Sub_sector | Buildings | Surplus Energy | Buildings | Energetic | GAP | Others | EU | Energy demand | 0 | FEC
MT | TYNDP2026 | HEV | 2040 | TWh | 455 | Sub_sector | Buildings | Surplus Energy | Buildings | Energetic | GAP | Ammonia | EU | Energy demand | 0 | FEC
MT | TYNDP2026 | HEV | 2040 | TWh | 456 | Sub_sector | Households | Surplus Energy | Households | Energetic | GAP | Electricity | EU | Energy demand | 0 | FEC
MT | TYNDP2026 | HEV | 2040 | TWh | 457 | Sub_sector | Households | Surplus Energy | Households | Energetic | GAP | Hydrogen | EU | Energy demand | 0 | FEC
MT | TYNDP2026 | HEV | 2040 | TWh | 458 | Sub_sector | Households | Surplus Energy | Households | Energetic | GAP | Methane | EU | Energy demand | 0 | FEC
MT | TYNDP2026 | HEV | 2040 | TWh | 459 | Sub_sector | Households | Surplus Energy | Households | Energetic | GAP | Heat | EU | Energy demand | 0 | FEC
MT | TYNDP2026 | HEV | 2040 | TWh | 460 | Sub_sector | Households | Surplus Energy | Households | Energetic | GAP | Biomass | EU | Energy demand | 0 | FEC
MT | TYNDP2026 | HEV | 2040 | TWh | 461 | Sub_sector | Households | Surplus Energy | Households | Energetic | GAP | Solids | EU | Energy demand | 0 | FEC
MT | TYNDP2026 | HEV | 2040 | TWh | 462 | Sub_sector | Households | Surplus Energy | Households | Energetic | GAP | Liquids | EU | Energy demand | 0 | FEC
MT | TYNDP2026 | HEV | 2040 | TWh | 463 | Sub_sector | Households | Surplus Energy | Households | Energetic | GAP | Others | EU | Energy demand | 0 | FEC
MT | TYNDP2026 | HEV | 2040 | TWh | 464 | Sub_sector | Households | Surplus Energy | Households | Energetic | GAP | Ammonia | EU | Energy demand | 0 | FEC
MT | TYNDP2026 | LEV | 2035 | TWh | 102 | Sub_sector | Industry | Aluminium | Industry (aluminium) | Energetic | industry_aluminium_demand_electricity_energetic | Electricity | EU | Energy demand | 0 | FEC
MT | TYNDP2026 | LEV | 2035 | TWh | 103 | Sub_sector | Industry | Aluminium | Industry (aluminium) | Energetic | industry_aluminium_demand_hydrogen_energetic | Hydrogen | EU | Energy demand | 0 | FEC
MT | TYNDP2026 | LEV | 2035 | TWh | 104 | Sub_sector | Industry | Aluminium | Industry (aluminium) | Energetic | industry_aluminium_demand_methane_energetic | Methane | EU | Energy demand | 0 | FEC
MT | TYNDP2026 | LEV | 2035 | TWh | 105 | Sub_sector | Industry | Aluminium | Industry (aluminium) | Energetic | industry_aluminium_demand_heat_energetic | Heat | EU | Energy demand | 0 | FEC
MT | TYNDP2026 | LEV | 2035 | TWh | 106 | Sub_sector | Industry | Aluminium | Industry (aluminium) | Energetic | industry_aluminium_demand_biomass_energetic | Biomass | EU | Energy demand | 0 | FEC
MT | TYNDP2026 | LEV | 2035 | TWh | 107 | Sub_sector | Industry | Aluminium | Industry (aluminium) | Energetic | industry_aluminium_demand_coal_energetic | Solids | EU | Energy demand | 0 | FEC
MT | TYNDP2026 | LEV | 2035 | TWh | 108 | Sub_sector | Industry | Aluminium | Industry (aluminium) | Energetic | industry_aluminium_demand_oil_energetic | Liquids | EU | Energy demand | 0 | FEC
MT | TYNDP2026 | LEV | 2035 | TWh | 109 | Sub_sector | Industry | Aluminium | Industry (aluminium) | Energetic | industry_aluminium_demand_others_energetic | Others | EU | Energy demand | 0 | FEC
MT | TYNDP2026 | LEV | 2035 | TWh | 110 | Sub_sector | Industry | Aluminium | Industry (aluminium) | Energetic | industry_ammonia_demand_others_energetic | Ammonia | EU | Energy demand | 0 | FEC
MT | TYNDP2026 | LEV | 2035 | TWh | 112 | Sub_sector | Industry | Chemicals | Industry (chemicals, energetic) | Energetic | industry_chemical_demand_electricity_energetic | Electricity | EU | Energy demand | 0.048749 | FEC
MT | TYNDP2026 | LEV | 2035 | TWh | 113 | Sub_sector | Industry | Chemicals | Industry (chemicals, energetic) | Energetic | industry_chemical_demand_hydrogen_energetic | Hydrogen | EU | Energy demand | 0 | FEC
MT | TYNDP2026 | LEV | 2035 | TWh | 114 | Sub_sector | Industry | Chemicals | Industry (chemicals, energetic) | Energetic | industry_chemical_demand_methane_energetic | Methane | EU | Energy demand | 0 | FEC
MT | TYNDP2026 | LEV | 2035 | TWh | 115 | Sub_sector | Industry | Chemicals | Industry (chemicals, energetic) | Energetic | industry_chemical_demand_heat_energetic | Heat | EU | Energy demand | 0 | FEC
MT | TYNDP2026 | LEV | 2035 | TWh | 116 | Sub_sector | Industry | Chemicals | Industry (chemicals, energetic) | Energetic | industry_chemical_demand_biomass_energetic | Biomass | EU | Energy demand | 0 | FEC
MT | TYNDP2026 | LEV | 2035 | TWh | 117 | Sub_sector | Industry | Chemicals | Industry (chemicals, energetic) | Energetic | industry_chemical_demand_coal_energetic | Solids | EU | Energy demand | 0 | FEC
MT | TYNDP2026 | LEV | 2035 | TWh | 118 | Sub_sector | Industry | Chemicals | Industry (chemicals, energetic) | Energetic | industry_chemical_demand_oil_energetic | Liquids | EU | Energy demand | 0 | FEC
MT | TYNDP2026 | LEV | 2035 | TWh | 119 | Sub_sector | Industry | Chemicals | Industry (chemicals, energetic) | Energetic | industry_chemical_demand_others_energetic | Others | EU | Energy demand | 0 | FEC
MT | TYNDP2026 | LEV | 2035 | TWh | 120 | Sub_sector | Industry | Chemicals | Industry (chemicals, energetic) | Energetic | industry_chemical_demand_ammonia_energetic | Ammonia | EU | Energy demand | 0 | FEC
MT | TYNDP2026 | LEV | 2035 | TWh | 122 | Sub_sector | Industry | Chemicals | Industry (chemicals, non-energetic) | Non-energetic | industry_chemical_demand_electricity_non_energetic | Electricity | EU | Energy demand | 0 | not_included_in_FEC
MT | TYNDP2026 | LEV | 2035 | TWh | 123 | Sub_sector | Industry | Chemicals | Industry (chemicals, non-energetic) | Non-energetic | industry_chemical_demand_hydrogen_non_energetic | Hydrogen | EU | Energy demand | 0 | not_included_in_FEC
MT | TYNDP2026 | LEV | 2035 | TWh | 124 | Sub_sector | Industry | Chemicals | Industry (chemicals, non-energetic) | Non-energetic | industry_chemical_demand_methane_non_energetic | Methane | EU | Energy demand | 0 | not_included_in_FEC
MT | TYNDP2026 | LEV | 2035 | TWh | 125 | Sub_sector | Industry | Chemicals | Industry (chemicals, non-energetic) | Non-energetic | industry_chemical_demand_heat_non_energetic | Heat | EU | Energy demand | 0 | not_included_in_FEC
MT | TYNDP2026 | LEV | 2035 | TWh | 126 | Sub_sector | Industry | Chemicals | Industry (chemicals, non-energetic) | Non-energetic | industry_chemical_demand_biomass_non_energetic | Biomass | EU | Energy demand | 0 | not_included_in_FEC
MT | TYNDP2026 | LEV | 2035 | TWh | 127 | Sub_sector | Industry | Chemicals | Industry (chemicals, non-energetic) | Non-energetic | industry_chemical_demand_coal_non_energetic | Solids | EU | Energy demand | 0 | not_included_in_FEC
MT | TYNDP2026 | LEV | 2035 | TWh | 128 | Sub_sector | Industry | Chemicals | Industry (chemicals, non-energetic) | Non-energetic | industry_chemical_demand_oil_non_energetic | Liquids | EU | Energy demand | 0 | not_included_in_FEC
MT | TYNDP2026 | LEV | 2035 | TWh | 129 | Sub_sector | Industry | Chemicals | Industry (chemicals, non-energetic) | Non-energetic | industry_chemical_demand_others_non_energetic | Others | EU | Energy demand | 0 | not_included_in_FEC
MT | TYNDP2026 | LEV | 2035 | TWh | 130 | Sub_sector | Industry | Chemicals | Industry (chemicals, non-energetic) | Non-energetic | industry_chemical_demand_ammonia_non_energetic | Ammonia | EU | Energy demand | 0 | not_included_in_FEC
MT | TYNDP2026 | LEV | 2035 | TWh | 132 | Sub_sector | Industry | Fertilizers | Industry (fertilizers, energetic) | Energetic | industry_fertilizers_demand_electricity_energetic | Electricity | EU | Energy demand | 0 | FEC
MT | TYNDP2026 | LEV | 2035 | TWh | 133 | Sub_sector | Industry | Fertilizers | Industry (fertilizers, energetic) | Energetic | industry_fertilizers_demand_hydrogen_energetic | Hydrogen | EU | Energy demand | 0 | FEC
MT | TYNDP2026 | LEV | 2035 | TWh | 134 | Sub_sector | Industry | Fertilizers | Industry (fertilizers, energetic) | Energetic | industry_fertilizers_demand_methane_energetic | Methane | EU | Energy demand | 0 | FEC
MT | TYNDP2026 | LEV | 2035 | TWh | 135 | Sub_sector | Industry | Fertilizers | Industry (fertilizers, energetic) | Energetic | industry_fertilizers_demand_heat_energetic | Heat | EU | Energy demand | 0 | FEC
MT | TYNDP2026 | LEV | 2035 | TWh | 136 | Sub_sector | Industry | Fertilizers | Industry (fertilizers, energetic) | Energetic | industry_fertilizers_demand_biomass_energetic | Biomass | EU | Energy demand | 0 | FEC
MT | TYNDP2026 | LEV | 2035 | TWh | 137 | Sub_sector | Industry | Fertilizers | Industry (fertilizers, energetic) | Energetic | industry_fertilizers_demand_coal_energetic | Solids | EU | Energy demand | 0 | FEC
MT | TYNDP2026 | LEV | 2035 | TWh | 138 | Sub_sector | Industry | Fertilizers | Industry (fertilizers, energetic) | Energetic | industry_fertilizers_demand_oil_energetic | Liquids | EU | Energy demand | 0 | FEC
MT | TYNDP2026 | LEV | 2035 | TWh | 139 | Sub_sector | Industry | Fertilizers | Industry (fertilizers, energetic) | Energetic | industry_fertilizers_demand_others_energetic | Others | EU | Energy demand | 0 | FEC
MT | TYNDP2026 | LEV | 2035 | TWh | 140 | Sub_sector | Industry | Fertilizers | Industry (fertilizers, energetic) | Energetic | industry_fertilizers_demand_ammonia_energetic | Ammonia | EU | Energy demand | 0 | FEC
MT | TYNDP2026 | LEV | 2035 | TWh | 142 | Sub_sector | Industry | Fertilizers | Industry (fertilizers, non-energetic) | Non-energetic | industry_fertilizers_demand_electricity_non_energetic | Electricity | EU | Energy demand | 0 | not_included_in_FEC
MT | TYNDP2026 | LEV | 2035 | TWh | 143 | Sub_sector | Industry | Fertilizers | Industry (fertilizers, non-energetic) | Non-energetic | industry_fertilizers_demand_hydrogen_non_energetic | Hydrogen | EU | Energy demand | 0 | not_included_in_FEC
MT | TYNDP2026 | LEV | 2035 | TWh | 144 | Sub_sector | Industry | Fertilizers | Industry (fertilizers, non-energetic) | Non-energetic | industry_fertilizers_demand_methane_non_energetic | Methane | EU | Energy demand | 0 | not_included_in_FEC
MT | TYNDP2026 | LEV | 2035 | TWh | 145 | Sub_sector | Industry | Fertilizers | Industry (fertilizers, non-energetic) | Non-energetic | industry_fertilizers_demand_heat_non_energetic | Heat | EU | Energy demand | 0 | not_included_in_FEC
MT | TYNDP2026 | LEV | 2035 | TWh | 146 | Sub_sector | Industry | Fertilizers | Industry (fertilizers, non-energetic) | Non-energetic | industry_fertilizers_demand_biomass_non_energetic | Biomass | EU | Energy demand | 0 | not_included_in_FEC
MT | TYNDP2026 | LEV | 2035 | TWh | 147 | Sub_sector | Industry | Fertilizers | Industry (fertilizers, non-energetic) | Non-energetic | industry_fertilizers_demand_coal_non_energetic | Solids | EU | Energy demand | 0 | not_included_in_FEC
MT | TYNDP2026 | LEV | 2035 | TWh | 148 | Sub_sector | Industry | Fertilizers | Industry (fertilizers, non-energetic) | Non-energetic | industry_fertilizers_demand_oil_non_energetic | Liquids | EU | Energy demand | 0 | not_included_in_FEC
MT | TYNDP2026 | LEV | 2035 | TWh | 149 | Sub_sector | Industry | Fertilizers | Industry (fertilizers, non-energetic) | Non-energetic | industry_fertilizers_demand_others_non_energetic | Others | EU | Energy demand | 0 | not_included_in_FEC
MT | TYNDP2026 | LEV | 2035 | TWh | 150 | Sub_sector | Industry | Fertilizers | Industry (fertilizers, non-energetic) | Non-energetic | industry_fertilizers_demand_ammonia_non_energetic | Ammonia | EU | Energy demand | 0 | not_included_in_FEC
MT | TYNDP2026 | LEV | 2035 | TWh | 152 | Sub_sector | Industry | Food | Industry (food) | Energetic | industry_food_demand_electricity_energetic | Electricity | EU | Energy demand | 0.082599 | FEC
MT | TYNDP2026 | LEV | 2035 | TWh | 153 | Sub_sector | Industry | Food | Industry (food) | Energetic | industry_food_demand_hydrogen_energetic | Hydrogen | EU | Energy demand | 0 | FEC
MT | TYNDP2026 | LEV | 2035 | TWh | 154 | Sub_sector | Industry | Food | Industry (food) | Energetic | industry_food_demand_methane_energetic | Methane | EU | Energy demand | 0 | FEC
MT | TYNDP2026 | LEV | 2035 | TWh | 155 | Sub_sector | Industry | Food | Industry (food) | Energetic | industry_food_demand_heat_energetic | Heat | EU | Energy demand | 0 | FEC
MT | TYNDP2026 | LEV | 2035 | TWh | 156 | Sub_sector | Industry | Food | Industry (food) | Energetic | industry_food_demand_biomass_energetic | Biomass | EU | Energy demand | 0 | FEC
MT | TYNDP2026 | LEV | 2035 | TWh | 157 | Sub_sector | Industry | Food | Industry (food) | Energetic | industry_food_demand_coal_energetic | Solids | EU | Energy demand | 0 | FEC
MT | TYNDP2026 | LEV | 2035 | TWh | 158 | Sub_sector | Industry | Food | Industry (food) | Energetic | industry_food_demand_oil_energetic | Liquids | EU | Energy demand | 0 | FEC
MT | TYNDP2026 | LEV | 2035 | TWh | 159 | Sub_sector | Industry | Food | Industry (food) | Energetic | industry_food_demand_others_energetic | Others | EU | Energy demand | 0 | FEC
MT | TYNDP2026 | LEV | 2035 | TWh | 160 | Sub_sector | Industry | Food | Industry (food) | Energetic | industry_food_demand_ammonia_energetic | Ammonia | EU | Energy demand | 0 | FEC
MT | TYNDP2026 | LEV | 2035 | TWh | 162 | Sub_sector | Industry | Metals | Industry (metal) | Energetic | industry_metal_demand_electricity_energetic | Electricity | EU | Energy demand | 0 | FEC
MT | TYNDP2026 | LEV | 2035 | TWh | 163 | Sub_sector | Industry | Metals | Industry (metal) | Energetic | industry_metal_demand_hydrogen_energetic | Hydrogen | EU | Energy demand | 0 | FEC
MT | TYNDP2026 | LEV | 2035 | TWh | 164 | Sub_sector | Industry | Metals | Industry (metal) | Energetic | industry_metal_demand_methane_energetic | Methane | EU | Energy demand | 0 | FEC
MT | TYNDP2026 | LEV | 2035 | TWh | 165 | Sub_sector | Industry | Metals | Industry (metal) | Energetic | industry_metal_demand_heat_energetic | Heat | EU | Energy demand | 0 | FEC
MT | TYNDP2026 | LEV | 2035 | TWh | 166 | Sub_sector | Industry | Metals | Industry (metal) | Energetic | industry_metal_demand_biomass_energetic | Biomass | EU | Energy demand | 0 | FEC
MT | TYNDP2026 | LEV | 2035 | TWh | 167 | Sub_sector | Industry | Metals | Industry (metal) | Energetic | industry_metal_demand_coal_energetic | Solids | EU | Energy demand | 0 | FEC
MT | TYNDP2026 | LEV | 2035 | TWh | 168 | Sub_sector | Industry | Metals | Industry (metal) | Energetic | industry_metal_demand_oil_energetic | Liquids | EU | Energy demand | 0 | FEC
MT | TYNDP2026 | LEV | 2035 | TWh | 169 | Sub_sector | Industry | Metals | Industry (metal) | Energetic | industry_metal_demand_others_energetic | Others | EU | Energy demand | 0 | FEC
MT | TYNDP2026 | LEV | 2035 | TWh | 170 | Sub_sector | Industry | Metals | Industry (metal) | Energetic | industry_metal_demand_ammonia_energetic | Ammonia | EU | Energy demand | 0 | FEC
MT | TYNDP2026 | LEV | 2035 | TWh | 172 | Sub_sector | Industry | Others | Industry (other, energetic) | Energetic | industry_other_demand_electricity_energetic | Electricity | EU | Energy demand | 0.33423 | FEC
MT | TYNDP2026 | LEV | 2035 | TWh | 173 | Sub_sector | Industry | Others | Industry (other, energetic) | Energetic | industry_other_demand_hydrogen_energetic | Hydrogen | EU | Energy demand | 0 | FEC
MT | TYNDP2026 | LEV | 2035 | TWh | 174 | Sub_sector | Industry | Others | Industry (other, energetic) | Energetic | industry_other_demand_methane_energetic | Methane | EU | Energy demand | 0 | FEC
MT | TYNDP2026 | LEV | 2035 | TWh | 175 | Sub_sector | Industry | Others | Industry (other, energetic) | Energetic | industry_other_demand_heat_energetic | Heat | EU | Energy demand | 0 | FEC
MT | TYNDP2026 | LEV | 2035 | TWh | 176 | Sub_sector | Industry | Others | Industry (other, energetic) | Energetic | industry_other_demand_biomass_energetic | Biomass | EU | Energy demand | 0 | FEC
MT | TYNDP2026 | LEV | 2035 | TWh | 177 | Sub_sector | Industry | Others | Industry (other, energetic) | Energetic | industry_other_demand_coal_energetic | Solids | EU | Energy demand | 0 | FEC
MT | TYNDP2026 | LEV | 2035 | TWh | 178 | Sub_sector | Industry | Others | Industry (other, energetic) | Energetic | industry_other_demand_oil_energetic | Liquids | EU | Energy demand | 0.40768 | FEC
MT | TYNDP2026 | LEV | 2035 | TWh | 179 | Sub_sector | Industry | Others | Industry (other, energetic) | Energetic | industry_other_demand_others_energetic | Others | EU | Energy demand | 0 | FEC
MT | TYNDP2026 | LEV | 2035 | TWh | 180 | Sub_sector | Industry | Others | Industry (other, energetic) | Energetic | industry_other_demand_ammonia_energetic | Ammonia | EU | Energy demand | 0 | FEC
MT | TYNDP2026 | LEV | 2035 | TWh | 182 | Sub_sector | Industry | Others | Industry (other, non-energetic) | Non-energetic | industry_other_demand_electricity_non_energetic | Electricity | EU | Energy demand | 0 | not_included_in_FEC
MT | TYNDP2026 | LEV | 2035 | TWh | 183 | Sub_sector | Industry | Others | Industry (other, non-energetic) | Non-energetic | industry_other_demand_hydrogen_non_energetic | Hydrogen | EU | Energy demand | 0 | not_included_in_FEC
MT | TYNDP2026 | LEV | 2035 | TWh | 184 | Sub_sector | Industry | Others | Industry (other, non-energetic) | Non-energetic | industry_other_demand_methane_non_energetic | Methane | EU | Energy demand | 0 | not_included_in_FEC
MT | TYNDP2026 | LEV | 2035 | TWh | 185 | Sub_sector | Industry | Others | Industry (other, non-energetic) | Non-energetic | industry_other_demand_heat_non_energetic | Heat | EU | Energy demand | 0 | not_included_in_FEC
MT | TYNDP2026 | LEV | 2035 | TWh | 186 | Sub_sector | Industry | Others | Industry (other, non-energetic) | Non-energetic | industry_other_demand_biomass_non_energetic | Biomass | EU | Energy demand | 0 | not_included_in_FEC
MT | TYNDP2026 | LEV | 2035 | TWh | 187 | Sub_sector | Industry | Others | Industry (other, non-energetic) | Non-energetic | industry_other_demand_coal_non_energetic | Solids | EU | Energy demand | 0 | not_included_in_FEC
MT | TYNDP2026 | LEV | 2035 | TWh | 188 | Sub_sector | Industry | Others | Industry (other, non-energetic) | Non-energetic | industry_other_demand_oil_non_energetic | Liquids | EU | Energy demand | 0.18067 | not_included_in_FEC
MT | TYNDP2026 | LEV | 2035 | TWh | 189 | Sub_sector | Industry | Others | Industry (other, non-energetic) | Non-energetic | industry_other_demand_others_non_energetic | Others | EU | Energy demand | 0 | not_included_in_FEC
MT | TYNDP2026 | LEV | 2035 | TWh | 190 | Sub_sector | Industry | Others | Industry (other, non-energetic) | Non-energetic | industry_other_demand_ammonia_non_energetic | Ammonia | EU | Energy demand | 0 | not_included_in_FEC
MT | TYNDP2026 | LEV | 2035 | TWh | 192 | Sub_sector | Industry | Paper | Industry (paper) | Energetic | industry_paper_demand_electricity_energetic | Electricity | EU | Energy demand | 0.052277 | FEC
MT | TYNDP2026 | LEV | 2035 | TWh | 193 | Sub_sector | Industry | Paper | Industry (paper) | Energetic | industry_paper_demand_hydrogen_energetic | Hydrogen | EU | Energy demand | 0 | FEC
MT | TYNDP2026 | LEV | 2035 | TWh | 194 | Sub_sector | Industry | Paper | Industry (paper) | Energetic | industry_paper_demand_methane_energetic | Methane | EU | Energy demand | 0 | FEC
MT | TYNDP2026 | LEV | 2035 | TWh | 195 | Sub_sector | Industry | Paper | Industry (paper) | Energetic | industry_paper_demand_heat_energetic | Heat | EU | Energy demand | 0 | FEC
MT | TYNDP2026 | LEV | 2035 | TWh | 196 | Sub_sector | Industry | Paper | Industry (paper) | Energetic | industry_paper_demand_biomass_energetic | Biomass | EU | Energy demand | 0 | FEC
MT | TYNDP2026 | LEV | 2035 | TWh | 197 | Sub_sector | Industry | Paper | Industry (paper) | Energetic | industry_paper_demand_coal_energetic | Solids | EU | Energy demand | 0 | FEC
MT | TYNDP2026 | LEV | 2035 | TWh | 198 | Sub_sector | Industry | Paper | Industry (paper) | Energetic | industry_paper_demand_oil_energetic | Liquids | EU | Energy demand | 0 | FEC
MT | TYNDP2026 | LEV | 2035 | TWh | 199 | Sub_sector | Industry | Paper | Industry (paper) | Energetic | industry_paper_demand_others_energetic | Others | EU | Energy demand | 0 | FEC
MT | TYNDP2026 | LEV | 2035 | TWh | 200 | Sub_sector | Industry | Paper | Industry (paper) | Energetic | industry_paper_demand_ammonia_energetic | Ammonia | EU | Energy demand | 0 | FEC
MT | TYNDP2026 | LEV | 2035 | TWh | 202 | Sub_sector | Industry | Refineries | Industry (refineries, energetic) | Energetic | industry_refinery_demand_electricity_energetic | Electricity | EU | Energy demand | 0 | not_included_in_FEC
MT | TYNDP2026 | LEV | 2035 | TWh | 203 | Sub_sector | Industry | Refineries | Industry (refineries, energetic) | Energetic | industry_refinery_demand_hydrogen_energetic | Hydrogen | EU | Energy demand | 0 | not_included_in_FEC
MT | TYNDP2026 | LEV | 2035 | TWh | 204 | Sub_sector | Industry | Refineries | Industry (refineries, energetic) | Energetic | industry_refinery_demand_methane_energetic | Methane | EU | Energy demand | 0 | not_included_in_FEC
MT | TYNDP2026 | LEV | 2035 | TWh | 205 | Sub_sector | Industry | Refineries | Industry (refineries, energetic) | Energetic | industry_refinery_demand_heat_energetic | Heat | EU | Energy demand | 0 | not_included_in_FEC
MT | TYNDP2026 | LEV | 2035 | TWh | 206 | Sub_sector | Industry | Refineries | Industry (refineries, energetic) | Energetic | industry_refinery_demand_biomass_energetic | Biomass | EU | Energy demand | 0 | not_included_in_FEC
MT | TYNDP2026 | LEV | 2035 | TWh | 207 | Sub_sector | Industry | Refineries | Industry (refineries, energetic) | Energetic | industry_refinery_demand_coal_energetic | Solids | EU | Energy demand | 0 | not_included_in_FEC
MT | TYNDP2026 | LEV | 2035 | TWh | 208 | Sub_sector | Industry | Refineries | Industry (refineries, energetic) | Energetic | industry_refinery_demand_oil_energetic | Liquids | EU | Energy demand | 0 | not_included_in_FEC
MT | TYNDP2026 | LEV | 2035 | TWh | 209 | Sub_sector | Industry | Refineries | Industry (refineries, energetic) | Energetic | industry_refinery_demand_others_energetic | Others | EU | Energy demand | 0 | not_included_in_FEC
MT | TYNDP2026 | LEV | 2035 | TWh | 210 | Sub_sector | Industry | Refineries | Industry (refineries, energetic) | Energetic | industry_refinery_demand_ammonia_energetic | Ammonia | EU | Energy demand | 0 | not_included_in_FEC
MT | TYNDP2026 | LEV | 2035 | TWh | 212 | Sub_sector | Industry | Refineries | Industry (refineries, non-energetic) | Non-energetic | industry_refinery_demand_electricity_non_energetic | Electricity | EU | Energy demand | 0 | not_included_in_FEC
MT | TYNDP2026 | LEV | 2035 | TWh | 213 | Sub_sector | Industry | Refineries | Industry (refineries, non-energetic) | Non-energetic | industry_refinery_demand_hydrogen_non_energetic | Hydrogen | EU | Energy demand | 0 | not_included_in_FEC
MT | TYNDP2026 | LEV | 2035 | TWh | 214 | Sub_sector | Industry | Refineries | Industry (refineries, non-energetic) | Non-energetic | industry_refinery_demand_methane_non_energetic | Methane | EU | Energy demand | 0 | not_included_in_FEC
MT | TYNDP2026 | LEV | 2035 | TWh | 215 | Sub_sector | Industry | Refineries | Industry (refineries, non-energetic) | Non-energetic | industry_refinery_demand_heat_non_energetic | Heat | EU | Energy demand | 0 | not_included_in_FEC
MT | TYNDP2026 | LEV | 2035 | TWh | 216 | Sub_sector | Industry | Refineries | Industry (refineries, non-energetic) | Non-energetic | industry_refinery_demand_biomass_non_energetic | Biomass | EU | Energy demand | 0 | not_included_in_FEC
MT | TYNDP2026 | LEV | 2035 | TWh | 217 | Sub_sector | Industry | Refineries | Industry (refineries, non-energetic) | Non-energetic | industry_refinery_demand_coal_non_energetic | Solids | EU | Energy demand | 0 | not_included_in_FEC
MT | TYNDP2026 | LEV | 2035 | TWh | 218 | Sub_sector | Industry | Refineries | Industry (refineries, non-energetic) | Non-energetic | industry_refinery_demand_oil_non_energetic | Liquids | EU | Energy demand | 0 | not_included_in_FEC
MT | TYNDP2026 | LEV | 2035 | TWh | 219 | Sub_sector | Industry | Refineries | Industry (refineries, non-energetic) | Non-energetic | industry_refinery_demand_others_non_energetic | Others | EU | Energy demand | 0 | not_included_in_FEC
MT | TYNDP2026 | LEV | 2035 | TWh | 220 | Sub_sector | Industry | Refineries | Industry (refineries, non-energetic) | Non-energetic | industry_refinery_demand_ammonia_non_energetic | Ammonia | EU | Energy demand | 0 | not_included_in_FEC
MT | TYNDP2026 | LEV | 2035 | TWh | 222 | Sub_sector | Industry | Steel | Industry (steel) | Energetic | industry_steel_demand_electricity_energetic | Electricity | EU | Energy demand | 0 | FEC
MT | TYNDP2026 | LEV | 2035 | TWh | 223 | Sub_sector | Industry | Steel | Industry (steel) | Energetic | industry_steel_demand_hydrogen_energetic | Hydrogen | EU | Energy demand | 0 | FEC
MT | TYNDP2026 | LEV | 2035 | TWh | 224 | Sub_sector | Industry | Steel | Industry (steel) | Energetic | industry_steel_demand_methane_energetic | Methane | EU | Energy demand | 0 | FEC
MT | TYNDP2026 | LEV | 2035 | TWh | 225 | Sub_sector | Industry | Steel | Industry (steel) | Energetic | industry_steel_demand_heat_energetic | Heat | EU | Energy demand | 0 | FEC
MT | TYNDP2026 | LEV | 2035 | TWh | 226 | Sub_sector | Industry | Steel | Industry (steel) | Energetic | industry_steel_demand_biomass_energetic | Biomass | EU | Energy demand | 0 | FEC
MT | TYNDP2026 | LEV | 2035 | TWh | 227 | Sub_sector | Industry | Steel | Industry (steel) | Energetic | industry_steel_demand_coal_energetic | Solids | EU | Energy demand | 0 | FEC
MT | TYNDP2026 | LEV | 2035 | TWh | 228 | Sub_sector | Industry | Steel | Industry (steel) | Energetic | industry_steel_demand_oil_energetic | Liquids | EU | Energy demand | 0 | FEC
MT | TYNDP2026 | LEV | 2035 | TWh | 229 | Sub_sector | Industry | Steel | Industry (steel) | Energetic | industry_steel_demand_others_energetic | Others | EU | Energy demand | 0 | FEC
MT | TYNDP2026 | LEV | 2035 | TWh | 230 | Sub_sector | Industry | Steel | Industry (steel) | Energetic | industry_steel_demand_ammonia_energetic | Ammonia | EU | Energy demand | 0 | FEC
MT | TYNDP2026 | LEV | 2035 | TWh | 232 | Sub_sector | Transport | Cars | Transport (cars) | Energetic | transport_cars_final_demand_electricity | Electricity | EU | Energy demand | 0.1264 | FEC
MT | TYNDP2026 | LEV | 2035 | TWh | 233 | Sub_sector | Transport | Cars | Transport (cars) | Energetic | transport_cars_final_demand_hydrogen | Hydrogen | EU | Energy demand | 0 | FEC
MT | TYNDP2026 | LEV | 2035 | TWh | 234 | Sub_sector | Transport | Cars | Transport (cars) | Energetic | transport_cars_final_demand_methane | Methane | EU | Energy demand | 0 | FEC
MT | TYNDP2026 | LEV | 2035 | TWh | 235 | Sub_sector | Transport | Cars | Transport (cars) | Energetic | transport_cars_final_demand_heat | Heat | EU | Energy demand | 0 | FEC
MT | TYNDP2026 | LEV | 2035 | TWh | 236 | Sub_sector | Transport | Cars | Transport (cars) | Energetic | transport_cars_final_demand_biomass | Biomass | EU | Energy demand | 0 | FEC
MT | TYNDP2026 | LEV | 2035 | TWh | 237 | Sub_sector | Transport | Cars | Transport (cars) | Energetic | transport_cars_final_demand_coal | Solids | EU | Energy demand | 0 | FEC
MT | TYNDP2026 | LEV | 2035 | TWh | 238 | Sub_sector | Transport | Cars | Transport (cars) | Energetic | transport_cars_final_demand_oil | Liquids | EU | Energy demand | 1.0566 | FEC
MT | TYNDP2026 | LEV | 2035 | TWh | 239 | Sub_sector | Transport | Cars | Transport (cars) | Energetic | transport_cars_final_demand_other | Others | EU | Energy demand | 0 | FEC
MT | TYNDP2026 | LEV | 2035 | TWh | 240 | Sub_sector | Transport | Cars | Transport (cars) | Energetic | transport_cars_final_demand_ammonia | Ammonia | EU | Energy demand | 0 | FEC
MT | TYNDP2026 | LEV | 2035 | TWh | 242 | Sub_sector | Transport | Busses | Transport (busses) | Energetic | transport_busses_final_demand_electricity | Electricity | EU | Energy demand | 0.025611 | FEC
MT | TYNDP2026 | LEV | 2035 | TWh | 243 | Sub_sector | Transport | Busses | Transport (busses) | Energetic | transport_busses_final_demand_hydrogen | Hydrogen | EU | Energy demand | 0 | FEC
MT | TYNDP2026 | LEV | 2035 | TWh | 244 | Sub_sector | Transport | Busses | Transport (busses) | Energetic | transport_busses_final_demand_methane | Methane | EU | Energy demand | 0 | FEC
MT | TYNDP2026 | LEV | 2035 | TWh | 245 | Sub_sector | Transport | Busses | Transport (busses) | Energetic | transport_busses_final_demand_heat | Heat | EU | Energy demand | 0 | FEC
MT | TYNDP2026 | LEV | 2035 | TWh | 246 | Sub_sector | Transport | Busses | Transport (busses) | Energetic | transport_busses_final_demand_biomass | Biomass | EU | Energy demand | 0 | FEC
MT | TYNDP2026 | LEV | 2035 | TWh | 247 | Sub_sector | Transport | Busses | Transport (busses) | Energetic | transport_busses_final_demand_coal | Solids | EU | Energy demand | 0 | FEC
MT | TYNDP2026 | LEV | 2035 | TWh | 248 | Sub_sector | Transport | Busses | Transport (busses) | Energetic | transport_busses_final_demand_oil | Liquids | EU | Energy demand | 0.35484 | FEC
MT | TYNDP2026 | LEV | 2035 | TWh | 249 | Sub_sector | Transport | Busses | Transport (busses) | Energetic | transport_busses_final_demand_other | Others | EU | Energy demand | 0 | FEC
MT | TYNDP2026 | LEV | 2035 | TWh | 250 | Sub_sector | Transport | Busses | Transport (busses) | Energetic | transport_busses_final_demand_ammonia | Ammonia | EU | Energy demand | 0 | FEC
MT | TYNDP2026 | LEV | 2035 | TWh | 252 | Sub_sector | Transport | Trucks | Transport (trucks) | Energetic | transport_trucks_final_demand_electricity | Electricity | EU | Energy demand | 0.0073356 | FEC
MT | TYNDP2026 | LEV | 2035 | TWh | 253 | Sub_sector | Transport | Trucks | Transport (trucks) | Energetic | transport_trucks_final_demand_hydrogen | Hydrogen | EU | Energy demand | 0 | FEC
MT | TYNDP2026 | LEV | 2035 | TWh | 254 | Sub_sector | Transport | Trucks | Transport (trucks) | Energetic | transport_trucks_final_demand_methane | Methane | EU | Energy demand | 0 | FEC
MT | TYNDP2026 | LEV | 2035 | TWh | 255 | Sub_sector | Transport | Trucks | Transport (trucks) | Energetic | transport_trucks_final_demand_heat | Heat | EU | Energy demand | 0 | FEC
MT | TYNDP2026 | LEV | 2035 | TWh | 256 | Sub_sector | Transport | Trucks | Transport (trucks) | Energetic | transport_trucks_final_demand_biomass | Biomass | EU | Energy demand | 0 | FEC
MT | TYNDP2026 | LEV | 2035 | TWh | 257 | Sub_sector | Transport | Trucks | Transport (trucks) | Energetic | transport_trucks_final_demand_coal | Solids | EU | Energy demand | 0 | FEC
MT | TYNDP2026 | LEV | 2035 | TWh | 258 | Sub_sector | Transport | Trucks | Transport (trucks) | Energetic | transport_trucks_final_demand_oil | Liquids | EU | Energy demand | 0.53061 | FEC
MT | TYNDP2026 | LEV | 2035 | TWh | 259 | Sub_sector | Transport | Trucks | Transport (trucks) | Energetic | transport_trucks_final_demand_other | Others | EU | Energy demand | 0 | FEC
MT | TYNDP2026 | LEV | 2035 | TWh | 260 | Sub_sector | Transport | Trucks | Transport (trucks) | Energetic | transport_trucks_final_demand_ammonia | Ammonia | EU | Energy demand | 0 | FEC
MT | TYNDP2026 | LEV | 2035 | TWh | 262 | Sub_sector | Transport | Vans | Transport (vans) | Energetic | transport_vans_final_demand_electricity | Electricity | EU | Energy demand | 0.077547 | FEC
MT | TYNDP2026 | LEV | 2035 | TWh | 263 | Sub_sector | Transport | Vans | Transport (vans) | Energetic | transport_vans_final_demand_hydrogen | Hydrogen | EU | Energy demand | 0 | FEC
MT | TYNDP2026 | LEV | 2035 | TWh | 264 | Sub_sector | Transport | Vans | Transport (vans) | Energetic | transport_vans_final_demand_methane | Methane | EU | Energy demand | 0 | FEC
MT | TYNDP2026 | LEV | 2035 | TWh | 265 | Sub_sector | Transport | Vans | Transport (vans) | Energetic | transport_vans_final_demand_heat | Heat | EU | Energy demand | 0 | FEC
MT | TYNDP2026 | LEV | 2035 | TWh | 266 | Sub_sector | Transport | Vans | Transport (vans) | Energetic | transport_vans_final_demand_biomass | Biomass | EU | Energy demand | 0 | FEC
MT | TYNDP2026 | LEV | 2035 | TWh | 267 | Sub_sector | Transport | Vans | Transport (vans) | Energetic | transport_vans_final_demand_coal | Solids | EU | Energy demand | 0 | FEC
MT | TYNDP2026 | LEV | 2035 | TWh | 268 | Sub_sector | Transport | Vans | Transport (vans) | Energetic | transport_vans_final_demand_oil | Liquids | EU | Energy demand | 0.41643 | FEC
MT | TYNDP2026 | LEV | 2035 | TWh | 269 | Sub_sector | Transport | Vans | Transport (vans) | Energetic | transport_vans_final_demand_other | Others | EU | Energy demand | 0 | FEC
MT | TYNDP2026 | LEV | 2035 | TWh | 270 | Sub_sector | Transport | Vans | Transport (vans) | Energetic | transport_vans_final_demand_ammonia | Ammonia | EU | Energy demand | 0 | FEC
MT | TYNDP2026 | LEV | 2035 | TWh | 272 | Sub_sector | Transport | Freight trains | Transport (trains) | Energetic | transport_trains_final_demand_electricity | Electricity | EU | Energy demand | 0 | FEC
MT | TYNDP2026 | LEV | 2035 | TWh | 273 | Sub_sector | Transport | Freight trains | Transport (trains) | Energetic | transport_trains_final_demand_hydrogen | Hydrogen | EU | Energy demand | 0 | FEC
MT | TYNDP2026 | LEV | 2035 | TWh | 274 | Sub_sector | Transport | Freight trains | Transport (trains) | Energetic | transport_trains_final_demand_methane | Methane | EU | Energy demand | 0 | FEC
MT | TYNDP2026 | LEV | 2035 | TWh | 275 | Sub_sector | Transport | Freight trains | Transport (trains) | Energetic | transport_trains_final_demand_heat | Heat | EU | Energy demand | 0 | FEC
MT | TYNDP2026 | LEV | 2035 | TWh | 276 | Sub_sector | Transport | Freight trains | Transport (trains) | Energetic | transport_trains_final_demand_biomass | Biomass | EU | Energy demand | 0 | FEC
MT | TYNDP2026 | LEV | 2035 | TWh | 277 | Sub_sector | Transport | Freight trains | Transport (trains) | Energetic | transport_trains_final_demand_coal | Solids | EU | Energy demand | 0 | FEC
MT | TYNDP2026 | LEV | 2035 | TWh | 278 | Sub_sector | Transport | Freight trains | Transport (trains) | Energetic | transport_trains_final_demand_oil | Liquids | EU | Energy demand | 0 | FEC
MT | TYNDP2026 | LEV | 2035 | TWh | 279 | Sub_sector | Transport | Freight trains | Transport (trains) | Energetic | transport_trains_final_demand_other | Others | EU | Energy demand | 0 | FEC
MT | TYNDP2026 | LEV | 2035 | TWh | 280 | Sub_sector | Transport | Freight trains | Transport (trains) | Energetic | transport_trains_final_demand_ammonia | Ammonia | EU | Energy demand | 0 | FEC
MT | TYNDP2026 | LEV | 2035 | TWh | 282 | Sub_sector | Transport | Ships | Transport (ships) | Energetic | transport_ships_final_demand_electricity | Electricity | EU | Energy demand | 0 | FEC
MT | TYNDP2026 | LEV | 2035 | TWh | 283 | Sub_sector | Transport | Ships | Transport (ships) | Energetic | transport_ships_final_demand_hydrogen | Hydrogen | EU | Energy demand | 0 | FEC
MT | TYNDP2026 | LEV | 2035 | TWh | 284 | Sub_sector | Transport | Ships | Transport (ships) | Energetic | transport_ships_final_demand_methane | Methane | EU | Energy demand | 0 | FEC
MT | TYNDP2026 | LEV | 2035 | TWh | 285 | Sub_sector | Transport | Ships | Transport (ships) | Energetic | transport_ships_final_demand_heat | Heat | EU | Energy demand | 0 | FEC
MT | TYNDP2026 | LEV | 2035 | TWh | 286 | Sub_sector | Transport | Ships | Transport (ships) | Energetic | transport_ships_final_demand_biomass | Biomass | EU | Energy demand | 0 | FEC
MT | TYNDP2026 | LEV | 2035 | TWh | 287 | Sub_sector | Transport | Ships | Transport (ships) | Energetic | transport_ships_final_demand_coal | Solids | EU | Energy demand | 0 | FEC
MT | TYNDP2026 | LEV | 2035 | TWh | 288 | Sub_sector | Transport | Ships | Transport (ships) | Energetic | transport_ships_final_demand_oil | Liquids | EU | Energy demand | 0.084638 | FEC
MT | TYNDP2026 | LEV | 2035 | TWh | 289 | Sub_sector | Transport | Ships | Transport (ships) | Energetic | transport_ships_final_demand_other | Others | EU | Energy demand | 0 | FEC
MT | TYNDP2026 | LEV | 2035 | TWh | 290 | Sub_sector | Transport | Ships | Transport (ships) | Energetic | transport_ships_final_demand_ammonia | Ammonia | EU | Energy demand | 0 | FEC
MT | TYNDP2026 | LEV | 2035 | TWh | 292 | Sub_sector | Transport | Planes | Transport (planes) | Energetic | transport_planes_final_demand_electricity | Electricity | EU | Energy demand | 0 | FEC
MT | TYNDP2026 | LEV | 2035 | TWh | 293 | Sub_sector | Transport | Planes | Transport (planes) | Energetic | transport_planes_final_demand_hydrogen | Hydrogen | EU | Energy demand | 0 | FEC
MT | TYNDP2026 | LEV | 2035 | TWh | 294 | Sub_sector | Transport | Planes | Transport (planes) | Energetic | transport_planes_final_demand_methane | Methane | EU | Energy demand | 0 | FEC
MT | TYNDP2026 | LEV | 2035 | TWh | 295 | Sub_sector | Transport | Planes | Transport (planes) | Energetic | transport_planes_final_demand_heat | Heat | EU | Energy demand | 0 | FEC
MT | TYNDP2026 | LEV | 2035 | TWh | 296 | Sub_sector | Transport | Planes | Transport (planes) | Energetic | transport_planes_final_demand_biomass | Biomass | EU | Energy demand | 0 | FEC
MT | TYNDP2026 | LEV | 2035 | TWh | 297 | Sub_sector | Transport | Planes | Transport (planes) | Energetic | transport_planes_final_demand_coal | Solids | EU | Energy demand | 0 | FEC
MT | TYNDP2026 | LEV | 2035 | TWh | 298 | Sub_sector | Transport | Planes | Transport (planes) | Energetic | transport_planes_final_demand_oil | Liquids | EU | Energy demand | 0.0065316 | FEC
MT | TYNDP2026 | LEV | 2035 | TWh | 299 | Sub_sector | Transport | Planes | Transport (planes) | Energetic | transport_planes_final_demand_other | Others | EU | Energy demand | 0 | FEC
MT | TYNDP2026 | LEV | 2035 | TWh | 300 | Sub_sector | Transport | Planes | Transport (planes) | Energetic | transport_planes_final_demand_ammonia | Ammonia | EU | Energy demand | 0 | FEC
MT | TYNDP2026 | LEV | 2035 | TWh | 302 | Sub_sector | Transport | Others | Transport (others) | Energetic | transport_other_final_demand_electricity | Electricity | EU | Energy demand | 0.0054872 | FEC
MT | TYNDP2026 | LEV | 2035 | TWh | 303 | Sub_sector | Transport | Others | Transport (others) | Energetic | transport_other_final_demand_hydrogen | Hydrogen | EU | Energy demand | 0 | FEC
MT | TYNDP2026 | LEV | 2035 | TWh | 304 | Sub_sector | Transport | Others | Transport (others) | Energetic | transport_other_final_demand_methane | Methane | EU | Energy demand | 0 | FEC
MT | TYNDP2026 | LEV | 2035 | TWh | 305 | Sub_sector | Transport | Others | Transport (others) | Energetic | transport_other_final_demand_heat | Heat | EU | Energy demand | 0 | FEC
MT | TYNDP2026 | LEV | 2035 | TWh | 306 | Sub_sector | Transport | Others | Transport (others) | Energetic | transport_other_final_demand_biomass | Biomass | EU | Energy demand | 0 | FEC
MT | TYNDP2026 | LEV | 2035 | TWh | 307 | Sub_sector | Transport | Others | Transport (others) | Energetic | transport_other_final_demand_coal | Solids | EU | Energy demand | 0 | FEC
MT | TYNDP2026 | LEV | 2035 | TWh | 308 | Sub_sector | Transport | Others | Transport (others) | Energetic | transport_other_final_demand_oil | Liquids | EU | Energy demand | 0.074687 | FEC
MT | TYNDP2026 | LEV | 2035 | TWh | 309 | Sub_sector | Transport | Others | Transport (others) | Energetic | transport_other_final_demand_other | Others | EU | Energy demand | 0 | FEC
MT | TYNDP2026 | LEV | 2035 | TWh | 310 | Sub_sector | Transport | Others | Transport (others) | Energetic | transport_other_final_demand_ammonia | Ammonia | EU | Energy demand | 0 | FEC
MT | TYNDP2026 | LEV | 2035 | TWh | 312 | Sub_sector | International transport | International aviation | Transport (int. aviation) | Energetic | transport_int_aviation_final_demand_electricity | Electricity | EU | Energy demand | 0 | FEC
MT | TYNDP2026 | LEV | 2035 | TWh | 313 | Sub_sector | International transport | International aviation | Transport (int. aviation) | Energetic | transport_int_aviation_final_demand_hydrogen | Hydrogen | EU | Energy demand | 0 | FEC
MT | TYNDP2026 | LEV | 2035 | TWh | 314 | Sub_sector | International transport | International aviation | Transport (int. aviation) | Energetic | transport_int_aviation_final_demand_methane | Methane | EU | Energy demand | 0 | FEC
MT | TYNDP2026 | LEV | 2035 | TWh | 315 | Sub_sector | International transport | International aviation | Transport (int. aviation) | Energetic | transport_int_aviation_final_demand_heat | Heat | EU | Energy demand | 0 | FEC
MT | TYNDP2026 | LEV | 2035 | TWh | 316 | Sub_sector | International transport | International aviation | Transport (int. aviation) | Energetic | transport_int_aviation_final_demand_biofuels | Biomass | EU | Energy demand | 0 | FEC
MT | TYNDP2026 | LEV | 2035 | TWh | 317 | Sub_sector | International transport | International aviation | Transport (int. aviation) | Energetic | transport_int_aviation_final_demand_coal | Solids | EU | Energy demand | 0 | FEC
MT | TYNDP2026 | LEV | 2035 | TWh | 318 | Sub_sector | International transport | International aviation | Transport (int. aviation) | Energetic | transport_int_aviation_final_demand_oil | Liquids | EU | Energy demand | 1.7364 | FEC
MT | TYNDP2026 | LEV | 2035 | TWh | 319 | Sub_sector | International transport | International aviation | Transport (int. aviation) | Energetic | transport_int_aviation_final_demand_other | Others | EU | Energy demand | 0 | FEC
MT | TYNDP2026 | LEV | 2035 | TWh | 320 | Sub_sector | International transport | International aviation | Transport (int. aviation) | Energetic | transport_int_aviation_final_demand_ammonia | Ammonia | EU | Energy demand | 0 | FEC
MT | TYNDP2026 | LEV | 2035 | TWh | 322 | Sub_sector | International transport | International shipping | Transport (int. shipping) | Energetic | transport_int_shipping_final_demand_electricity | Electricity | EU | Energy demand | 0 | not_included_in_FEC
MT | TYNDP2026 | LEV | 2035 | TWh | 323 | Sub_sector | International transport | International shipping | Transport (int. shipping) | Energetic | transport_int_shipping_final_demand_hydrogen | Hydrogen | EU | Energy demand | 0 | not_included_in_FEC
MT | TYNDP2026 | LEV | 2035 | TWh | 324 | Sub_sector | International transport | International shipping | Transport (int. shipping) | Energetic | transport_int_shipping_final_demand_methane | Methane | EU | Energy demand | 0 | not_included_in_FEC
MT | TYNDP2026 | LEV | 2035 | TWh | 325 | Sub_sector | International transport | International shipping | Transport (int. shipping) | Energetic | transport_int_shipping_final_demand_heat | Heat | EU | Energy demand | 0 | not_included_in_FEC
MT | TYNDP2026 | LEV | 2035 | TWh | 326 | Sub_sector | International transport | International shipping | Transport (int. shipping) | Energetic | transport_int_shipping_final_demand_biofuels | Biomass | EU | Energy demand | 0 | not_included_in_FEC
MT | TYNDP2026 | LEV | 2035 | TWh | 327 | Sub_sector | International transport | International shipping | Transport (int. shipping) | Energetic | transport_int_shipping_final_demand_coal | Solids | EU | Energy demand | 0 | not_included_in_FEC
MT | TYNDP2026 | LEV | 2035 | TWh | 328 | Sub_sector | International transport | International shipping | Transport (int. shipping) | Energetic | transport_int_shipping_final_demand_oil | Liquids | EU | Energy demand | 22.7972 | not_included_in_FEC
MT | TYNDP2026 | LEV | 2035 | TWh | 329 | Sub_sector | International transport | International shipping | Transport (int. shipping) | Energetic | transport_int_shipping_final_demand_other | Others | EU | Energy demand | 0 | not_included_in_FEC
MT | TYNDP2026 | LEV | 2035 | TWh | 330 | Sub_sector | International transport | International shipping | Transport (int. shipping) | Energetic | transport_int_shipping_final_demand_ammonia | Ammonia | EU | Energy demand | 0 | not_included_in_FEC
MT | TYNDP2026 | LEV | 2035 | TWh | 332 | Sub_sector | Households | Space heating | Households (heating) | Energetic | households_heating_final_demand_electricity | Electricity | EU | Energy demand | 0.12483 | FEC
MT | TYNDP2026 | LEV | 2035 | TWh | 333 | Sub_sector | Households | Space heating | Households (heating) | Energetic | households_heating_final_demand_hydrogen | Hydrogen | EU | Energy demand | 0 | FEC
MT | TYNDP2026 | LEV | 2035 | TWh | 334 | Sub_sector | Households | Space heating | Households (heating) | Energetic | households_heating_final_demand_methane | Methane | EU | Energy demand | 0 | FEC
MT | TYNDP2026 | LEV | 2035 | TWh | 335 | Sub_sector | Households | Space heating | Households (heating) | Energetic | households_heating_final_demand_heat | Heat | EU | Energy demand | 0 | FEC
MT | TYNDP2026 | LEV | 2035 | TWh | 336 | Sub_sector | Households | Space heating | Households (heating) | Energetic | households_heating_final_demand_biomass | Biomass | EU | Energy demand | 0.018733 | FEC
MT | TYNDP2026 | LEV | 2035 | TWh | 337 | Sub_sector | Households | Space heating | Households (heating) | Energetic | households_heating_final_demand_coal | Solids | EU | Energy demand | 0 | FEC
MT | TYNDP2026 | LEV | 2035 | TWh | 338 | Sub_sector | Households | Space heating | Households (heating) | Energetic | households_heating_final_demand_oil | Liquids | EU | Energy demand | 0.067929 | FEC
MT | TYNDP2026 | LEV | 2035 | TWh | 339 | Sub_sector | Households | Space heating | Households (heating) | Energetic | households_heating_final_demand_other | Others | EU | Energy demand | 0 | FEC
MT | TYNDP2026 | LEV | 2035 | TWh | 340 | Sub_sector | Households | Space heating | Households (heating) | Energetic | households_heating_final_demand_ammonia | Ammonia | EU | Energy demand | 0 | FEC
MT | TYNDP2026 | LEV | 2035 | TWh | 343 | Sub_sector | Households | Cooling | Households (cooling) | Energetic | households_cooling_final_demand_electricity | Electricity | EU | Energy demand | 0.21556 | FEC
MT | TYNDP2026 | LEV | 2035 | TWh | 344 | Sub_sector | Households | Cooling | Households (cooling) | Energetic | households_cooling_final_demand_hydrogen | Hydrogen | EU | Energy demand | 0 | FEC
MT | TYNDP2026 | LEV | 2035 | TWh | 345 | Sub_sector | Households | Cooling | Households (cooling) | Energetic | households_cooling_final_demand_methane | Methane | EU | Energy demand | 0 | FEC
MT | TYNDP2026 | LEV | 2035 | TWh | 346 | Sub_sector | Households | Cooling | Households (cooling) | Energetic | households_cooling_final_demand_heat | Heat | EU | Energy demand | 0 | FEC
MT | TYNDP2026 | LEV | 2035 | TWh | 347 | Sub_sector | Households | Cooling | Households (cooling) | Energetic | households_cooling_final_demand_biomass | Biomass | EU | Energy demand | 0 | FEC
MT | TYNDP2026 | LEV | 2035 | TWh | 348 | Sub_sector | Households | Cooling | Households (cooling) | Energetic | households_cooling_final_demand_coal | Solids | EU | Energy demand | 0 | FEC
MT | TYNDP2026 | LEV | 2035 | TWh | 349 | Sub_sector | Households | Cooling | Households (cooling) | Energetic | households_cooling_final_demand_oil | Liquids | EU | Energy demand | 0 | FEC
MT | TYNDP2026 | LEV | 2035 | TWh | 350 | Sub_sector | Households | Cooling | Households (cooling) | Energetic | households_cooling_final_demand_other | Others | EU | Energy demand | 0 | FEC
MT | TYNDP2026 | LEV | 2035 | TWh | 351 | Sub_sector | Households | Cooling | Households (cooling) | Energetic | households_cooling_final_demand_ammonia | Ammonia | EU | Energy demand | 0 | FEC
MT | TYNDP2026 | LEV | 2035 | TWh | 354 | Sub_sector | Households | Hot water | Households (hot water) | Energetic | households_hot_water_final_demand_electricity | Electricity | EU | Energy demand | 0.37007 | FEC
MT | TYNDP2026 | LEV | 2035 | TWh | 355 | Sub_sector | Households | Hot water | Households (hot water) | Energetic | households_hot_water_final_demand_hydrogen | Hydrogen | EU | Energy demand | 0 | FEC
MT | TYNDP2026 | LEV | 2035 | TWh | 356 | Sub_sector | Households | Hot water | Households (hot water) | Energetic | households_hot_water_final_demand_methane | Methane | EU | Energy demand | 0 | FEC
MT | TYNDP2026 | LEV | 2035 | TWh | 357 | Sub_sector | Households | Hot water | Households (hot water) | Energetic | households_hot_water_final_demand_heat | Heat | EU | Energy demand | 0 | FEC
MT | TYNDP2026 | LEV | 2035 | TWh | 358 | Sub_sector | Households | Hot water | Households (hot water) | Energetic | households_hot_water_final_demand_biomass | Biomass | EU | Energy demand | 0.034118 | FEC
MT | TYNDP2026 | LEV | 2035 | TWh | 359 | Sub_sector | Households | Hot water | Households (hot water) | Energetic | households_hot_water_final_demand_coal | Solids | EU | Energy demand | 0 | FEC
MT | TYNDP2026 | LEV | 2035 | TWh | 360 | Sub_sector | Households | Hot water | Households (hot water) | Energetic | households_hot_water_final_demand_oil | Liquids | EU | Energy demand | 0.085577 | FEC
MT | TYNDP2026 | LEV | 2035 | TWh | 361 | Sub_sector | Households | Hot water | Households (hot water) | Energetic | households_hot_water_final_demand_other | Others | EU | Energy demand | 0.045778 | FEC
MT | TYNDP2026 | LEV | 2035 | TWh | 362 | Sub_sector | Households | Hot water | Households (hot water) | Energetic | households_hot_water_final_demand_ammonia | Ammonia | EU | Energy demand | 0 | FEC
MT | TYNDP2026 | LEV | 2035 | TWh | 365 | Sub_sector | Households | Appliances | Households (appliances) | Energetic | households_appliances_final_demand_electricity | Electricity | EU | Energy demand | 0.49168 | FEC
MT | TYNDP2026 | LEV | 2035 | TWh | 366 | Sub_sector | Households | Appliances | Households (appliances) | Energetic | households_appliances_final_demand_hydrogen | Hydrogen | EU | Energy demand | 0 | FEC
MT | TYNDP2026 | LEV | 2035 | TWh | 367 | Sub_sector | Households | Appliances | Households (appliances) | Energetic | households_appliances_final_demand_methane | Methane | EU | Energy demand | 0.033503 | FEC
MT | TYNDP2026 | LEV | 2035 | TWh | 368 | Sub_sector | Households | Appliances | Households (appliances) | Energetic | households_appliances_final_demand_heat | Heat | EU | Energy demand | 0 | FEC
MT | TYNDP2026 | LEV | 2035 | TWh | 369 | Sub_sector | Households | Appliances | Households (appliances) | Energetic | households_appliances_final_demand_biomass | Biomass | EU | Energy demand | 0 | FEC
MT | TYNDP2026 | LEV | 2035 | TWh | 370 | Sub_sector | Households | Appliances | Households (appliances) | Energetic | households_appliances_final_demand_coal | Solids | EU | Energy demand | 0 | FEC
MT | TYNDP2026 | LEV | 2035 | TWh | 371 | Sub_sector | Households | Appliances | Households (appliances) | Energetic | households_appliances_final_demand_oil | Liquids | EU | Energy demand | 0 | FEC
MT | TYNDP2026 | LEV | 2035 | TWh | 372 | Sub_sector | Households | Appliances | Households (appliances) | Energetic | households_appliances_final_demand_other | Others | EU | Energy demand | 0 | FEC
MT | TYNDP2026 | LEV | 2035 | TWh | 373 | Sub_sector | Households | Appliances | Households (appliances) | Energetic | households_appliances_final_demand_ammonia | Ammonia | EU | Energy demand | 0 | FEC
MT | TYNDP2026 | LEV | 2035 | TWh | 375 | Sub_sector | Buildings | Space heating | Buildings (heat) | Energetic | buildings_heat_final_demand_electricity | Electricity | EU | Energy demand | 0.45156 | FEC
MT | TYNDP2026 | LEV | 2035 | TWh | 376 | Sub_sector | Buildings | Space heating | Buildings (heat) | Energetic | buildings_heat_final_demand_hydrogen | Hydrogen | EU | Energy demand | 0 | FEC
MT | TYNDP2026 | LEV | 2035 | TWh | 377 | Sub_sector | Buildings | Space heating | Buildings (heat) | Energetic | buildings_heat_final_demand_methane | Methane | EU | Energy demand | 0 | FEC
MT | TYNDP2026 | LEV | 2035 | TWh | 378 | Sub_sector | Buildings | Space heating | Buildings (heat) | Energetic | buildings_heat_final_demand_heat | Heat | EU | Energy demand | 0 | FEC
MT | TYNDP2026 | LEV | 2035 | TWh | 379 | Sub_sector | Buildings | Space heating | Buildings (heat) | Energetic | buildings_heat_final_demand_biomass | Biomass | EU | Energy demand | 0 | FEC
MT | TYNDP2026 | LEV | 2035 | TWh | 380 | Sub_sector | Buildings | Space heating | Buildings (heat) | Energetic | buildings_heat_final_demand_coal | Solids | EU | Energy demand | 0 | FEC
MT | TYNDP2026 | LEV | 2035 | TWh | 381 | Sub_sector | Buildings | Space heating | Buildings (heat) | Energetic | buildings_heat_final_demand_oil | Liquids | EU | Energy demand | 0.41117 | FEC
MT | TYNDP2026 | LEV | 2035 | TWh | 382 | Sub_sector | Buildings | Space heating | Buildings (heat) | Energetic | buildings_heat_final_demand_other | Others | EU | Energy demand | 0 | FEC
MT | TYNDP2026 | LEV | 2035 | TWh | 383 | Sub_sector | Buildings | Space heating | Buildings (heat) | Energetic | buildings_heat_final_demand_ammonia | Ammonia | EU | Energy demand | 0 | FEC
MT | TYNDP2026 | LEV | 2035 | TWh | 386 | Sub_sector | Buildings | Cooling | Buildings (cooling) | Energetic | buildings_cooling_final_demand_electricity | Electricity | EU | Energy demand | 0.3141 | FEC
MT | TYNDP2026 | LEV | 2035 | TWh | 387 | Sub_sector | Buildings | Cooling | Buildings (cooling) | Energetic | buildings_cooling_final_demand_hydrogen | Hydrogen | EU | Energy demand | 0 | FEC
MT | TYNDP2026 | LEV | 2035 | TWh | 388 | Sub_sector | Buildings | Cooling | Buildings (cooling) | Energetic | buildings_cooling_final_demand_methane | Methane | EU | Energy demand | 0 | FEC
MT | TYNDP2026 | LEV | 2035 | TWh | 389 | Sub_sector | Buildings | Cooling | Buildings (cooling) | Energetic | buildings_cooling_final_demand_heat | Heat | EU | Energy demand | 0 | FEC
MT | TYNDP2026 | LEV | 2035 | TWh | 390 | Sub_sector | Buildings | Cooling | Buildings (cooling) | Energetic | buildings_cooling_final_demand_biomass | Biomass | EU | Energy demand | 0 | FEC
MT | TYNDP2026 | LEV | 2035 | TWh | 391 | Sub_sector | Buildings | Cooling | Buildings (cooling) | Energetic | buildings_cooling_final_demand_coal | Solids | EU | Energy demand | 0 | FEC
MT | TYNDP2026 | LEV | 2035 | TWh | 392 | Sub_sector | Buildings | Cooling | Buildings (cooling) | Energetic | buildings_cooling_final_demand_oil | Liquids | EU | Energy demand | 0 | FEC
MT | TYNDP2026 | LEV | 2035 | TWh | 393 | Sub_sector | Buildings | Cooling | Buildings (cooling) | Energetic | buildings_cooling_final_demand_other | Others | EU | Energy demand | 0 | FEC
MT | TYNDP2026 | LEV | 2035 | TWh | 394 | Sub_sector | Buildings | Cooling | Buildings (cooling) | Energetic | buildings_cooling_final_demand_ammonia | Ammonia | EU | Energy demand | 0 | FEC
MT | TYNDP2026 | LEV | 2035 | TWh | 397 | Sub_sector | Buildings | Appliances | Buildings (appliances) | Energetic | buildings_appliances_final_demand_electricity | Electricity | EU | Energy demand | 0.55784 | FEC
MT | TYNDP2026 | LEV | 2035 | TWh | 398 | Sub_sector | Buildings | Appliances | Buildings (appliances) | Energetic | buildings_appliances_final_demand_hydrogen | Hydrogen | EU | Energy demand | 0 | FEC
MT | TYNDP2026 | LEV | 2035 | TWh | 399 | Sub_sector | Buildings | Appliances | Buildings (appliances) | Energetic | buildings_appliances_final_demand_methane | Methane | EU | Energy demand | 0.0093709 | FEC
MT | TYNDP2026 | LEV | 2035 | TWh | 400 | Sub_sector | Buildings | Appliances | Buildings (appliances) | Energetic | buildings_appliances_final_demand_heat | Heat | EU | Energy demand | 0 | FEC
MT | TYNDP2026 | LEV | 2035 | TWh | 401 | Sub_sector | Buildings | Appliances | Buildings (appliances) | Energetic | buildings_appliances_final_demand_biomass | Biomass | EU | Energy demand | 0 | FEC
MT | TYNDP2026 | LEV | 2035 | TWh | 402 | Sub_sector | Buildings | Appliances | Buildings (appliances) | Energetic | buildings_appliances_final_demand_coal | Solids | EU | Energy demand | 0 | FEC
MT | TYNDP2026 | LEV | 2035 | TWh | 403 | Sub_sector | Buildings | Appliances | Buildings (appliances) | Energetic | buildings_appliances_final_demand_oil | Liquids | EU | Energy demand | 0 | FEC
MT | TYNDP2026 | LEV | 2035 | TWh | 404 | Sub_sector | Buildings | Appliances | Buildings (appliances) | Energetic | buildings_appliances_final_demand_other | Others | EU | Energy demand | 0 | FEC
MT | TYNDP2026 | LEV | 2035 | TWh | 405 | Sub_sector | Buildings | Appliances | Buildings (appliances) | Energetic | buildings_appliances_final_demand_ammonia | Ammonia | EU | Energy demand | 0 | FEC
MT | TYNDP2026 | LEV | 2035 | TWh | 407 | Sub_sector | Buildings | Datacenters | Datacenters & ICT | Energetic | datacentres_final_demand_electricity_energetic | Electricity | EU | Energy demand | 0.017986 | FEC
MT | TYNDP2026 | LEV | 2035 | TWh | 408 | Sub_sector | Buildings | Datacenters | Datacenters & ICT | Energetic | datacentres_final_demand_hydrogen_energetic | Hydrogen | EU | Energy demand | 0 | FEC
MT | TYNDP2026 | LEV | 2035 | TWh | 409 | Sub_sector | Buildings | Datacenters | Datacenters & ICT | Energetic | datacentres_final_demand_methane_energetic | Methane | EU | Energy demand | 0 | FEC
MT | TYNDP2026 | LEV | 2035 | TWh | 410 | Sub_sector | Buildings | Datacenters | Datacenters & ICT | Energetic | datacentres_final_demand_heat_energetic | Heat | EU | Energy demand | 0 | FEC
MT | TYNDP2026 | LEV | 2035 | TWh | 411 | Sub_sector | Buildings | Datacenters | Datacenters & ICT | Energetic | datacentres_final_demand_biomass_energetic | Biomass | EU | Energy demand | 0 | FEC
MT | TYNDP2026 | LEV | 2035 | TWh | 412 | Sub_sector | Buildings | Datacenters | Datacenters & ICT | Energetic | datacentres_final_demand_coal_energetic | Solids | EU | Energy demand | 0 | FEC
MT | TYNDP2026 | LEV | 2035 | TWh | 413 | Sub_sector | Buildings | Datacenters | Datacenters & ICT | Energetic | datacentres_final_demand_oil_energetic | Liquids | EU | Energy demand | 0 | FEC
MT | TYNDP2026 | LEV | 2035 | TWh | 414 | Sub_sector | Buildings | Datacenters | Datacenters & ICT | Energetic | datacentres_final_demand_other_energetic | Others | EU | Energy demand | 0 | FEC
MT | TYNDP2026 | LEV | 2035 | TWh | 415 | Sub_sector | Buildings | Datacenters | Datacenters & ICT | Energetic | datacentres_final_demand_ammonia_energetic | Ammonia | EU | Energy demand | 0 | FEC
MT | TYNDP2026 | LEV | 2035 | TWh | 417 | Sub_sector | Transport | Others_Sector | Others_Sector | Energetic | other_final_demand_electricity_energetic | Electricity | EU | Energy demand | 0.022221 | FEC
MT | TYNDP2026 | LEV | 2035 | TWh | 418 | Sub_sector | Transport | Others_Sector | Others_Sector | Energetic | other_final_demand_hydrogen_energetic | Hydrogen | EU | Energy demand | 0 | FEC
MT | TYNDP2026 | LEV | 2035 | TWh | 419 | Sub_sector | Transport | Pipeline Transport | Others_Sector | Energetic | other_final_demand_methane_energetic | Methane | EU | Energy demand | 0 | FEC
MT | TYNDP2026 | LEV | 2035 | TWh | 420 | Sub_sector | Transport | Others_Sector | Others_Sector | Energetic | other_final_demand_heat_energetic | Heat | EU | Energy demand | 0 | FEC
MT | TYNDP2026 | LEV | 2035 | TWh | 421 | Sub_sector | Transport | Others_Sector | Others_Sector | Energetic | other_final_demand_biomass_energetic | Biomass | EU | Energy demand | 0 | FEC
MT | TYNDP2026 | LEV | 2035 | TWh | 422 | Sub_sector | Transport | Others_Sector | Others_Sector | Energetic | other_final_demand_coal_energetic | Solids | EU | Energy demand | 0 | FEC
MT | TYNDP2026 | LEV | 2035 | TWh | 423 | Sub_sector | Transport | Others_Sector | Others_Sector | Energetic | other_final_demand_oil_energetic | Liquids | EU | Energy demand | 0 | FEC
MT | TYNDP2026 | LEV | 2035 | TWh | 424 | Sub_sector | Others_Sector | Others_Sector | Others_Sector | Non-energetic | other_final_demand_oil_non_energetic | Liquids | EU | Energy demand | 0 | not_included_in_FEC
MT | TYNDP2026 | LEV | 2035 | TWh | 425 | Sub_sector | Transport | Others_Sector | Others_Sector | Energetic | other_final_demand_other_energetic | Others | EU | Energy demand | 0 | FEC
MT | TYNDP2026 | LEV | 2035 | TWh | 426 | Sub_sector | Transport | Others_Sector | Others_Sector | Energetic | other_final_demand_ammonia_energetic | Ammonia | EU | Energy demand | 0 | FEC
MT | TYNDP2026 | LEV | 2035 | TWh | 427 | Sub_sector | Industry | Surplus_Heat_in_Industry | Surplus_Heat_in_Industry | Energetic | final_demand_of_industry_unused_local_production_steam_hot_water | Heat | EU | Energy demand | 0 | FEC
MT | TYNDP2026 | LEV | 2035 | TWh | 429 | Sub_sector | Agriculture | Total | Agriculture | Energetic | agriculture_final_demand_electricity_energetic | Electricity | EU | Energy demand | 0.0080897 | FEC
MT | TYNDP2026 | LEV | 2035 | TWh | 430 | Sub_sector | Agriculture | Total | Agriculture | Energetic | agriculture_final_demand_hydrogen_energetic | Hydrogen | EU | Energy demand | 0 | FEC
MT | TYNDP2026 | LEV | 2035 | TWh | 431 | Sub_sector | Agriculture | Total | Agriculture | Energetic | agriculture_final_demand_methane_energetic | Methane | EU | Energy demand | 0 | FEC
MT | TYNDP2026 | LEV | 2035 | TWh | 432 | Sub_sector | Agriculture | Total | Agriculture | Energetic | agriculture_final_demand_heat_energetic | Heat | EU | Energy demand | 0 | FEC
MT | TYNDP2026 | LEV | 2035 | TWh | 433 | Sub_sector | Agriculture | Total | Agriculture | Energetic | agriculture_final_demand_biomass_energetic | Biomass | EU | Energy demand | 0 | FEC
MT | TYNDP2026 | LEV | 2035 | TWh | 434 | Sub_sector | Agriculture | Total | Agriculture | Energetic | agriculture_final_demand_coal_energetic | Solids | EU | Energy demand | 0 | FEC
MT | TYNDP2026 | LEV | 2035 | TWh | 435 | Sub_sector | Agriculture | Total | Agriculture | Energetic | agriculture_final_demand_oil_energetic | Liquids | EU | Energy demand | 0.11448 | FEC
MT | TYNDP2026 | LEV | 2035 | TWh | 436 | Sub_sector | Agriculture | Total | Agriculture | Energetic | agriculture_final_demand_other_energetic | Others | EU | Energy demand | 0 | FEC
MT | TYNDP2026 | LEV | 2035 | TWh | 437 | Sub_sector | Agriculture | Total | Agriculture | Energetic | agriculture_final_demand_ammonia_energetic | Ammonia | EU | Energy demand | 0 | FEC
MT | TYNDP2026 | LEV | 2035 | TWh | 447 | Sub_sector | Buildings | Surplus Energy | Buildings | Energetic | GAP | Electricity | EU | Energy demand | 0 | FEC
MT | TYNDP2026 | LEV | 2035 | TWh | 448 | Sub_sector | Buildings | Surplus Energy | Buildings | Energetic | GAP | Hydrogen | EU | Energy demand | 0 | FEC
MT | TYNDP2026 | LEV | 2035 | TWh | 449 | Sub_sector | Buildings | Surplus Energy | Buildings | Energetic | GAP | Methane | EU | Energy demand | 0 | FEC
MT | TYNDP2026 | LEV | 2035 | TWh | 450 | Sub_sector | Buildings | Surplus Energy | Buildings | Energetic | GAP | Heat | EU | Energy demand | 0 | FEC
MT | TYNDP2026 | LEV | 2035 | TWh | 451 | Sub_sector | Buildings | Surplus Energy | Buildings | Energetic | GAP | Biomass | EU | Energy demand | 0 | FEC
MT | TYNDP2026 | LEV | 2035 | TWh | 452 | Sub_sector | Buildings | Surplus Energy | Buildings | Energetic | GAP | Solids | EU | Energy demand | 0 | FEC
MT | TYNDP2026 | LEV | 2035 | TWh | 453 | Sub_sector | Buildings | Surplus Energy | Buildings | Energetic | GAP | Liquids | EU | Energy demand | 0.0037546 | FEC
MT | TYNDP2026 | LEV | 2035 | TWh | 454 | Sub_sector | Buildings | Surplus Energy | Buildings | Energetic | GAP | Others | EU | Energy demand | 0 | FEC
MT | TYNDP2026 | LEV | 2035 | TWh | 455 | Sub_sector | Buildings | Surplus Energy | Buildings | Energetic | GAP | Ammonia | EU | Energy demand | 0 | FEC
MT | TYNDP2026 | LEV | 2035 | TWh | 456 | Sub_sector | Households | Surplus Energy | Households | Energetic | GAP | Electricity | EU | Energy demand | 0 | FEC
MT | TYNDP2026 | LEV | 2035 | TWh | 457 | Sub_sector | Households | Surplus Energy | Households | Energetic | GAP | Hydrogen | EU | Energy demand | 0 | FEC
MT | TYNDP2026 | LEV | 2035 | TWh | 458 | Sub_sector | Households | Surplus Energy | Households | Energetic | GAP | Methane | EU | Energy demand | 0 | FEC
MT | TYNDP2026 | LEV | 2035 | TWh | 459 | Sub_sector | Households | Surplus Energy | Households | Energetic | GAP | Heat | EU | Energy demand | 0 | FEC
MT | TYNDP2026 | LEV | 2035 | TWh | 460 | Sub_sector | Households | Surplus Energy | Households | Energetic | GAP | Biomass | EU | Energy demand | 0 | FEC
MT | TYNDP2026 | LEV | 2035 | TWh | 461 | Sub_sector | Households | Surplus Energy | Households | Energetic | GAP | Solids | EU | Energy demand | 0 | FEC
MT | TYNDP2026 | LEV | 2035 | TWh | 462 | Sub_sector | Households | Surplus Energy | Households | Energetic | GAP | Liquids | EU | Energy demand | 0 | FEC
MT | TYNDP2026 | LEV | 2035 | TWh | 463 | Sub_sector | Households | Surplus Energy | Households | Energetic | GAP | Others | EU | Energy demand | 0 | FEC
MT | TYNDP2026 | LEV | 2035 | TWh | 464 | Sub_sector | Households | Surplus Energy | Households | Energetic | GAP | Ammonia | EU | Energy demand | 0 | FEC
MT | TYNDP2026 | LEV | 2040 | TWh | 102 | Sub_sector | Industry | Aluminium | Industry (aluminium) | Energetic | industry_aluminium_demand_electricity_energetic | Electricity | EU | Energy demand | 0 | FEC
MT | TYNDP2026 | LEV | 2040 | TWh | 103 | Sub_sector | Industry | Aluminium | Industry (aluminium) | Energetic | industry_aluminium_demand_hydrogen_energetic | Hydrogen | EU | Energy demand | 0 | FEC
MT | TYNDP2026 | LEV | 2040 | TWh | 104 | Sub_sector | Industry | Aluminium | Industry (aluminium) | Energetic | industry_aluminium_demand_methane_energetic | Methane | EU | Energy demand | 0 | FEC
MT | TYNDP2026 | LEV | 2040 | TWh | 105 | Sub_sector | Industry | Aluminium | Industry (aluminium) | Energetic | industry_aluminium_demand_heat_energetic | Heat | EU | Energy demand | 0 | FEC
MT | TYNDP2026 | LEV | 2040 | TWh | 106 | Sub_sector | Industry | Aluminium | Industry (aluminium) | Energetic | industry_aluminium_demand_biomass_energetic | Biomass | EU | Energy demand | 0 | FEC
MT | TYNDP2026 | LEV | 2040 | TWh | 107 | Sub_sector | Industry | Aluminium | Industry (aluminium) | Energetic | industry_aluminium_demand_coal_energetic | Solids | EU | Energy demand | 0 | FEC
MT | TYNDP2026 | LEV | 2040 | TWh | 108 | Sub_sector | Industry | Aluminium | Industry (aluminium) | Energetic | industry_aluminium_demand_oil_energetic | Liquids | EU | Energy demand | 0 | FEC
MT | TYNDP2026 | LEV | 2040 | TWh | 109 | Sub_sector | Industry | Aluminium | Industry (aluminium) | Energetic | industry_aluminium_demand_others_energetic | Others | EU | Energy demand | 0 | FEC
MT | TYNDP2026 | LEV | 2040 | TWh | 110 | Sub_sector | Industry | Aluminium | Industry (aluminium) | Energetic | industry_ammonia_demand_others_energetic | Ammonia | EU | Energy demand | 0 | FEC
MT | TYNDP2026 | LEV | 2040 | TWh | 112 | Sub_sector | Industry | Chemicals | Industry (chemicals, energetic) | Energetic | industry_chemical_demand_electricity_energetic | Electricity | EU | Energy demand | 0.057377 | FEC
MT | TYNDP2026 | LEV | 2040 | TWh | 113 | Sub_sector | Industry | Chemicals | Industry (chemicals, energetic) | Energetic | industry_chemical_demand_hydrogen_energetic | Hydrogen | EU | Energy demand | 0 | FEC
MT | TYNDP2026 | LEV | 2040 | TWh | 114 | Sub_sector | Industry | Chemicals | Industry (chemicals, energetic) | Energetic | industry_chemical_demand_methane_energetic | Methane | EU | Energy demand | 0 | FEC
MT | TYNDP2026 | LEV | 2040 | TWh | 115 | Sub_sector | Industry | Chemicals | Industry (chemicals, energetic) | Energetic | industry_chemical_demand_heat_energetic | Heat | EU | Energy demand | 0 | FEC
MT | TYNDP2026 | LEV | 2040 | TWh | 116 | Sub_sector | Industry | Chemicals | Industry (chemicals, energetic) | Energetic | industry_chemical_demand_biomass_energetic | Biomass | EU | Energy demand | 0 | FEC
MT | TYNDP2026 | LEV | 2040 | TWh | 117 | Sub_sector | Industry | Chemicals | Industry (chemicals, energetic) | Energetic | industry_chemical_demand_coal_energetic | Solids | EU | Energy demand | 0 | FEC
MT | TYNDP2026 | LEV | 2040 | TWh | 118 | Sub_sector | Industry | Chemicals | Industry (chemicals, energetic) | Energetic | industry_chemical_demand_oil_energetic | Liquids | EU | Energy demand | 0 | FEC
MT | TYNDP2026 | LEV | 2040 | TWh | 119 | Sub_sector | Industry | Chemicals | Industry (chemicals, energetic) | Energetic | industry_chemical_demand_others_energetic | Others | EU | Energy demand | 0 | FEC
MT | TYNDP2026 | LEV | 2040 | TWh | 120 | Sub_sector | Industry | Chemicals | Industry (chemicals, energetic) | Energetic | industry_chemical_demand_ammonia_energetic | Ammonia | EU | Energy demand | 0 | FEC
MT | TYNDP2026 | LEV | 2040 | TWh | 122 | Sub_sector | Industry | Chemicals | Industry (chemicals, non-energetic) | Non-energetic | industry_chemical_demand_electricity_non_energetic | Electricity | EU | Energy demand | 0 | not_included_in_FEC
MT | TYNDP2026 | LEV | 2040 | TWh | 123 | Sub_sector | Industry | Chemicals | Industry (chemicals, non-energetic) | Non-energetic | industry_chemical_demand_hydrogen_non_energetic | Hydrogen | EU | Energy demand | 0 | not_included_in_FEC
MT | TYNDP2026 | LEV | 2040 | TWh | 124 | Sub_sector | Industry | Chemicals | Industry (chemicals, non-energetic) | Non-energetic | industry_chemical_demand_methane_non_energetic | Methane | EU | Energy demand | 0 | not_included_in_FEC
MT | TYNDP2026 | LEV | 2040 | TWh | 125 | Sub_sector | Industry | Chemicals | Industry (chemicals, non-energetic) | Non-energetic | industry_chemical_demand_heat_non_energetic | Heat | EU | Energy demand | 0 | not_included_in_FEC
MT | TYNDP2026 | LEV | 2040 | TWh | 126 | Sub_sector | Industry | Chemicals | Industry (chemicals, non-energetic) | Non-energetic | industry_chemical_demand_biomass_non_energetic | Biomass | EU | Energy demand | 0 | not_included_in_FEC
MT | TYNDP2026 | LEV | 2040 | TWh | 127 | Sub_sector | Industry | Chemicals | Industry (chemicals, non-energetic) | Non-energetic | industry_chemical_demand_coal_non_energetic | Solids | EU | Energy demand | 0 | not_included_in_FEC
MT | TYNDP2026 | LEV | 2040 | TWh | 128 | Sub_sector | Industry | Chemicals | Industry (chemicals, non-energetic) | Non-energetic | industry_chemical_demand_oil_non_energetic | Liquids | EU | Energy demand | 0 | not_included_in_FEC
MT | TYNDP2026 | LEV | 2040 | TWh | 129 | Sub_sector | Industry | Chemicals | Industry (chemicals, non-energetic) | Non-energetic | industry_chemical_demand_others_non_energetic | Others | EU | Energy demand | 0 | not_included_in_FEC
MT | TYNDP2026 | LEV | 2040 | TWh | 130 | Sub_sector | Industry | Chemicals | Industry (chemicals, non-energetic) | Non-energetic | industry_chemical_demand_ammonia_non_energetic | Ammonia | EU | Energy demand | 0 | not_included_in_FEC
MT | TYNDP2026 | LEV | 2040 | TWh | 132 | Sub_sector | Industry | Fertilizers | Industry (fertilizers, energetic) | Energetic | industry_fertilizers_demand_electricity_energetic | Electricity | EU | Energy demand | 0 | FEC
MT | TYNDP2026 | LEV | 2040 | TWh | 133 | Sub_sector | Industry | Fertilizers | Industry (fertilizers, energetic) | Energetic | industry_fertilizers_demand_hydrogen_energetic | Hydrogen | EU | Energy demand | 0 | FEC
MT | TYNDP2026 | LEV | 2040 | TWh | 134 | Sub_sector | Industry | Fertilizers | Industry (fertilizers, energetic) | Energetic | industry_fertilizers_demand_methane_energetic | Methane | EU | Energy demand | 0 | FEC
MT | TYNDP2026 | LEV | 2040 | TWh | 135 | Sub_sector | Industry | Fertilizers | Industry (fertilizers, energetic) | Energetic | industry_fertilizers_demand_heat_energetic | Heat | EU | Energy demand | 0 | FEC
MT | TYNDP2026 | LEV | 2040 | TWh | 136 | Sub_sector | Industry | Fertilizers | Industry (fertilizers, energetic) | Energetic | industry_fertilizers_demand_biomass_energetic | Biomass | EU | Energy demand | 0 | FEC
MT | TYNDP2026 | LEV | 2040 | TWh | 137 | Sub_sector | Industry | Fertilizers | Industry (fertilizers, energetic) | Energetic | industry_fertilizers_demand_coal_energetic | Solids | EU | Energy demand | 0 | FEC
MT | TYNDP2026 | LEV | 2040 | TWh | 138 | Sub_sector | Industry | Fertilizers | Industry (fertilizers, energetic) | Energetic | industry_fertilizers_demand_oil_energetic | Liquids | EU | Energy demand | 0 | FEC
MT | TYNDP2026 | LEV | 2040 | TWh | 139 | Sub_sector | Industry | Fertilizers | Industry (fertilizers, energetic) | Energetic | industry_fertilizers_demand_others_energetic | Others | EU | Energy demand | 0 | FEC
MT | TYNDP2026 | LEV | 2040 | TWh | 140 | Sub_sector | Industry | Fertilizers | Industry (fertilizers, energetic) | Energetic | industry_fertilizers_demand_ammonia_energetic | Ammonia | EU | Energy demand | 0 | FEC
MT | TYNDP2026 | LEV | 2040 | TWh | 142 | Sub_sector | Industry | Fertilizers | Industry (fertilizers, non-energetic) | Non-energetic | industry_fertilizers_demand_electricity_non_energetic | Electricity | EU | Energy demand | 0 | not_included_in_FEC
MT | TYNDP2026 | LEV | 2040 | TWh | 143 | Sub_sector | Industry | Fertilizers | Industry (fertilizers, non-energetic) | Non-energetic | industry_fertilizers_demand_hydrogen_non_energetic | Hydrogen | EU | Energy demand | 0 | not_included_in_FEC
MT | TYNDP2026 | LEV | 2040 | TWh | 144 | Sub_sector | Industry | Fertilizers | Industry (fertilizers, non-energetic) | Non-energetic | industry_fertilizers_demand_methane_non_energetic | Methane | EU | Energy demand | 0 | not_included_in_FEC
MT | TYNDP2026 | LEV | 2040 | TWh | 145 | Sub_sector | Industry | Fertilizers | Industry (fertilizers, non-energetic) | Non-energetic | industry_fertilizers_demand_heat_non_energetic | Heat | EU | Energy demand | 0 | not_included_in_FEC
MT | TYNDP2026 | LEV | 2040 | TWh | 146 | Sub_sector | Industry | Fertilizers | Industry (fertilizers, non-energetic) | Non-energetic | industry_fertilizers_demand_biomass_non_energetic | Biomass | EU | Energy demand | 0 | not_included_in_FEC
MT | TYNDP2026 | LEV | 2040 | TWh | 147 | Sub_sector | Industry | Fertilizers | Industry (fertilizers, non-energetic) | Non-energetic | industry_fertilizers_demand_coal_non_energetic | Solids | EU | Energy demand | 0 | not_included_in_FEC
MT | TYNDP2026 | LEV | 2040 | TWh | 148 | Sub_sector | Industry | Fertilizers | Industry (fertilizers, non-energetic) | Non-energetic | industry_fertilizers_demand_oil_non_energetic | Liquids | EU | Energy demand | 0 | not_included_in_FEC
MT | TYNDP2026 | LEV | 2040 | TWh | 149 | Sub_sector | Industry | Fertilizers | Industry (fertilizers, non-energetic) | Non-energetic | industry_fertilizers_demand_others_non_energetic | Others | EU | Energy demand | 0 | not_included_in_FEC
MT | TYNDP2026 | LEV | 2040 | TWh | 150 | Sub_sector | Industry | Fertilizers | Industry (fertilizers, non-energetic) | Non-energetic | industry_fertilizers_demand_ammonia_non_energetic | Ammonia | EU | Energy demand | 0 | not_included_in_FEC
MT | TYNDP2026 | LEV | 2040 | TWh | 152 | Sub_sector | Industry | Food | Industry (food) | Energetic | industry_food_demand_electricity_energetic | Electricity | EU | Energy demand | 0.087241 | FEC
MT | TYNDP2026 | LEV | 2040 | TWh | 153 | Sub_sector | Industry | Food | Industry (food) | Energetic | industry_food_demand_hydrogen_energetic | Hydrogen | EU | Energy demand | 0 | FEC
MT | TYNDP2026 | LEV | 2040 | TWh | 154 | Sub_sector | Industry | Food | Industry (food) | Energetic | industry_food_demand_methane_energetic | Methane | EU | Energy demand | 0 | FEC
MT | TYNDP2026 | LEV | 2040 | TWh | 155 | Sub_sector | Industry | Food | Industry (food) | Energetic | industry_food_demand_heat_energetic | Heat | EU | Energy demand | 0 | FEC
MT | TYNDP2026 | LEV | 2040 | TWh | 156 | Sub_sector | Industry | Food | Industry (food) | Energetic | industry_food_demand_biomass_energetic | Biomass | EU | Energy demand | 0 | FEC
MT | TYNDP2026 | LEV | 2040 | TWh | 157 | Sub_sector | Industry | Food | Industry (food) | Energetic | industry_food_demand_coal_energetic | Solids | EU | Energy demand | 0 | FEC
MT | TYNDP2026 | LEV | 2040 | TWh | 158 | Sub_sector | Industry | Food | Industry (food) | Energetic | industry_food_demand_oil_energetic | Liquids | EU | Energy demand | 0 | FEC
MT | TYNDP2026 | LEV | 2040 | TWh | 159 | Sub_sector | Industry | Food | Industry (food) | Energetic | industry_food_demand_others_energetic | Others | EU | Energy demand | 0 | FEC
MT | TYNDP2026 | LEV | 2040 | TWh | 160 | Sub_sector | Industry | Food | Industry (food) | Energetic | industry_food_demand_ammonia_energetic | Ammonia | EU | Energy demand | 0 | FEC
MT | TYNDP2026 | LEV | 2040 | TWh | 162 | Sub_sector | Industry | Metals | Industry (metal) | Energetic | industry_metal_demand_electricity_energetic | Electricity | EU | Energy demand | 0 | FEC
MT | TYNDP2026 | LEV | 2040 | TWh | 163 | Sub_sector | Industry | Metals | Industry (metal) | Energetic | industry_metal_demand_hydrogen_energetic | Hydrogen | EU | Energy demand | 0 | FEC
MT | TYNDP2026 | LEV | 2040 | TWh | 164 | Sub_sector | Industry | Metals | Industry (metal) | Energetic | industry_metal_demand_methane_energetic | Methane | EU | Energy demand | 0 | FEC
MT | TYNDP2026 | LEV | 2040 | TWh | 165 | Sub_sector | Industry | Metals | Industry (metal) | Energetic | industry_metal_demand_heat_energetic | Heat | EU | Energy demand | 0 | FEC
MT | TYNDP2026 | LEV | 2040 | TWh | 166 | Sub_sector | Industry | Metals | Industry (metal) | Energetic | industry_metal_demand_biomass_energetic | Biomass | EU | Energy demand | 0 | FEC
MT | TYNDP2026 | LEV | 2040 | TWh | 167 | Sub_sector | Industry | Metals | Industry (metal) | Energetic | industry_metal_demand_coal_energetic | Solids | EU | Energy demand | 0 | FEC
MT | TYNDP2026 | LEV | 2040 | TWh | 168 | Sub_sector | Industry | Metals | Industry (metal) | Energetic | industry_metal_demand_oil_energetic | Liquids | EU | Energy demand | 0 | FEC
MT | TYNDP2026 | LEV | 2040 | TWh | 169 | Sub_sector | Industry | Metals | Industry (metal) | Energetic | industry_metal_demand_others_energetic | Others | EU | Energy demand | 0 | FEC
MT | TYNDP2026 | LEV | 2040 | TWh | 170 | Sub_sector | Industry | Metals | Industry (metal) | Energetic | industry_metal_demand_ammonia_energetic | Ammonia | EU | Energy demand | 0 | FEC
MT | TYNDP2026 | LEV | 2040 | TWh | 172 | Sub_sector | Industry | Others | Industry (other, energetic) | Energetic | industry_other_demand_electricity_energetic | Electricity | EU | Energy demand | 0.3626 | FEC
MT | TYNDP2026 | LEV | 2040 | TWh | 173 | Sub_sector | Industry | Others | Industry (other, energetic) | Energetic | industry_other_demand_hydrogen_energetic | Hydrogen | EU | Energy demand | 0 | FEC
MT | TYNDP2026 | LEV | 2040 | TWh | 174 | Sub_sector | Industry | Others | Industry (other, energetic) | Energetic | industry_other_demand_methane_energetic | Methane | EU | Energy demand | 0 | FEC
MT | TYNDP2026 | LEV | 2040 | TWh | 175 | Sub_sector | Industry | Others | Industry (other, energetic) | Energetic | industry_other_demand_heat_energetic | Heat | EU | Energy demand | 0 | FEC
MT | TYNDP2026 | LEV | 2040 | TWh | 176 | Sub_sector | Industry | Others | Industry (other, energetic) | Energetic | industry_other_demand_biomass_energetic | Biomass | EU | Energy demand | 0 | FEC
MT | TYNDP2026 | LEV | 2040 | TWh | 177 | Sub_sector | Industry | Others | Industry (other, energetic) | Energetic | industry_other_demand_coal_energetic | Solids | EU | Energy demand | 0 | FEC
MT | TYNDP2026 | LEV | 2040 | TWh | 178 | Sub_sector | Industry | Others | Industry (other, energetic) | Energetic | industry_other_demand_oil_energetic | Liquids | EU | Energy demand | 0.44228 | FEC
MT | TYNDP2026 | LEV | 2040 | TWh | 179 | Sub_sector | Industry | Others | Industry (other, energetic) | Energetic | industry_other_demand_others_energetic | Others | EU | Energy demand | 0 | FEC
MT | TYNDP2026 | LEV | 2040 | TWh | 180 | Sub_sector | Industry | Others | Industry (other, energetic) | Energetic | industry_other_demand_ammonia_energetic | Ammonia | EU | Energy demand | 0 | FEC
MT | TYNDP2026 | LEV | 2040 | TWh | 182 | Sub_sector | Industry | Others | Industry (other, non-energetic) | Non-energetic | industry_other_demand_electricity_non_energetic | Electricity | EU | Energy demand | 0 | not_included_in_FEC
MT | TYNDP2026 | LEV | 2040 | TWh | 183 | Sub_sector | Industry | Others | Industry (other, non-energetic) | Non-energetic | industry_other_demand_hydrogen_non_energetic | Hydrogen | EU | Energy demand | 0 | not_included_in_FEC
MT | TYNDP2026 | LEV | 2040 | TWh | 184 | Sub_sector | Industry | Others | Industry (other, non-energetic) | Non-energetic | industry_other_demand_methane_non_energetic | Methane | EU | Energy demand | 0 | not_included_in_FEC
MT | TYNDP2026 | LEV | 2040 | TWh | 185 | Sub_sector | Industry | Others | Industry (other, non-energetic) | Non-energetic | industry_other_demand_heat_non_energetic | Heat | EU | Energy demand | 0 | not_included_in_FEC
MT | TYNDP2026 | LEV | 2040 | TWh | 186 | Sub_sector | Industry | Others | Industry (other, non-energetic) | Non-energetic | industry_other_demand_biomass_non_energetic | Biomass | EU | Energy demand | 0 | not_included_in_FEC
MT | TYNDP2026 | LEV | 2040 | TWh | 187 | Sub_sector | Industry | Others | Industry (other, non-energetic) | Non-energetic | industry_other_demand_coal_non_energetic | Solids | EU | Energy demand | 0 | not_included_in_FEC
MT | TYNDP2026 | LEV | 2040 | TWh | 188 | Sub_sector | Industry | Others | Industry (other, non-energetic) | Non-energetic | industry_other_demand_oil_non_energetic | Liquids | EU | Energy demand | 0.18067 | not_included_in_FEC
MT | TYNDP2026 | LEV | 2040 | TWh | 189 | Sub_sector | Industry | Others | Industry (other, non-energetic) | Non-energetic | industry_other_demand_others_non_energetic | Others | EU | Energy demand | 0 | not_included_in_FEC
MT | TYNDP2026 | LEV | 2040 | TWh | 190 | Sub_sector | Industry | Others | Industry (other, non-energetic) | Non-energetic | industry_other_demand_ammonia_non_energetic | Ammonia | EU | Energy demand | 0 | not_included_in_FEC
MT | TYNDP2026 | LEV | 2040 | TWh | 192 | Sub_sector | Industry | Paper | Industry (paper) | Energetic | industry_paper_demand_electricity_energetic | Electricity | EU | Energy demand | 0.060647 | FEC
MT | TYNDP2026 | LEV | 2040 | TWh | 193 | Sub_sector | Industry | Paper | Industry (paper) | Energetic | industry_paper_demand_hydrogen_energetic | Hydrogen | EU | Energy demand | 0 | FEC
MT | TYNDP2026 | LEV | 2040 | TWh | 194 | Sub_sector | Industry | Paper | Industry (paper) | Energetic | industry_paper_demand_methane_energetic | Methane | EU | Energy demand | 0 | FEC
MT | TYNDP2026 | LEV | 2040 | TWh | 195 | Sub_sector | Industry | Paper | Industry (paper) | Energetic | industry_paper_demand_heat_energetic | Heat | EU | Energy demand | 0 | FEC
MT | TYNDP2026 | LEV | 2040 | TWh | 196 | Sub_sector | Industry | Paper | Industry (paper) | Energetic | industry_paper_demand_biomass_energetic | Biomass | EU | Energy demand | 0 | FEC
MT | TYNDP2026 | LEV | 2040 | TWh | 197 | Sub_sector | Industry | Paper | Industry (paper) | Energetic | industry_paper_demand_coal_energetic | Solids | EU | Energy demand | 0 | FEC
MT | TYNDP2026 | LEV | 2040 | TWh | 198 | Sub_sector | Industry | Paper | Industry (paper) | Energetic | industry_paper_demand_oil_energetic | Liquids | EU | Energy demand | 0 | FEC
MT | TYNDP2026 | LEV | 2040 | TWh | 199 | Sub_sector | Industry | Paper | Industry (paper) | Energetic | industry_paper_demand_others_energetic | Others | EU | Energy demand | 0 | FEC
MT | TYNDP2026 | LEV | 2040 | TWh | 200 | Sub_sector | Industry | Paper | Industry (paper) | Energetic | industry_paper_demand_ammonia_energetic | Ammonia | EU | Energy demand | 0 | FEC
MT | TYNDP2026 | LEV | 2040 | TWh | 202 | Sub_sector | Industry | Refineries | Industry (refineries, energetic) | Energetic | industry_refinery_demand_electricity_energetic | Electricity | EU | Energy demand | 0 | not_included_in_FEC
MT | TYNDP2026 | LEV | 2040 | TWh | 203 | Sub_sector | Industry | Refineries | Industry (refineries, energetic) | Energetic | industry_refinery_demand_hydrogen_energetic | Hydrogen | EU | Energy demand | 0 | not_included_in_FEC
MT | TYNDP2026 | LEV | 2040 | TWh | 204 | Sub_sector | Industry | Refineries | Industry (refineries, energetic) | Energetic | industry_refinery_demand_methane_energetic | Methane | EU | Energy demand | 0 | not_included_in_FEC
MT | TYNDP2026 | LEV | 2040 | TWh | 205 | Sub_sector | Industry | Refineries | Industry (refineries, energetic) | Energetic | industry_refinery_demand_heat_energetic | Heat | EU | Energy demand | 0 | not_included_in_FEC
MT | TYNDP2026 | LEV | 2040 | TWh | 206 | Sub_sector | Industry | Refineries | Industry (refineries, energetic) | Energetic | industry_refinery_demand_biomass_energetic | Biomass | EU | Energy demand | 0 | not_included_in_FEC
MT | TYNDP2026 | LEV | 2040 | TWh | 207 | Sub_sector | Industry | Refineries | Industry (refineries, energetic) | Energetic | industry_refinery_demand_coal_energetic | Solids | EU | Energy demand | 0 | not_included_in_FEC
MT | TYNDP2026 | LEV | 2040 | TWh | 208 | Sub_sector | Industry | Refineries | Industry (refineries, energetic) | Energetic | industry_refinery_demand_oil_energetic | Liquids | EU | Energy demand | 0 | not_included_in_FEC
MT | TYNDP2026 | LEV | 2040 | TWh | 209 | Sub_sector | Industry | Refineries | Industry (refineries, energetic) | Energetic | industry_refinery_demand_others_energetic | Others | EU | Energy demand | 0 | not_included_in_FEC
MT | TYNDP2026 | LEV | 2040 | TWh | 210 | Sub_sector | Industry | Refineries | Industry (refineries, energetic) | Energetic | industry_refinery_demand_ammonia_energetic | Ammonia | EU | Energy demand | 0 | not_included_in_FEC
MT | TYNDP2026 | LEV | 2040 | TWh | 212 | Sub_sector | Industry | Refineries | Industry (refineries, non-energetic) | Non-energetic | industry_refinery_demand_electricity_non_energetic | Electricity | EU | Energy demand | 0 | not_included_in_FEC
MT | TYNDP2026 | LEV | 2040 | TWh | 213 | Sub_sector | Industry | Refineries | Industry (refineries, non-energetic) | Non-energetic | industry_refinery_demand_hydrogen_non_energetic | Hydrogen | EU | Energy demand | 0 | not_included_in_FEC
MT | TYNDP2026 | LEV | 2040 | TWh | 214 | Sub_sector | Industry | Refineries | Industry (refineries, non-energetic) | Non-energetic | industry_refinery_demand_methane_non_energetic | Methane | EU | Energy demand | 0 | not_included_in_FEC
MT | TYNDP2026 | LEV | 2040 | TWh | 215 | Sub_sector | Industry | Refineries | Industry (refineries, non-energetic) | Non-energetic | industry_refinery_demand_heat_non_energetic | Heat | EU | Energy demand | 0 | not_included_in_FEC
MT | TYNDP2026 | LEV | 2040 | TWh | 216 | Sub_sector | Industry | Refineries | Industry (refineries, non-energetic) | Non-energetic | industry_refinery_demand_biomass_non_energetic | Biomass | EU | Energy demand | 0 | not_included_in_FEC
MT | TYNDP2026 | LEV | 2040 | TWh | 217 | Sub_sector | Industry | Refineries | Industry (refineries, non-energetic) | Non-energetic | industry_refinery_demand_coal_non_energetic | Solids | EU | Energy demand | 0 | not_included_in_FEC
MT | TYNDP2026 | LEV | 2040 | TWh | 218 | Sub_sector | Industry | Refineries | Industry (refineries, non-energetic) | Non-energetic | industry_refinery_demand_oil_non_energetic | Liquids | EU | Energy demand | 0 | not_included_in_FEC
MT | TYNDP2026 | LEV | 2040 | TWh | 219 | Sub_sector | Industry | Refineries | Industry (refineries, non-energetic) | Non-energetic | industry_refinery_demand_others_non_energetic | Others | EU | Energy demand | 0 | not_included_in_FEC
MT | TYNDP2026 | LEV | 2040 | TWh | 220 | Sub_sector | Industry | Refineries | Industry (refineries, non-energetic) | Non-energetic | industry_refinery_demand_ammonia_non_energetic | Ammonia | EU | Energy demand | 0 | not_included_in_FEC
MT | TYNDP2026 | LEV | 2040 | TWh | 222 | Sub_sector | Industry | Steel | Industry (steel) | Energetic | industry_steel_demand_electricity_energetic | Electricity | EU | Energy demand | 0 | FEC
MT | TYNDP2026 | LEV | 2040 | TWh | 223 | Sub_sector | Industry | Steel | Industry (steel) | Energetic | industry_steel_demand_hydrogen_energetic | Hydrogen | EU | Energy demand | 0 | FEC
MT | TYNDP2026 | LEV | 2040 | TWh | 224 | Sub_sector | Industry | Steel | Industry (steel) | Energetic | industry_steel_demand_methane_energetic | Methane | EU | Energy demand | 0 | FEC
MT | TYNDP2026 | LEV | 2040 | TWh | 225 | Sub_sector | Industry | Steel | Industry (steel) | Energetic | industry_steel_demand_heat_energetic | Heat | EU | Energy demand | 0 | FEC
MT | TYNDP2026 | LEV | 2040 | TWh | 226 | Sub_sector | Industry | Steel | Industry (steel) | Energetic | industry_steel_demand_biomass_energetic | Biomass | EU | Energy demand | 0 | FEC
MT | TYNDP2026 | LEV | 2040 | TWh | 227 | Sub_sector | Industry | Steel | Industry (steel) | Energetic | industry_steel_demand_coal_energetic | Solids | EU | Energy demand | 0 | FEC
MT | TYNDP2026 | LEV | 2040 | TWh | 228 | Sub_sector | Industry | Steel | Industry (steel) | Energetic | industry_steel_demand_oil_energetic | Liquids | EU | Energy demand | 0 | FEC
MT | TYNDP2026 | LEV | 2040 | TWh | 229 | Sub_sector | Industry | Steel | Industry (steel) | Energetic | industry_steel_demand_others_energetic | Others | EU | Energy demand | 0 | FEC
MT | TYNDP2026 | LEV | 2040 | TWh | 230 | Sub_sector | Industry | Steel | Industry (steel) | Energetic | industry_steel_demand_ammonia_energetic | Ammonia | EU | Energy demand | 0 | FEC
MT | TYNDP2026 | LEV | 2040 | TWh | 232 | Sub_sector | Transport | Cars | Transport (cars) | Energetic | transport_cars_final_demand_electricity | Electricity | EU | Energy demand | 0.18995 | FEC
MT | TYNDP2026 | LEV | 2040 | TWh | 233 | Sub_sector | Transport | Cars | Transport (cars) | Energetic | transport_cars_final_demand_hydrogen | Hydrogen | EU | Energy demand | 0 | FEC
MT | TYNDP2026 | LEV | 2040 | TWh | 234 | Sub_sector | Transport | Cars | Transport (cars) | Energetic | transport_cars_final_demand_methane | Methane | EU | Energy demand | 0 | FEC
MT | TYNDP2026 | LEV | 2040 | TWh | 235 | Sub_sector | Transport | Cars | Transport (cars) | Energetic | transport_cars_final_demand_heat | Heat | EU | Energy demand | 0 | FEC
MT | TYNDP2026 | LEV | 2040 | TWh | 236 | Sub_sector | Transport | Cars | Transport (cars) | Energetic | transport_cars_final_demand_biomass | Biomass | EU | Energy demand | 0 | FEC
MT | TYNDP2026 | LEV | 2040 | TWh | 237 | Sub_sector | Transport | Cars | Transport (cars) | Energetic | transport_cars_final_demand_coal | Solids | EU | Energy demand | 0 | FEC
MT | TYNDP2026 | LEV | 2040 | TWh | 238 | Sub_sector | Transport | Cars | Transport (cars) | Energetic | transport_cars_final_demand_oil | Liquids | EU | Energy demand | 0.82959 | FEC
MT | TYNDP2026 | LEV | 2040 | TWh | 239 | Sub_sector | Transport | Cars | Transport (cars) | Energetic | transport_cars_final_demand_other | Others | EU | Energy demand | 0 | FEC
MT | TYNDP2026 | LEV | 2040 | TWh | 240 | Sub_sector | Transport | Cars | Transport (cars) | Energetic | transport_cars_final_demand_ammonia | Ammonia | EU | Energy demand | 0 | FEC
MT | TYNDP2026 | LEV | 2040 | TWh | 242 | Sub_sector | Transport | Busses | Transport (busses) | Energetic | transport_busses_final_demand_electricity | Electricity | EU | Energy demand | 0.027735 | FEC
MT | TYNDP2026 | LEV | 2040 | TWh | 243 | Sub_sector | Transport | Busses | Transport (busses) | Energetic | transport_busses_final_demand_hydrogen | Hydrogen | EU | Energy demand | 0 | FEC
MT | TYNDP2026 | LEV | 2040 | TWh | 244 | Sub_sector | Transport | Busses | Transport (busses) | Energetic | transport_busses_final_demand_methane | Methane | EU | Energy demand | 0 | FEC
MT | TYNDP2026 | LEV | 2040 | TWh | 245 | Sub_sector | Transport | Busses | Transport (busses) | Energetic | transport_busses_final_demand_heat | Heat | EU | Energy demand | 0 | FEC
MT | TYNDP2026 | LEV | 2040 | TWh | 246 | Sub_sector | Transport | Busses | Transport (busses) | Energetic | transport_busses_final_demand_biomass | Biomass | EU | Energy demand | 0 | FEC
MT | TYNDP2026 | LEV | 2040 | TWh | 247 | Sub_sector | Transport | Busses | Transport (busses) | Energetic | transport_busses_final_demand_coal | Solids | EU | Energy demand | 0 | FEC
MT | TYNDP2026 | LEV | 2040 | TWh | 248 | Sub_sector | Transport | Busses | Transport (busses) | Energetic | transport_busses_final_demand_oil | Liquids | EU | Energy demand | 0.32913 | FEC
MT | TYNDP2026 | LEV | 2040 | TWh | 249 | Sub_sector | Transport | Busses | Transport (busses) | Energetic | transport_busses_final_demand_other | Others | EU | Energy demand | 0 | FEC
MT | TYNDP2026 | LEV | 2040 | TWh | 250 | Sub_sector | Transport | Busses | Transport (busses) | Energetic | transport_busses_final_demand_ammonia | Ammonia | EU | Energy demand | 0 | FEC
MT | TYNDP2026 | LEV | 2040 | TWh | 252 | Sub_sector | Transport | Trucks | Transport (trucks) | Energetic | transport_trucks_final_demand_electricity | Electricity | EU | Energy demand | 0.00898 | FEC
MT | TYNDP2026 | LEV | 2040 | TWh | 253 | Sub_sector | Transport | Trucks | Transport (trucks) | Energetic | transport_trucks_final_demand_hydrogen | Hydrogen | EU | Energy demand | 0 | FEC
MT | TYNDP2026 | LEV | 2040 | TWh | 254 | Sub_sector | Transport | Trucks | Transport (trucks) | Energetic | transport_trucks_final_demand_methane | Methane | EU | Energy demand | 0 | FEC
MT | TYNDP2026 | LEV | 2040 | TWh | 255 | Sub_sector | Transport | Trucks | Transport (trucks) | Energetic | transport_trucks_final_demand_heat | Heat | EU | Energy demand | 0 | FEC
MT | TYNDP2026 | LEV | 2040 | TWh | 256 | Sub_sector | Transport | Trucks | Transport (trucks) | Energetic | transport_trucks_final_demand_biomass | Biomass | EU | Energy demand | 0 | FEC
MT | TYNDP2026 | LEV | 2040 | TWh | 257 | Sub_sector | Transport | Trucks | Transport (trucks) | Energetic | transport_trucks_final_demand_coal | Solids | EU | Energy demand | 0 | FEC
MT | TYNDP2026 | LEV | 2040 | TWh | 258 | Sub_sector | Transport | Trucks | Transport (trucks) | Energetic | transport_trucks_final_demand_oil | Liquids | EU | Energy demand | 0.49743 | FEC
MT | TYNDP2026 | LEV | 2040 | TWh | 259 | Sub_sector | Transport | Trucks | Transport (trucks) | Energetic | transport_trucks_final_demand_other | Others | EU | Energy demand | 0 | FEC
MT | TYNDP2026 | LEV | 2040 | TWh | 260 | Sub_sector | Transport | Trucks | Transport (trucks) | Energetic | transport_trucks_final_demand_ammonia | Ammonia | EU | Energy demand | 0 | FEC
MT | TYNDP2026 | LEV | 2040 | TWh | 262 | Sub_sector | Transport | Vans | Transport (vans) | Energetic | transport_vans_final_demand_electricity | Electricity | EU | Energy demand | 0.14989 | FEC
MT | TYNDP2026 | LEV | 2040 | TWh | 263 | Sub_sector | Transport | Vans | Transport (vans) | Energetic | transport_vans_final_demand_hydrogen | Hydrogen | EU | Energy demand | 0 | FEC
MT | TYNDP2026 | LEV | 2040 | TWh | 264 | Sub_sector | Transport | Vans | Transport (vans) | Energetic | transport_vans_final_demand_methane | Methane | EU | Energy demand | 0 | FEC
MT | TYNDP2026 | LEV | 2040 | TWh | 265 | Sub_sector | Transport | Vans | Transport (vans) | Energetic | transport_vans_final_demand_heat | Heat | EU | Energy demand | 0 | FEC
MT | TYNDP2026 | LEV | 2040 | TWh | 266 | Sub_sector | Transport | Vans | Transport (vans) | Energetic | transport_vans_final_demand_biomass | Biomass | EU | Energy demand | 0 | FEC
MT | TYNDP2026 | LEV | 2040 | TWh | 267 | Sub_sector | Transport | Vans | Transport (vans) | Energetic | transport_vans_final_demand_coal | Solids | EU | Energy demand | 0 | FEC
MT | TYNDP2026 | LEV | 2040 | TWh | 268 | Sub_sector | Transport | Vans | Transport (vans) | Energetic | transport_vans_final_demand_oil | Liquids | EU | Energy demand | 0.41845 | FEC
MT | TYNDP2026 | LEV | 2040 | TWh | 269 | Sub_sector | Transport | Vans | Transport (vans) | Energetic | transport_vans_final_demand_other | Others | EU | Energy demand | 0 | FEC
MT | TYNDP2026 | LEV | 2040 | TWh | 270 | Sub_sector | Transport | Vans | Transport (vans) | Energetic | transport_vans_final_demand_ammonia | Ammonia | EU | Energy demand | 0 | FEC
MT | TYNDP2026 | LEV | 2040 | TWh | 272 | Sub_sector | Transport | Freight trains | Transport (trains) | Energetic | transport_trains_final_demand_electricity | Electricity | EU | Energy demand | 0 | FEC
MT | TYNDP2026 | LEV | 2040 | TWh | 273 | Sub_sector | Transport | Freight trains | Transport (trains) | Energetic | transport_trains_final_demand_hydrogen | Hydrogen | EU | Energy demand | 0 | FEC
MT | TYNDP2026 | LEV | 2040 | TWh | 274 | Sub_sector | Transport | Freight trains | Transport (trains) | Energetic | transport_trains_final_demand_methane | Methane | EU | Energy demand | 0 | FEC
MT | TYNDP2026 | LEV | 2040 | TWh | 275 | Sub_sector | Transport | Freight trains | Transport (trains) | Energetic | transport_trains_final_demand_heat | Heat | EU | Energy demand | 0 | FEC
MT | TYNDP2026 | LEV | 2040 | TWh | 276 | Sub_sector | Transport | Freight trains | Transport (trains) | Energetic | transport_trains_final_demand_biomass | Biomass | EU | Energy demand | 0 | FEC
MT | TYNDP2026 | LEV | 2040 | TWh | 277 | Sub_sector | Transport | Freight trains | Transport (trains) | Energetic | transport_trains_final_demand_coal | Solids | EU | Energy demand | 0 | FEC
MT | TYNDP2026 | LEV | 2040 | TWh | 278 | Sub_sector | Transport | Freight trains | Transport (trains) | Energetic | transport_trains_final_demand_oil | Liquids | EU | Energy demand | 0 | FEC
MT | TYNDP2026 | LEV | 2040 | TWh | 279 | Sub_sector | Transport | Freight trains | Transport (trains) | Energetic | transport_trains_final_demand_other | Others | EU | Energy demand | 0 | FEC
MT | TYNDP2026 | LEV | 2040 | TWh | 280 | Sub_sector | Transport | Freight trains | Transport (trains) | Energetic | transport_trains_final_demand_ammonia | Ammonia | EU | Energy demand | 0 | FEC
MT | TYNDP2026 | LEV | 2040 | TWh | 282 | Sub_sector | Transport | Ships | Transport (ships) | Energetic | transport_ships_final_demand_electricity | Electricity | EU | Energy demand | 0 | FEC
MT | TYNDP2026 | LEV | 2040 | TWh | 283 | Sub_sector | Transport | Ships | Transport (ships) | Energetic | transport_ships_final_demand_hydrogen | Hydrogen | EU | Energy demand | 0 | FEC
MT | TYNDP2026 | LEV | 2040 | TWh | 284 | Sub_sector | Transport | Ships | Transport (ships) | Energetic | transport_ships_final_demand_methane | Methane | EU | Energy demand | 0 | FEC
MT | TYNDP2026 | LEV | 2040 | TWh | 285 | Sub_sector | Transport | Ships | Transport (ships) | Energetic | transport_ships_final_demand_heat | Heat | EU | Energy demand | 0 | FEC
MT | TYNDP2026 | LEV | 2040 | TWh | 286 | Sub_sector | Transport | Ships | Transport (ships) | Energetic | transport_ships_final_demand_biomass | Biomass | EU | Energy demand | 0 | FEC
MT | TYNDP2026 | LEV | 2040 | TWh | 287 | Sub_sector | Transport | Ships | Transport (ships) | Energetic | transport_ships_final_demand_coal | Solids | EU | Energy demand | 0 | FEC
MT | TYNDP2026 | LEV | 2040 | TWh | 288 | Sub_sector | Transport | Ships | Transport (ships) | Energetic | transport_ships_final_demand_oil | Liquids | EU | Energy demand | 0.078572 | FEC
MT | TYNDP2026 | LEV | 2040 | TWh | 289 | Sub_sector | Transport | Ships | Transport (ships) | Energetic | transport_ships_final_demand_other | Others | EU | Energy demand | 0 | FEC
MT | TYNDP2026 | LEV | 2040 | TWh | 290 | Sub_sector | Transport | Ships | Transport (ships) | Energetic | transport_ships_final_demand_ammonia | Ammonia | EU | Energy demand | 0 | FEC
MT | TYNDP2026 | LEV | 2040 | TWh | 292 | Sub_sector | Transport | Planes | Transport (planes) | Energetic | transport_planes_final_demand_electricity | Electricity | EU | Energy demand | 0 | FEC
MT | TYNDP2026 | LEV | 2040 | TWh | 293 | Sub_sector | Transport | Planes | Transport (planes) | Energetic | transport_planes_final_demand_hydrogen | Hydrogen | EU | Energy demand | 0 | FEC
MT | TYNDP2026 | LEV | 2040 | TWh | 294 | Sub_sector | Transport | Planes | Transport (planes) | Energetic | transport_planes_final_demand_methane | Methane | EU | Energy demand | 0 | FEC
MT | TYNDP2026 | LEV | 2040 | TWh | 295 | Sub_sector | Transport | Planes | Transport (planes) | Energetic | transport_planes_final_demand_heat | Heat | EU | Energy demand | 0 | FEC
MT | TYNDP2026 | LEV | 2040 | TWh | 296 | Sub_sector | Transport | Planes | Transport (planes) | Energetic | transport_planes_final_demand_biomass | Biomass | EU | Energy demand | 0 | FEC
MT | TYNDP2026 | LEV | 2040 | TWh | 297 | Sub_sector | Transport | Planes | Transport (planes) | Energetic | transport_planes_final_demand_coal | Solids | EU | Energy demand | 0 | FEC
MT | TYNDP2026 | LEV | 2040 | TWh | 298 | Sub_sector | Transport | Planes | Transport (planes) | Energetic | transport_planes_final_demand_oil | Liquids | EU | Energy demand | 0.0063328 | FEC
MT | TYNDP2026 | LEV | 2040 | TWh | 299 | Sub_sector | Transport | Planes | Transport (planes) | Energetic | transport_planes_final_demand_other | Others | EU | Energy demand | 0 | FEC
MT | TYNDP2026 | LEV | 2040 | TWh | 300 | Sub_sector | Transport | Planes | Transport (planes) | Energetic | transport_planes_final_demand_ammonia | Ammonia | EU | Energy demand | 0 | FEC
MT | TYNDP2026 | LEV | 2040 | TWh | 302 | Sub_sector | Transport | Others | Transport (others) | Energetic | transport_other_final_demand_electricity | Electricity | EU | Energy demand | 0.0085072 | FEC
MT | TYNDP2026 | LEV | 2040 | TWh | 303 | Sub_sector | Transport | Others | Transport (others) | Energetic | transport_other_final_demand_hydrogen | Hydrogen | EU | Energy demand | 0 | FEC
MT | TYNDP2026 | LEV | 2040 | TWh | 304 | Sub_sector | Transport | Others | Transport (others) | Energetic | transport_other_final_demand_methane | Methane | EU | Energy demand | 0 | FEC
MT | TYNDP2026 | LEV | 2040 | TWh | 305 | Sub_sector | Transport | Others | Transport (others) | Energetic | transport_other_final_demand_heat | Heat | EU | Energy demand | 0 | FEC
MT | TYNDP2026 | LEV | 2040 | TWh | 306 | Sub_sector | Transport | Others | Transport (others) | Energetic | transport_other_final_demand_biomass | Biomass | EU | Energy demand | 0 | FEC
MT | TYNDP2026 | LEV | 2040 | TWh | 307 | Sub_sector | Transport | Others | Transport (others) | Energetic | transport_other_final_demand_coal | Solids | EU | Energy demand | 0 | FEC
MT | TYNDP2026 | LEV | 2040 | TWh | 308 | Sub_sector | Transport | Others | Transport (others) | Energetic | transport_other_final_demand_oil | Liquids | EU | Energy demand | 0.064429 | FEC
MT | TYNDP2026 | LEV | 2040 | TWh | 309 | Sub_sector | Transport | Others | Transport (others) | Energetic | transport_other_final_demand_other | Others | EU | Energy demand | 0 | FEC
MT | TYNDP2026 | LEV | 2040 | TWh | 310 | Sub_sector | Transport | Others | Transport (others) | Energetic | transport_other_final_demand_ammonia | Ammonia | EU | Energy demand | 0 | FEC
MT | TYNDP2026 | LEV | 2040 | TWh | 312 | Sub_sector | International transport | International aviation | Transport (int. aviation) | Energetic | transport_int_aviation_final_demand_electricity | Electricity | EU | Energy demand | 0 | FEC
MT | TYNDP2026 | LEV | 2040 | TWh | 313 | Sub_sector | International transport | International aviation | Transport (int. aviation) | Energetic | transport_int_aviation_final_demand_hydrogen | Hydrogen | EU | Energy demand | 0 | FEC
MT | TYNDP2026 | LEV | 2040 | TWh | 314 | Sub_sector | International transport | International aviation | Transport (int. aviation) | Energetic | transport_int_aviation_final_demand_methane | Methane | EU | Energy demand | 0 | FEC
MT | TYNDP2026 | LEV | 2040 | TWh | 315 | Sub_sector | International transport | International aviation | Transport (int. aviation) | Energetic | transport_int_aviation_final_demand_heat | Heat | EU | Energy demand | 0 | FEC
MT | TYNDP2026 | LEV | 2040 | TWh | 316 | Sub_sector | International transport | International aviation | Transport (int. aviation) | Energetic | transport_int_aviation_final_demand_biofuels | Biomass | EU | Energy demand | 0 | FEC
MT | TYNDP2026 | LEV | 2040 | TWh | 317 | Sub_sector | International transport | International aviation | Transport (int. aviation) | Energetic | transport_int_aviation_final_demand_coal | Solids | EU | Energy demand | 0 | FEC
MT | TYNDP2026 | LEV | 2040 | TWh | 318 | Sub_sector | International transport | International aviation | Transport (int. aviation) | Energetic | transport_int_aviation_final_demand_oil | Liquids | EU | Energy demand | 1.6835 | FEC
MT | TYNDP2026 | LEV | 2040 | TWh | 319 | Sub_sector | International transport | International aviation | Transport (int. aviation) | Energetic | transport_int_aviation_final_demand_other | Others | EU | Energy demand | 0 | FEC
MT | TYNDP2026 | LEV | 2040 | TWh | 320 | Sub_sector | International transport | International aviation | Transport (int. aviation) | Energetic | transport_int_aviation_final_demand_ammonia | Ammonia | EU | Energy demand | 0 | FEC
MT | TYNDP2026 | LEV | 2040 | TWh | 322 | Sub_sector | International transport | International shipping | Transport (int. shipping) | Energetic | transport_int_shipping_final_demand_electricity | Electricity | EU | Energy demand | 0 | not_included_in_FEC
MT | TYNDP2026 | LEV | 2040 | TWh | 323 | Sub_sector | International transport | International shipping | Transport (int. shipping) | Energetic | transport_int_shipping_final_demand_hydrogen | Hydrogen | EU | Energy demand | 0 | not_included_in_FEC
MT | TYNDP2026 | LEV | 2040 | TWh | 324 | Sub_sector | International transport | International shipping | Transport (int. shipping) | Energetic | transport_int_shipping_final_demand_methane | Methane | EU | Energy demand | 0 | not_included_in_FEC
MT | TYNDP2026 | LEV | 2040 | TWh | 325 | Sub_sector | International transport | International shipping | Transport (int. shipping) | Energetic | transport_int_shipping_final_demand_heat | Heat | EU | Energy demand | 0 | not_included_in_FEC
MT | TYNDP2026 | LEV | 2040 | TWh | 326 | Sub_sector | International transport | International shipping | Transport (int. shipping) | Energetic | transport_int_shipping_final_demand_biofuels | Biomass | EU | Energy demand | 0 | not_included_in_FEC
MT | TYNDP2026 | LEV | 2040 | TWh | 327 | Sub_sector | International transport | International shipping | Transport (int. shipping) | Energetic | transport_int_shipping_final_demand_coal | Solids | EU | Energy demand | 0 | not_included_in_FEC
MT | TYNDP2026 | LEV | 2040 | TWh | 328 | Sub_sector | International transport | International shipping | Transport (int. shipping) | Energetic | transport_int_shipping_final_demand_oil | Liquids | EU | Energy demand | 21.7985 | not_included_in_FEC
MT | TYNDP2026 | LEV | 2040 | TWh | 329 | Sub_sector | International transport | International shipping | Transport (int. shipping) | Energetic | transport_int_shipping_final_demand_other | Others | EU | Energy demand | 0 | not_included_in_FEC
MT | TYNDP2026 | LEV | 2040 | TWh | 330 | Sub_sector | International transport | International shipping | Transport (int. shipping) | Energetic | transport_int_shipping_final_demand_ammonia | Ammonia | EU | Energy demand | 0 | not_included_in_FEC
MT | TYNDP2026 | LEV | 2040 | TWh | 332 | Sub_sector | Households | Space heating | Households (heating) | Energetic | households_heating_final_demand_electricity | Electricity | EU | Energy demand | 0.15069 | FEC
MT | TYNDP2026 | LEV | 2040 | TWh | 333 | Sub_sector | Households | Space heating | Households (heating) | Energetic | households_heating_final_demand_hydrogen | Hydrogen | EU | Energy demand | 0 | FEC
MT | TYNDP2026 | LEV | 2040 | TWh | 334 | Sub_sector | Households | Space heating | Households (heating) | Energetic | households_heating_final_demand_methane | Methane | EU | Energy demand | 0 | FEC
MT | TYNDP2026 | LEV | 2040 | TWh | 335 | Sub_sector | Households | Space heating | Households (heating) | Energetic | households_heating_final_demand_heat | Heat | EU | Energy demand | 0 | FEC
MT | TYNDP2026 | LEV | 2040 | TWh | 336 | Sub_sector | Households | Space heating | Households (heating) | Energetic | households_heating_final_demand_biomass | Biomass | EU | Energy demand | 0.010738 | FEC
MT | TYNDP2026 | LEV | 2040 | TWh | 337 | Sub_sector | Households | Space heating | Households (heating) | Energetic | households_heating_final_demand_coal | Solids | EU | Energy demand | 0 | FEC
MT | TYNDP2026 | LEV | 2040 | TWh | 338 | Sub_sector | Households | Space heating | Households (heating) | Energetic | households_heating_final_demand_oil | Liquids | EU | Energy demand | 0.073316 | FEC
MT | TYNDP2026 | LEV | 2040 | TWh | 339 | Sub_sector | Households | Space heating | Households (heating) | Energetic | households_heating_final_demand_other | Others | EU | Energy demand | 0 | FEC
MT | TYNDP2026 | LEV | 2040 | TWh | 340 | Sub_sector | Households | Space heating | Households (heating) | Energetic | households_heating_final_demand_ammonia | Ammonia | EU | Energy demand | 0 | FEC
MT | TYNDP2026 | LEV | 2040 | TWh | 343 | Sub_sector | Households | Cooling | Households (cooling) | Energetic | households_cooling_final_demand_electricity | Electricity | EU | Energy demand | 0.22534 | FEC
MT | TYNDP2026 | LEV | 2040 | TWh | 344 | Sub_sector | Households | Cooling | Households (cooling) | Energetic | households_cooling_final_demand_hydrogen | Hydrogen | EU | Energy demand | 0 | FEC
MT | TYNDP2026 | LEV | 2040 | TWh | 345 | Sub_sector | Households | Cooling | Households (cooling) | Energetic | households_cooling_final_demand_methane | Methane | EU | Energy demand | 0 | FEC
MT | TYNDP2026 | LEV | 2040 | TWh | 346 | Sub_sector | Households | Cooling | Households (cooling) | Energetic | households_cooling_final_demand_heat | Heat | EU | Energy demand | 0 | FEC
MT | TYNDP2026 | LEV | 2040 | TWh | 347 | Sub_sector | Households | Cooling | Households (cooling) | Energetic | households_cooling_final_demand_biomass | Biomass | EU | Energy demand | 0 | FEC
MT | TYNDP2026 | LEV | 2040 | TWh | 348 | Sub_sector | Households | Cooling | Households (cooling) | Energetic | households_cooling_final_demand_coal | Solids | EU | Energy demand | 0 | FEC
MT | TYNDP2026 | LEV | 2040 | TWh | 349 | Sub_sector | Households | Cooling | Households (cooling) | Energetic | households_cooling_final_demand_oil | Liquids | EU | Energy demand | 0 | FEC
MT | TYNDP2026 | LEV | 2040 | TWh | 350 | Sub_sector | Households | Cooling | Households (cooling) | Energetic | households_cooling_final_demand_other | Others | EU | Energy demand | 0 | FEC
MT | TYNDP2026 | LEV | 2040 | TWh | 351 | Sub_sector | Households | Cooling | Households (cooling) | Energetic | households_cooling_final_demand_ammonia | Ammonia | EU | Energy demand | 0 | FEC
MT | TYNDP2026 | LEV | 2040 | TWh | 354 | Sub_sector | Households | Hot water | Households (hot water) | Energetic | households_hot_water_final_demand_electricity | Electricity | EU | Energy demand | 0.44102 | FEC
MT | TYNDP2026 | LEV | 2040 | TWh | 355 | Sub_sector | Households | Hot water | Households (hot water) | Energetic | households_hot_water_final_demand_hydrogen | Hydrogen | EU | Energy demand | 0 | FEC
MT | TYNDP2026 | LEV | 2040 | TWh | 356 | Sub_sector | Households | Hot water | Households (hot water) | Energetic | households_hot_water_final_demand_methane | Methane | EU | Energy demand | 0 | FEC
MT | TYNDP2026 | LEV | 2040 | TWh | 357 | Sub_sector | Households | Hot water | Households (hot water) | Energetic | households_hot_water_final_demand_heat | Heat | EU | Energy demand | 0 | FEC
MT | TYNDP2026 | LEV | 2040 | TWh | 358 | Sub_sector | Households | Hot water | Households (hot water) | Energetic | households_hot_water_final_demand_biomass | Biomass | EU | Energy demand | 0.020141 | FEC
MT | TYNDP2026 | LEV | 2040 | TWh | 359 | Sub_sector | Households | Hot water | Households (hot water) | Energetic | households_hot_water_final_demand_coal | Solids | EU | Energy demand | 0 | FEC
MT | TYNDP2026 | LEV | 2040 | TWh | 360 | Sub_sector | Households | Hot water | Households (hot water) | Energetic | households_hot_water_final_demand_oil | Liquids | EU | Energy demand | 0.059611 | FEC
MT | TYNDP2026 | LEV | 2040 | TWh | 361 | Sub_sector | Households | Hot water | Households (hot water) | Energetic | households_hot_water_final_demand_other | Others | EU | Energy demand | 0.013482 | FEC
MT | TYNDP2026 | LEV | 2040 | TWh | 362 | Sub_sector | Households | Hot water | Households (hot water) | Energetic | households_hot_water_final_demand_ammonia | Ammonia | EU | Energy demand | 0 | FEC
MT | TYNDP2026 | LEV | 2040 | TWh | 365 | Sub_sector | Households | Appliances | Households (appliances) | Energetic | households_appliances_final_demand_electricity | Electricity | EU | Energy demand | 0.50942 | FEC
MT | TYNDP2026 | LEV | 2040 | TWh | 366 | Sub_sector | Households | Appliances | Households (appliances) | Energetic | households_appliances_final_demand_hydrogen | Hydrogen | EU | Energy demand | 0 | FEC
MT | TYNDP2026 | LEV | 2040 | TWh | 367 | Sub_sector | Households | Appliances | Households (appliances) | Energetic | households_appliances_final_demand_methane | Methane | EU | Energy demand | 0.030952 | FEC
MT | TYNDP2026 | LEV | 2040 | TWh | 368 | Sub_sector | Households | Appliances | Households (appliances) | Energetic | households_appliances_final_demand_heat | Heat | EU | Energy demand | 0 | FEC
MT | TYNDP2026 | LEV | 2040 | TWh | 369 | Sub_sector | Households | Appliances | Households (appliances) | Energetic | households_appliances_final_demand_biomass | Biomass | EU | Energy demand | 0 | FEC
MT | TYNDP2026 | LEV | 2040 | TWh | 370 | Sub_sector | Households | Appliances | Households (appliances) | Energetic | households_appliances_final_demand_coal | Solids | EU | Energy demand | 0 | FEC
MT | TYNDP2026 | LEV | 2040 | TWh | 371 | Sub_sector | Households | Appliances | Households (appliances) | Energetic | households_appliances_final_demand_oil | Liquids | EU | Energy demand | 0 | FEC
MT | TYNDP2026 | LEV | 2040 | TWh | 372 | Sub_sector | Households | Appliances | Households (appliances) | Energetic | households_appliances_final_demand_other | Others | EU | Energy demand | 0 | FEC
MT | TYNDP2026 | LEV | 2040 | TWh | 373 | Sub_sector | Households | Appliances | Households (appliances) | Energetic | households_appliances_final_demand_ammonia | Ammonia | EU | Energy demand | 0 | FEC
MT | TYNDP2026 | LEV | 2040 | TWh | 375 | Sub_sector | Buildings | Space heating | Buildings (heat) | Energetic | buildings_heat_final_demand_electricity | Electricity | EU | Energy demand | 0.41687 | FEC
MT | TYNDP2026 | LEV | 2040 | TWh | 376 | Sub_sector | Buildings | Space heating | Buildings (heat) | Energetic | buildings_heat_final_demand_hydrogen | Hydrogen | EU | Energy demand | 0 | FEC
MT | TYNDP2026 | LEV | 2040 | TWh | 377 | Sub_sector | Buildings | Space heating | Buildings (heat) | Energetic | buildings_heat_final_demand_methane | Methane | EU | Energy demand | 0 | FEC
MT | TYNDP2026 | LEV | 2040 | TWh | 378 | Sub_sector | Buildings | Space heating | Buildings (heat) | Energetic | buildings_heat_final_demand_heat | Heat | EU | Energy demand | 0 | FEC
MT | TYNDP2026 | LEV | 2040 | TWh | 379 | Sub_sector | Buildings | Space heating | Buildings (heat) | Energetic | buildings_heat_final_demand_biomass | Biomass | EU | Energy demand | 0 | FEC
MT | TYNDP2026 | LEV | 2040 | TWh | 380 | Sub_sector | Buildings | Space heating | Buildings (heat) | Energetic | buildings_heat_final_demand_coal | Solids | EU | Energy demand | 0 | FEC
MT | TYNDP2026 | LEV | 2040 | TWh | 381 | Sub_sector | Buildings | Space heating | Buildings (heat) | Energetic | buildings_heat_final_demand_oil | Liquids | EU | Energy demand | 0.43067 | FEC
MT | TYNDP2026 | LEV | 2040 | TWh | 382 | Sub_sector | Buildings | Space heating | Buildings (heat) | Energetic | buildings_heat_final_demand_other | Others | EU | Energy demand | 0 | FEC
MT | TYNDP2026 | LEV | 2040 | TWh | 383 | Sub_sector | Buildings | Space heating | Buildings (heat) | Energetic | buildings_heat_final_demand_ammonia | Ammonia | EU | Energy demand | 0 | FEC
MT | TYNDP2026 | LEV | 2040 | TWh | 386 | Sub_sector | Buildings | Cooling | Buildings (cooling) | Energetic | buildings_cooling_final_demand_electricity | Electricity | EU | Energy demand | 0.3173 | FEC
MT | TYNDP2026 | LEV | 2040 | TWh | 387 | Sub_sector | Buildings | Cooling | Buildings (cooling) | Energetic | buildings_cooling_final_demand_hydrogen | Hydrogen | EU | Energy demand | 0 | FEC
MT | TYNDP2026 | LEV | 2040 | TWh | 388 | Sub_sector | Buildings | Cooling | Buildings (cooling) | Energetic | buildings_cooling_final_demand_methane | Methane | EU | Energy demand | 7.75e-13 | FEC
MT | TYNDP2026 | LEV | 2040 | TWh | 389 | Sub_sector | Buildings | Cooling | Buildings (cooling) | Energetic | buildings_cooling_final_demand_heat | Heat | EU | Energy demand | 0 | FEC
MT | TYNDP2026 | LEV | 2040 | TWh | 390 | Sub_sector | Buildings | Cooling | Buildings (cooling) | Energetic | buildings_cooling_final_demand_biomass | Biomass | EU | Energy demand | 0 | FEC
MT | TYNDP2026 | LEV | 2040 | TWh | 391 | Sub_sector | Buildings | Cooling | Buildings (cooling) | Energetic | buildings_cooling_final_demand_coal | Solids | EU | Energy demand | 0 | FEC
MT | TYNDP2026 | LEV | 2040 | TWh | 392 | Sub_sector | Buildings | Cooling | Buildings (cooling) | Energetic | buildings_cooling_final_demand_oil | Liquids | EU | Energy demand | 0 | FEC
MT | TYNDP2026 | LEV | 2040 | TWh | 393 | Sub_sector | Buildings | Cooling | Buildings (cooling) | Energetic | buildings_cooling_final_demand_other | Others | EU | Energy demand | 0 | FEC
MT | TYNDP2026 | LEV | 2040 | TWh | 394 | Sub_sector | Buildings | Cooling | Buildings (cooling) | Energetic | buildings_cooling_final_demand_ammonia | Ammonia | EU | Energy demand | 0 | FEC
MT | TYNDP2026 | LEV | 2040 | TWh | 397 | Sub_sector | Buildings | Appliances | Buildings (appliances) | Energetic | buildings_appliances_final_demand_electricity | Electricity | EU | Energy demand | 0.58477 | FEC
MT | TYNDP2026 | LEV | 2040 | TWh | 398 | Sub_sector | Buildings | Appliances | Buildings (appliances) | Energetic | buildings_appliances_final_demand_hydrogen | Hydrogen | EU | Energy demand | 0 | FEC
MT | TYNDP2026 | LEV | 2040 | TWh | 399 | Sub_sector | Buildings | Appliances | Buildings (appliances) | Energetic | buildings_appliances_final_demand_methane | Methane | EU | Energy demand | 0.0098233 | FEC
MT | TYNDP2026 | LEV | 2040 | TWh | 400 | Sub_sector | Buildings | Appliances | Buildings (appliances) | Energetic | buildings_appliances_final_demand_heat | Heat | EU | Energy demand | 0 | FEC
MT | TYNDP2026 | LEV | 2040 | TWh | 401 | Sub_sector | Buildings | Appliances | Buildings (appliances) | Energetic | buildings_appliances_final_demand_biomass | Biomass | EU | Energy demand | 0 | FEC
MT | TYNDP2026 | LEV | 2040 | TWh | 402 | Sub_sector | Buildings | Appliances | Buildings (appliances) | Energetic | buildings_appliances_final_demand_coal | Solids | EU | Energy demand | 0 | FEC
MT | TYNDP2026 | LEV | 2040 | TWh | 403 | Sub_sector | Buildings | Appliances | Buildings (appliances) | Energetic | buildings_appliances_final_demand_oil | Liquids | EU | Energy demand | 0 | FEC
MT | TYNDP2026 | LEV | 2040 | TWh | 404 | Sub_sector | Buildings | Appliances | Buildings (appliances) | Energetic | buildings_appliances_final_demand_other | Others | EU | Energy demand | 0 | FEC
MT | TYNDP2026 | LEV | 2040 | TWh | 405 | Sub_sector | Buildings | Appliances | Buildings (appliances) | Energetic | buildings_appliances_final_demand_ammonia | Ammonia | EU | Energy demand | 0 | FEC
MT | TYNDP2026 | LEV | 2040 | TWh | 407 | Sub_sector | Buildings | Datacenters | Datacenters & ICT | Energetic | datacentres_final_demand_electricity_energetic | Electricity | EU | Energy demand | 0.017986 | FEC
MT | TYNDP2026 | LEV | 2040 | TWh | 408 | Sub_sector | Buildings | Datacenters | Datacenters & ICT | Energetic | datacentres_final_demand_hydrogen_energetic | Hydrogen | EU | Energy demand | 0 | FEC
MT | TYNDP2026 | LEV | 2040 | TWh | 409 | Sub_sector | Buildings | Datacenters | Datacenters & ICT | Energetic | datacentres_final_demand_methane_energetic | Methane | EU | Energy demand | 0 | FEC
MT | TYNDP2026 | LEV | 2040 | TWh | 410 | Sub_sector | Buildings | Datacenters | Datacenters & ICT | Energetic | datacentres_final_demand_heat_energetic | Heat | EU | Energy demand | 0 | FEC
MT | TYNDP2026 | LEV | 2040 | TWh | 411 | Sub_sector | Buildings | Datacenters | Datacenters & ICT | Energetic | datacentres_final_demand_biomass_energetic | Biomass | EU | Energy demand | 0 | FEC
MT | TYNDP2026 | LEV | 2040 | TWh | 412 | Sub_sector | Buildings | Datacenters | Datacenters & ICT | Energetic | datacentres_final_demand_coal_energetic | Solids | EU | Energy demand | 0 | FEC
MT | TYNDP2026 | LEV | 2040 | TWh | 413 | Sub_sector | Buildings | Datacenters | Datacenters & ICT | Energetic | datacentres_final_demand_oil_energetic | Liquids | EU | Energy demand | 0 | FEC
MT | TYNDP2026 | LEV | 2040 | TWh | 414 | Sub_sector | Buildings | Datacenters | Datacenters & ICT | Energetic | datacentres_final_demand_other_energetic | Others | EU | Energy demand | 0 | FEC
MT | TYNDP2026 | LEV | 2040 | TWh | 415 | Sub_sector | Buildings | Datacenters | Datacenters & ICT | Energetic | datacentres_final_demand_ammonia_energetic | Ammonia | EU | Energy demand | 0 | FEC
MT | TYNDP2026 | LEV | 2040 | TWh | 417 | Sub_sector | Transport | Others_Sector | Others_Sector | Energetic | other_final_demand_electricity_energetic | Electricity | EU | Energy demand | 0.022221 | FEC
MT | TYNDP2026 | LEV | 2040 | TWh | 418 | Sub_sector | Transport | Others_Sector | Others_Sector | Energetic | other_final_demand_hydrogen_energetic | Hydrogen | EU | Energy demand | 0 | FEC
MT | TYNDP2026 | LEV | 2040 | TWh | 419 | Sub_sector | Transport | Pipeline Transport | Others_Sector | Energetic | other_final_demand_methane_energetic | Methane | EU | Energy demand | 0 | FEC
MT | TYNDP2026 | LEV | 2040 | TWh | 420 | Sub_sector | Transport | Others_Sector | Others_Sector | Energetic | other_final_demand_heat_energetic | Heat | EU | Energy demand | 0 | FEC
MT | TYNDP2026 | LEV | 2040 | TWh | 421 | Sub_sector | Transport | Others_Sector | Others_Sector | Energetic | other_final_demand_biomass_energetic | Biomass | EU | Energy demand | 0 | FEC
MT | TYNDP2026 | LEV | 2040 | TWh | 422 | Sub_sector | Transport | Others_Sector | Others_Sector | Energetic | other_final_demand_coal_energetic | Solids | EU | Energy demand | 0 | FEC
MT | TYNDP2026 | LEV | 2040 | TWh | 423 | Sub_sector | Transport | Others_Sector | Others_Sector | Energetic | other_final_demand_oil_energetic | Liquids | EU | Energy demand | 0 | FEC
MT | TYNDP2026 | LEV | 2040 | TWh | 424 | Sub_sector | Others_Sector | Others_Sector | Others_Sector | Non-energetic | other_final_demand_oil_non_energetic | Liquids | EU | Energy demand | 0 | not_included_in_FEC
MT | TYNDP2026 | LEV | 2040 | TWh | 425 | Sub_sector | Transport | Others_Sector | Others_Sector | Energetic | other_final_demand_other_energetic | Others | EU | Energy demand | 0 | FEC
MT | TYNDP2026 | LEV | 2040 | TWh | 426 | Sub_sector | Transport | Others_Sector | Others_Sector | Energetic | other_final_demand_ammonia_energetic | Ammonia | EU | Energy demand | 0 | FEC
MT | TYNDP2026 | LEV | 2040 | TWh | 427 | Sub_sector | Industry | Surplus_Heat_in_Industry | Surplus_Heat_in_Industry | Energetic | final_demand_of_industry_unused_local_production_steam_hot_water | Heat | EU | Energy demand | 0 | FEC
MT | TYNDP2026 | LEV | 2040 | TWh | 429 | Sub_sector | Agriculture | Total | Agriculture | Energetic | agriculture_final_demand_electricity_energetic | Electricity | EU | Energy demand | 0.0069982 | FEC
MT | TYNDP2026 | LEV | 2040 | TWh | 430 | Sub_sector | Agriculture | Total | Agriculture | Energetic | agriculture_final_demand_hydrogen_energetic | Hydrogen | EU | Energy demand | 0 | FEC
MT | TYNDP2026 | LEV | 2040 | TWh | 431 | Sub_sector | Agriculture | Total | Agriculture | Energetic | agriculture_final_demand_methane_energetic | Methane | EU | Energy demand | 0 | FEC
MT | TYNDP2026 | LEV | 2040 | TWh | 432 | Sub_sector | Agriculture | Total | Agriculture | Energetic | agriculture_final_demand_heat_energetic | Heat | EU | Energy demand | 0 | FEC
MT | TYNDP2026 | LEV | 2040 | TWh | 433 | Sub_sector | Agriculture | Total | Agriculture | Energetic | agriculture_final_demand_biomass_energetic | Biomass | EU | Energy demand | 0 | FEC
MT | TYNDP2026 | LEV | 2040 | TWh | 434 | Sub_sector | Agriculture | Total | Agriculture | Energetic | agriculture_final_demand_coal_energetic | Solids | EU | Energy demand | 0 | FEC
MT | TYNDP2026 | LEV | 2040 | TWh | 435 | Sub_sector | Agriculture | Total | Agriculture | Energetic | agriculture_final_demand_oil_energetic | Liquids | EU | Energy demand | 0.10371 | FEC
MT | TYNDP2026 | LEV | 2040 | TWh | 436 | Sub_sector | Agriculture | Total | Agriculture | Energetic | agriculture_final_demand_other_energetic | Others | EU | Energy demand | 0 | FEC
MT | TYNDP2026 | LEV | 2040 | TWh | 437 | Sub_sector | Agriculture | Total | Agriculture | Energetic | agriculture_final_demand_ammonia_energetic | Ammonia | EU | Energy demand | 0 | FEC
MT | TYNDP2026 | LEV | 2040 | TWh | 447 | Sub_sector | Buildings | Surplus Energy | Buildings | Energetic | GAP | Electricity | EU | Energy demand | 0 | FEC
MT | TYNDP2026 | LEV | 2040 | TWh | 448 | Sub_sector | Buildings | Surplus Energy | Buildings | Energetic | GAP | Hydrogen | EU | Energy demand | 0 | FEC
MT | TYNDP2026 | LEV | 2040 | TWh | 449 | Sub_sector | Buildings | Surplus Energy | Buildings | Energetic | GAP | Methane | EU | Energy demand | 0 | FEC
MT | TYNDP2026 | LEV | 2040 | TWh | 450 | Sub_sector | Buildings | Surplus Energy | Buildings | Energetic | GAP | Heat | EU | Energy demand | 0 | FEC
MT | TYNDP2026 | LEV | 2040 | TWh | 451 | Sub_sector | Buildings | Surplus Energy | Buildings | Energetic | GAP | Biomass | EU | Energy demand | 0 | FEC
MT | TYNDP2026 | LEV | 2040 | TWh | 452 | Sub_sector | Buildings | Surplus Energy | Buildings | Energetic | GAP | Solids | EU | Energy demand | 0 | FEC
MT | TYNDP2026 | LEV | 2040 | TWh | 453 | Sub_sector | Buildings | Surplus Energy | Buildings | Energetic | GAP | Liquids | EU | Energy demand | 0.0039358 | FEC
MT | TYNDP2026 | LEV | 2040 | TWh | 454 | Sub_sector | Buildings | Surplus Energy | Buildings | Energetic | GAP | Others | EU | Energy demand | 0 | FEC
MT | TYNDP2026 | LEV | 2040 | TWh | 455 | Sub_sector | Buildings | Surplus Energy | Buildings | Energetic | GAP | Ammonia | EU | Energy demand | 0 | FEC
MT | TYNDP2026 | LEV | 2040 | TWh | 456 | Sub_sector | Households | Surplus Energy | Households | Energetic | GAP | Electricity | EU | Energy demand | 0 | FEC
MT | TYNDP2026 | LEV | 2040 | TWh | 457 | Sub_sector | Households | Surplus Energy | Households | Energetic | GAP | Hydrogen | EU | Energy demand | 0 | FEC
MT | TYNDP2026 | LEV | 2040 | TWh | 458 | Sub_sector | Households | Surplus Energy | Households | Energetic | GAP | Methane | EU | Energy demand | 0 | FEC
MT | TYNDP2026 | LEV | 2040 | TWh | 459 | Sub_sector | Households | Surplus Energy | Households | Energetic | GAP | Heat | EU | Energy demand | 0 | FEC
MT | TYNDP2026 | LEV | 2040 | TWh | 460 | Sub_sector | Households | Surplus Energy | Households | Energetic | GAP | Biomass | EU | Energy demand | 0 | FEC
MT | TYNDP2026 | LEV | 2040 | TWh | 461 | Sub_sector | Households | Surplus Energy | Households | Energetic | GAP | Solids | EU | Energy demand | 0 | FEC
MT | TYNDP2026 | LEV | 2040 | TWh | 462 | Sub_sector | Households | Surplus Energy | Households | Energetic | GAP | Liquids | EU | Energy demand | 0 | FEC
MT | TYNDP2026 | LEV | 2040 | TWh | 463 | Sub_sector | Households | Surplus Energy | Households | Energetic | GAP | Others | EU | Energy demand | 0 | FEC
MT | TYNDP2026 | LEV | 2040 | TWh | 464 | Sub_sector | Households | Surplus Energy | Households | Energetic | GAP | Ammonia | EU | Energy demand | 0 | FEC
NL | TYNDP2026 | NT | 2030 | TWh | 102 | Sub_sector | Industry | Aluminium | Industry (aluminium) | Energetic | industry_aluminium_demand_electricity_energetic | Electricity | EU | Energy demand | 0.0176 | FEC
NL | TYNDP2026 | NT | 2030 | TWh | 103 | Sub_sector | Industry | Aluminium | Industry (aluminium) | Energetic | industry_aluminium_demand_hydrogen_energetic | Hydrogen | EU | Energy demand | 0 | FEC
NL | TYNDP2026 | NT | 2030 | TWh | 104 | Sub_sector | Industry | Aluminium | Industry (aluminium) | Energetic | industry_aluminium_demand_methane_energetic | Methane | EU | Energy demand | 0.0519 | FEC
NL | TYNDP2026 | NT | 2030 | TWh | 105 | Sub_sector | Industry | Aluminium | Industry (aluminium) | Energetic | industry_aluminium_demand_heat_energetic | Heat | EU | Energy demand | 0 | FEC
NL | TYNDP2026 | NT | 2030 | TWh | 106 | Sub_sector | Industry | Aluminium | Industry (aluminium) | Energetic | industry_aluminium_demand_biomass_energetic | Biomass | EU | Energy demand | 0 | FEC
NL | TYNDP2026 | NT | 2030 | TWh | 107 | Sub_sector | Industry | Aluminium | Industry (aluminium) | Energetic | industry_aluminium_demand_coal_energetic | Solids | EU | Energy demand | 0 | FEC
NL | TYNDP2026 | NT | 2030 | TWh | 108 | Sub_sector | Industry | Aluminium | Industry (aluminium) | Energetic | industry_aluminium_demand_oil_energetic | Liquids | EU | Energy demand | 0 | FEC
NL | TYNDP2026 | NT | 2030 | TWh | 109 | Sub_sector | Industry | Aluminium | Industry (aluminium) | Energetic | industry_aluminium_demand_others_energetic | Others | EU | Energy demand | 0 | FEC
NL | TYNDP2026 | NT | 2030 | TWh | 110 | Sub_sector | Industry | Aluminium | Industry (aluminium) | Energetic | industry_ammonia_demand_others_energetic | Ammonia | EU | Energy demand | 0 | FEC
NL | TYNDP2026 | NT | 2030 | TWh | 112 | Sub_sector | Industry | Chemicals | Industry (chemicals, energetic) | Energetic | industry_chemical_demand_electricity_energetic | Electricity | EU | Energy demand | 21.4446 | FEC
NL | TYNDP2026 | NT | 2030 | TWh | 113 | Sub_sector | Industry | Chemicals | Industry (chemicals, energetic) | Energetic | industry_chemical_demand_hydrogen_energetic | Hydrogen | EU | Energy demand | 4.2445 | FEC
NL | TYNDP2026 | NT | 2030 | TWh | 114 | Sub_sector | Industry | Chemicals | Industry (chemicals, energetic) | Energetic | industry_chemical_demand_methane_energetic | Methane | EU | Energy demand | 18.5476 | FEC
NL | TYNDP2026 | NT | 2030 | TWh | 115 | Sub_sector | Industry | Chemicals | Industry (chemicals, energetic) | Energetic | industry_chemical_demand_heat_energetic | Heat | EU | Energy demand | 5.8751 | FEC
NL | TYNDP2026 | NT | 2030 | TWh | 116 | Sub_sector | Industry | Chemicals | Industry (chemicals, energetic) | Energetic | industry_chemical_demand_biomass_energetic | Biomass | EU | Energy demand | 0.151 | FEC
NL | TYNDP2026 | NT | 2030 | TWh | 117 | Sub_sector | Industry | Chemicals | Industry (chemicals, energetic) | Energetic | industry_chemical_demand_coal_energetic | Solids | EU | Energy demand | 0.536 | FEC
NL | TYNDP2026 | NT | 2030 | TWh | 118 | Sub_sector | Industry | Chemicals | Industry (chemicals, energetic) | Energetic | industry_chemical_demand_oil_energetic | Liquids | EU | Energy demand | 0.86256 | FEC
NL | TYNDP2026 | NT | 2030 | TWh | 119 | Sub_sector | Industry | Chemicals | Industry (chemicals, energetic) | Energetic | industry_chemical_demand_others_energetic | Others | EU | Energy demand | 0 | FEC
NL | TYNDP2026 | NT | 2030 | TWh | 120 | Sub_sector | Industry | Chemicals | Industry (chemicals, energetic) | Energetic | industry_chemical_demand_ammonia_energetic | Ammonia | EU | Energy demand | 0 | FEC
NL | TYNDP2026 | NT | 2030 | TWh | 122 | Sub_sector | Industry | Chemicals | Industry (chemicals, non-energetic) | Non-energetic | industry_chemical_demand_electricity_non_energetic | Electricity | EU | Energy demand | 0 | not_included_in_FEC
NL | TYNDP2026 | NT | 2030 | TWh | 123 | Sub_sector | Industry | Chemicals | Industry (chemicals, non-energetic) | Non-energetic | industry_chemical_demand_hydrogen_non_energetic | Hydrogen | EU | Energy demand | 6.7897 | not_included_in_FEC
NL | TYNDP2026 | NT | 2030 | TWh | 124 | Sub_sector | Industry | Chemicals | Industry (chemicals, non-energetic) | Non-energetic | industry_chemical_demand_methane_non_energetic | Methane | EU | Energy demand | 35.7971 | not_included_in_FEC
NL | TYNDP2026 | NT | 2030 | TWh | 125 | Sub_sector | Industry | Chemicals | Industry (chemicals, non-energetic) | Non-energetic | industry_chemical_demand_heat_non_energetic | Heat | EU | Energy demand | 0 | not_included_in_FEC
NL | TYNDP2026 | NT | 2030 | TWh | 126 | Sub_sector | Industry | Chemicals | Industry (chemicals, non-energetic) | Non-energetic | industry_chemical_demand_biomass_non_energetic | Biomass | EU | Energy demand | 5.8354 | not_included_in_FEC
NL | TYNDP2026 | NT | 2030 | TWh | 127 | Sub_sector | Industry | Chemicals | Industry (chemicals, non-energetic) | Non-energetic | industry_chemical_demand_coal_non_energetic | Solids | EU | Energy demand | 0 | not_included_in_FEC
NL | TYNDP2026 | NT | 2030 | TWh | 128 | Sub_sector | Industry | Chemicals | Industry (chemicals, non-energetic) | Non-energetic | industry_chemical_demand_oil_non_energetic | Liquids | EU | Energy demand | 130.0064 | not_included_in_FEC
NL | TYNDP2026 | NT | 2030 | TWh | 129 | Sub_sector | Industry | Chemicals | Industry (chemicals, non-energetic) | Non-energetic | industry_chemical_demand_others_non_energetic | Others | EU | Energy demand | 5.48 | not_included_in_FEC
NL | TYNDP2026 | NT | 2030 | TWh | 130 | Sub_sector | Industry | Chemicals | Industry (chemicals, non-energetic) | Non-energetic | industry_chemical_demand_ammonia_non_energetic | Ammonia | EU | Energy demand | 0 | not_included_in_FEC
NL | TYNDP2026 | NT | 2030 | TWh | 132 | Sub_sector | Industry | Fertilizers | Industry (fertilizers, energetic) | Energetic | industry_fertilizers_demand_electricity_energetic | Electricity | EU | Energy demand | 0 | FEC
NL | TYNDP2026 | NT | 2030 | TWh | 133 | Sub_sector | Industry | Fertilizers | Industry (fertilizers, energetic) | Energetic | industry_fertilizers_demand_hydrogen_energetic | Hydrogen | EU | Energy demand | 0 | FEC
NL | TYNDP2026 | NT | 2030 | TWh | 134 | Sub_sector | Industry | Fertilizers | Industry (fertilizers, energetic) | Energetic | industry_fertilizers_demand_methane_energetic | Methane | EU | Energy demand | 0 | FEC
NL | TYNDP2026 | NT | 2030 | TWh | 135 | Sub_sector | Industry | Fertilizers | Industry (fertilizers, energetic) | Energetic | industry_fertilizers_demand_heat_energetic | Heat | EU | Energy demand | 0 | FEC
NL | TYNDP2026 | NT | 2030 | TWh | 136 | Sub_sector | Industry | Fertilizers | Industry (fertilizers, energetic) | Energetic | industry_fertilizers_demand_biomass_energetic | Biomass | EU | Energy demand | 0 | FEC
NL | TYNDP2026 | NT | 2030 | TWh | 137 | Sub_sector | Industry | Fertilizers | Industry (fertilizers, energetic) | Energetic | industry_fertilizers_demand_coal_energetic | Solids | EU | Energy demand | 0 | FEC
NL | TYNDP2026 | NT | 2030 | TWh | 138 | Sub_sector | Industry | Fertilizers | Industry (fertilizers, energetic) | Energetic | industry_fertilizers_demand_oil_energetic | Liquids | EU | Energy demand | 0 | FEC
NL | TYNDP2026 | NT | 2030 | TWh | 139 | Sub_sector | Industry | Fertilizers | Industry (fertilizers, energetic) | Energetic | industry_fertilizers_demand_others_energetic | Others | EU | Energy demand | 0 | FEC
NL | TYNDP2026 | NT | 2030 | TWh | 140 | Sub_sector | Industry | Fertilizers | Industry (fertilizers, energetic) | Energetic | industry_fertilizers_demand_ammonia_energetic | Ammonia | EU | Energy demand | 0 | FEC
NL | TYNDP2026 | NT | 2030 | TWh | 142 | Sub_sector | Industry | Fertilizers | Industry (fertilizers, non-energetic) | Non-energetic | industry_fertilizers_demand_electricity_non_energetic | Electricity | EU | Energy demand | 0 | not_included_in_FEC
NL | TYNDP2026 | NT | 2030 | TWh | 143 | Sub_sector | Industry | Fertilizers | Industry (fertilizers, non-energetic) | Non-energetic | industry_fertilizers_demand_hydrogen_non_energetic | Hydrogen | EU | Energy demand | 0 | not_included_in_FEC
NL | TYNDP2026 | NT | 2030 | TWh | 144 | Sub_sector | Industry | Fertilizers | Industry (fertilizers, non-energetic) | Non-energetic | industry_fertilizers_demand_methane_non_energetic | Methane | EU | Energy demand | 0 | not_included_in_FEC
NL | TYNDP2026 | NT | 2030 | TWh | 145 | Sub_sector | Industry | Fertilizers | Industry (fertilizers, non-energetic) | Non-energetic | industry_fertilizers_demand_heat_non_energetic | Heat | EU | Energy demand | 0 | not_included_in_FEC
NL | TYNDP2026 | NT | 2030 | TWh | 146 | Sub_sector | Industry | Fertilizers | Industry (fertilizers, non-energetic) | Non-energetic | industry_fertilizers_demand_biomass_non_energetic | Biomass | EU | Energy demand | 0 | not_included_in_FEC
NL | TYNDP2026 | NT | 2030 | TWh | 147 | Sub_sector | Industry | Fertilizers | Industry (fertilizers, non-energetic) | Non-energetic | industry_fertilizers_demand_coal_non_energetic | Solids | EU | Energy demand | 0 | not_included_in_FEC
NL | TYNDP2026 | NT | 2030 | TWh | 148 | Sub_sector | Industry | Fertilizers | Industry (fertilizers, non-energetic) | Non-energetic | industry_fertilizers_demand_oil_non_energetic | Liquids | EU | Energy demand | 0 | not_included_in_FEC
NL | TYNDP2026 | NT | 2030 | TWh | 149 | Sub_sector | Industry | Fertilizers | Industry (fertilizers, non-energetic) | Non-energetic | industry_fertilizers_demand_others_non_energetic | Others | EU | Energy demand | 0 | not_included_in_FEC
NL | TYNDP2026 | NT | 2030 | TWh | 150 | Sub_sector | Industry | Fertilizers | Industry (fertilizers, non-energetic) | Non-energetic | industry_fertilizers_demand_ammonia_non_energetic | Ammonia | EU | Energy demand | 0 | not_included_in_FEC
NL | TYNDP2026 | NT | 2030 | TWh | 152 | Sub_sector | Industry | Food | Industry (food) | Energetic | industry_food_demand_electricity_energetic | Electricity | EU | Energy demand | 13.8643 | FEC
NL | TYNDP2026 | NT | 2030 | TWh | 153 | Sub_sector | Industry | Food | Industry (food) | Energetic | industry_food_demand_hydrogen_energetic | Hydrogen | EU | Energy demand | 0.0040258 | FEC
NL | TYNDP2026 | NT | 2030 | TWh | 154 | Sub_sector | Industry | Food | Industry (food) | Energetic | industry_food_demand_methane_energetic | Methane | EU | Energy demand | 6.6177 | FEC
NL | TYNDP2026 | NT | 2030 | TWh | 155 | Sub_sector | Industry | Food | Industry (food) | Energetic | industry_food_demand_heat_energetic | Heat | EU | Energy demand | 0 | FEC
NL | TYNDP2026 | NT | 2030 | TWh | 156 | Sub_sector | Industry | Food | Industry (food) | Energetic | industry_food_demand_biomass_energetic | Biomass | EU | Energy demand | 0.032014 | FEC
NL | TYNDP2026 | NT | 2030 | TWh | 157 | Sub_sector | Industry | Food | Industry (food) | Energetic | industry_food_demand_coal_energetic | Solids | EU | Energy demand | 0 | FEC
NL | TYNDP2026 | NT | 2030 | TWh | 158 | Sub_sector | Industry | Food | Industry (food) | Energetic | industry_food_demand_oil_energetic | Liquids | EU | Energy demand | 0.054297 | FEC
NL | TYNDP2026 | NT | 2030 | TWh | 159 | Sub_sector | Industry | Food | Industry (food) | Energetic | industry_food_demand_others_energetic | Others | EU | Energy demand | 0 | FEC
NL | TYNDP2026 | NT | 2030 | TWh | 160 | Sub_sector | Industry | Food | Industry (food) | Energetic | industry_food_demand_ammonia_energetic | Ammonia | EU | Energy demand | 0 | FEC
NL | TYNDP2026 | NT | 2030 | TWh | 162 | Sub_sector | Industry | Metals | Industry (metal) | Energetic | industry_metal_demand_electricity_energetic | Electricity | EU | Energy demand | 1.6001 | FEC
NL | TYNDP2026 | NT | 2030 | TWh | 163 | Sub_sector | Industry | Metals | Industry (metal) | Energetic | industry_metal_demand_hydrogen_energetic | Hydrogen | EU | Energy demand | 0.00099444 | FEC
NL | TYNDP2026 | NT | 2030 | TWh | 164 | Sub_sector | Industry | Metals | Industry (metal) | Energetic | industry_metal_demand_methane_energetic | Methane | EU | Energy demand | 0.43395 | FEC
NL | TYNDP2026 | NT | 2030 | TWh | 165 | Sub_sector | Industry | Metals | Industry (metal) | Energetic | industry_metal_demand_heat_energetic | Heat | EU | Energy demand | 0 | FEC
NL | TYNDP2026 | NT | 2030 | TWh | 166 | Sub_sector | Industry | Metals | Industry (metal) | Energetic | industry_metal_demand_biomass_energetic | Biomass | EU | Energy demand | 0 | FEC
NL | TYNDP2026 | NT | 2030 | TWh | 167 | Sub_sector | Industry | Metals | Industry (metal) | Energetic | industry_metal_demand_coal_energetic | Solids | EU | Energy demand | 0 | FEC
NL | TYNDP2026 | NT | 2030 | TWh | 168 | Sub_sector | Industry | Metals | Industry (metal) | Energetic | industry_metal_demand_oil_energetic | Liquids | EU | Energy demand | 0.009 | FEC
NL | TYNDP2026 | NT | 2030 | TWh | 169 | Sub_sector | Industry | Metals | Industry (metal) | Energetic | industry_metal_demand_others_energetic | Others | EU | Energy demand | 0 | FEC
NL | TYNDP2026 | NT | 2030 | TWh | 170 | Sub_sector | Industry | Metals | Industry (metal) | Energetic | industry_metal_demand_ammonia_energetic | Ammonia | EU | Energy demand | 0 | FEC
NL | TYNDP2026 | NT | 2030 | TWh | 172 | Sub_sector | Industry | Others | Industry (other, energetic) | Energetic | industry_other_demand_electricity_energetic | Electricity | EU | Energy demand | 16.42 | FEC
NL | TYNDP2026 | NT | 2030 | TWh | 173 | Sub_sector | Industry | Others | Industry (other, energetic) | Energetic | industry_other_demand_hydrogen_energetic | Hydrogen | EU | Energy demand | 0.015 | FEC
NL | TYNDP2026 | NT | 2030 | TWh | 174 | Sub_sector | Industry | Others | Industry (other, energetic) | Energetic | industry_other_demand_methane_energetic | Methane | EU | Energy demand | 11.7169 | FEC
NL | TYNDP2026 | NT | 2030 | TWh | 175 | Sub_sector | Industry | Others | Industry (other, energetic) | Energetic | industry_other_demand_heat_energetic | Heat | EU | Energy demand | 0.64244 | FEC
NL | TYNDP2026 | NT | 2030 | TWh | 176 | Sub_sector | Industry | Others | Industry (other, energetic) | Energetic | industry_other_demand_biomass_energetic | Biomass | EU | Energy demand | 0 | FEC
NL | TYNDP2026 | NT | 2030 | TWh | 177 | Sub_sector | Industry | Others | Industry (other, energetic) | Energetic | industry_other_demand_coal_energetic | Solids | EU | Energy demand | 0.084592 | FEC
NL | TYNDP2026 | NT | 2030 | TWh | 178 | Sub_sector | Industry | Others | Industry (other, energetic) | Energetic | industry_other_demand_oil_energetic | Liquids | EU | Energy demand | 0 | FEC
NL | TYNDP2026 | NT | 2030 | TWh | 179 | Sub_sector | Industry | Others | Industry (other, energetic) | Energetic | industry_other_demand_others_energetic | Others | EU | Energy demand | 0 | FEC
NL | TYNDP2026 | NT | 2030 | TWh | 180 | Sub_sector | Industry | Others | Industry (other, energetic) | Energetic | industry_other_demand_ammonia_energetic | Ammonia | EU | Energy demand | 0 | FEC
NL | TYNDP2026 | NT | 2030 | TWh | 182 | Sub_sector | Industry | Others | Industry (other, non-energetic) | Non-energetic | industry_other_demand_electricity_non_energetic | Electricity | EU | Energy demand | 0 | not_included_in_FEC
NL | TYNDP2026 | NT | 2030 | TWh | 183 | Sub_sector | Industry | Others | Industry (other, non-energetic) | Non-energetic | industry_other_demand_hydrogen_non_energetic | Hydrogen | EU | Energy demand | 0 | not_included_in_FEC
NL | TYNDP2026 | NT | 2030 | TWh | 184 | Sub_sector | Industry | Others | Industry (other, non-energetic) | Non-energetic | industry_other_demand_methane_non_energetic | Methane | EU | Energy demand | 0 | not_included_in_FEC
NL | TYNDP2026 | NT | 2030 | TWh | 185 | Sub_sector | Industry | Others | Industry (other, non-energetic) | Non-energetic | industry_other_demand_heat_non_energetic | Heat | EU | Energy demand | 0 | not_included_in_FEC
NL | TYNDP2026 | NT | 2030 | TWh | 186 | Sub_sector | Industry | Others | Industry (other, non-energetic) | Non-energetic | industry_other_demand_biomass_non_energetic | Biomass | EU | Energy demand | 0 | not_included_in_FEC
NL | TYNDP2026 | NT | 2030 | TWh | 187 | Sub_sector | Industry | Others | Industry (other, non-energetic) | Non-energetic | industry_other_demand_coal_non_energetic | Solids | EU | Energy demand | 0 | not_included_in_FEC
NL | TYNDP2026 | NT | 2030 | TWh | 188 | Sub_sector | Industry | Others | Industry (other, non-energetic) | Non-energetic | industry_other_demand_oil_non_energetic | Liquids | EU | Energy demand | 0 | not_included_in_FEC
NL | TYNDP2026 | NT | 2030 | TWh | 189 | Sub_sector | Industry | Others | Industry (other, non-energetic) | Non-energetic | industry_other_demand_others_non_energetic | Others | EU | Energy demand | 0 | not_included_in_FEC
NL | TYNDP2026 | NT | 2030 | TWh | 190 | Sub_sector | Industry | Others | Industry (other, non-energetic) | Non-energetic | industry_other_demand_ammonia_non_energetic | Ammonia | EU | Energy demand | 0 | not_included_in_FEC
NL | TYNDP2026 | NT | 2030 | TWh | 192 | Sub_sector | Industry | Paper | Industry (paper) | Energetic | industry_paper_demand_electricity_energetic | Electricity | EU | Energy demand | 3.1168 | FEC
NL | TYNDP2026 | NT | 2030 | TWh | 193 | Sub_sector | Industry | Paper | Industry (paper) | Energetic | industry_paper_demand_hydrogen_energetic | Hydrogen | EU | Energy demand | 0 | FEC
NL | TYNDP2026 | NT | 2030 | TWh | 194 | Sub_sector | Industry | Paper | Industry (paper) | Energetic | industry_paper_demand_methane_energetic | Methane | EU | Energy demand | 0.7362 | FEC
NL | TYNDP2026 | NT | 2030 | TWh | 195 | Sub_sector | Industry | Paper | Industry (paper) | Energetic | industry_paper_demand_heat_energetic | Heat | EU | Energy demand | 0 | FEC
NL | TYNDP2026 | NT | 2030 | TWh | 196 | Sub_sector | Industry | Paper | Industry (paper) | Energetic | industry_paper_demand_biomass_energetic | Biomass | EU | Energy demand | 0 | FEC
NL | TYNDP2026 | NT | 2030 | TWh | 197 | Sub_sector | Industry | Paper | Industry (paper) | Energetic | industry_paper_demand_coal_energetic | Solids | EU | Energy demand | 0 | FEC
NL | TYNDP2026 | NT | 2030 | TWh | 198 | Sub_sector | Industry | Paper | Industry (paper) | Energetic | industry_paper_demand_oil_energetic | Liquids | EU | Energy demand | 0 | FEC
NL | TYNDP2026 | NT | 2030 | TWh | 199 | Sub_sector | Industry | Paper | Industry (paper) | Energetic | industry_paper_demand_others_energetic | Others | EU | Energy demand | 0 | FEC
NL | TYNDP2026 | NT | 2030 | TWh | 200 | Sub_sector | Industry | Paper | Industry (paper) | Energetic | industry_paper_demand_ammonia_energetic | Ammonia | EU | Energy demand | 0 | FEC
NL | TYNDP2026 | NT | 2030 | TWh | 202 | Sub_sector | Industry | Refineries | Industry (refineries, energetic) | Energetic | industry_refinery_demand_electricity_energetic | Electricity | EU | Energy demand | 5.302 | not_included_in_FEC
NL | TYNDP2026 | NT | 2030 | TWh | 203 | Sub_sector | Industry | Refineries | Industry (refineries, energetic) | Energetic | industry_refinery_demand_hydrogen_energetic | Hydrogen | EU | Energy demand | 11.3412 | not_included_in_FEC
NL | TYNDP2026 | NT | 2030 | TWh | 204 | Sub_sector | Industry | Refineries | Industry (refineries, energetic) | Energetic | industry_refinery_demand_methane_energetic | Methane | EU | Energy demand | 8.0499 | not_included_in_FEC
NL | TYNDP2026 | NT | 2030 | TWh | 205 | Sub_sector | Industry | Refineries | Industry (refineries, energetic) | Energetic | industry_refinery_demand_heat_energetic | Heat | EU | Energy demand | 2.132 | not_included_in_FEC
NL | TYNDP2026 | NT | 2030 | TWh | 206 | Sub_sector | Industry | Refineries | Industry (refineries, energetic) | Energetic | industry_refinery_demand_biomass_energetic | Biomass | EU | Energy demand | 0 | not_included_in_FEC
NL | TYNDP2026 | NT | 2030 | TWh | 207 | Sub_sector | Industry | Refineries | Industry (refineries, energetic) | Energetic | industry_refinery_demand_coal_energetic | Solids | EU | Energy demand | 0 | not_included_in_FEC
NL | TYNDP2026 | NT | 2030 | TWh | 208 | Sub_sector | Industry | Refineries | Industry (refineries, energetic) | Energetic | industry_refinery_demand_oil_energetic | Liquids | EU | Energy demand | 1.2826 | not_included_in_FEC
NL | TYNDP2026 | NT | 2030 | TWh | 209 | Sub_sector | Industry | Refineries | Industry (refineries, energetic) | Energetic | industry_refinery_demand_others_energetic | Others | EU | Energy demand | 0 | not_included_in_FEC
NL | TYNDP2026 | NT | 2030 | TWh | 210 | Sub_sector | Industry | Refineries | Industry (refineries, energetic) | Energetic | industry_refinery_demand_ammonia_energetic | Ammonia | EU | Energy demand | 0 | not_included_in_FEC
NL | TYNDP2026 | NT | 2030 | TWh | 212 | Sub_sector | Industry | Refineries | Industry (refineries, non-energetic) | Non-energetic | industry_refinery_demand_electricity_non_energetic | Electricity | EU | Energy demand | 0 | not_included_in_FEC
NL | TYNDP2026 | NT | 2030 | TWh | 213 | Sub_sector | Industry | Refineries | Industry (refineries, non-energetic) | Non-energetic | industry_refinery_demand_hydrogen_non_energetic | Hydrogen | EU | Energy demand | 0 | not_included_in_FEC
NL | TYNDP2026 | NT | 2030 | TWh | 214 | Sub_sector | Industry | Refineries | Industry (refineries, non-energetic) | Non-energetic | industry_refinery_demand_methane_non_energetic | Methane | EU | Energy demand | 0 | not_included_in_FEC
NL | TYNDP2026 | NT | 2030 | TWh | 215 | Sub_sector | Industry | Refineries | Industry (refineries, non-energetic) | Non-energetic | industry_refinery_demand_heat_non_energetic | Heat | EU | Energy demand | 0 | not_included_in_FEC
NL | TYNDP2026 | NT | 2030 | TWh | 216 | Sub_sector | Industry | Refineries | Industry (refineries, non-energetic) | Non-energetic | industry_refinery_demand_biomass_non_energetic | Biomass | EU | Energy demand | 0 | not_included_in_FEC
NL | TYNDP2026 | NT | 2030 | TWh | 217 | Sub_sector | Industry | Refineries | Industry (refineries, non-energetic) | Non-energetic | industry_refinery_demand_coal_non_energetic | Solids | EU | Energy demand | 0 | not_included_in_FEC
NL | TYNDP2026 | NT | 2030 | TWh | 218 | Sub_sector | Industry | Refineries | Industry (refineries, non-energetic) | Non-energetic | industry_refinery_demand_oil_non_energetic | Liquids | EU | Energy demand | 0 | not_included_in_FEC
NL | TYNDP2026 | NT | 2030 | TWh | 219 | Sub_sector | Industry | Refineries | Industry (refineries, non-energetic) | Non-energetic | industry_refinery_demand_others_non_energetic | Others | EU | Energy demand | 0 | not_included_in_FEC
NL | TYNDP2026 | NT | 2030 | TWh | 220 | Sub_sector | Industry | Refineries | Industry (refineries, non-energetic) | Non-energetic | industry_refinery_demand_ammonia_non_energetic | Ammonia | EU | Energy demand | 0 | not_included_in_FEC
NL | TYNDP2026 | NT | 2030 | TWh | 222 | Sub_sector | Industry | Steel | Industry (steel) | Energetic | industry_steel_demand_electricity_energetic | Electricity | EU | Energy demand | 2.9518 | FEC
NL | TYNDP2026 | NT | 2030 | TWh | 223 | Sub_sector | Industry | Steel | Industry (steel) | Energetic | industry_steel_demand_hydrogen_energetic | Hydrogen | EU | Energy demand | 0.6667 | FEC
NL | TYNDP2026 | NT | 2030 | TWh | 224 | Sub_sector | Industry | Steel | Industry (steel) | Energetic | industry_steel_demand_methane_energetic | Methane | EU | Energy demand | 12.0138 | FEC
NL | TYNDP2026 | NT | 2030 | TWh | 225 | Sub_sector | Industry | Steel | Industry (steel) | Energetic | industry_steel_demand_heat_energetic | Heat | EU | Energy demand | 0 | FEC
NL | TYNDP2026 | NT | 2030 | TWh | 226 | Sub_sector | Industry | Steel | Industry (steel) | Energetic | industry_steel_demand_biomass_energetic | Biomass | EU | Energy demand | 0 | FEC
NL | TYNDP2026 | NT | 2030 | TWh | 227 | Sub_sector | Industry | Steel | Industry (steel) | Energetic | industry_steel_demand_coal_energetic | Solids | EU | Energy demand | 16.1597 | FEC
NL | TYNDP2026 | NT | 2030 | TWh | 228 | Sub_sector | Industry | Steel | Industry (steel) | Energetic | industry_steel_demand_oil_energetic | Liquids | EU | Energy demand | 0 | FEC
NL | TYNDP2026 | NT | 2030 | TWh | 229 | Sub_sector | Industry | Steel | Industry (steel) | Energetic | industry_steel_demand_others_energetic | Others | EU | Energy demand | 0 | FEC
NL | TYNDP2026 | NT | 2030 | TWh | 230 | Sub_sector | Industry | Steel | Industry (steel) | Energetic | industry_steel_demand_ammonia_energetic | Ammonia | EU | Energy demand | 0 | FEC
NL | TYNDP2026 | NT | 2030 | TWh | 232 | Sub_sector | Transport | Cars | Transport (cars) | Energetic | transport_cars_final_demand_electricity | Electricity | EU | Energy demand | 6.55 | FEC
NL | TYNDP2026 | NT | 2030 | TWh | 233 | Sub_sector | Transport | Cars | Transport (cars) | Energetic | transport_cars_final_demand_hydrogen | Hydrogen | EU | Energy demand | 0 | FEC
NL | TYNDP2026 | NT | 2030 | TWh | 234 | Sub_sector | Transport | Cars | Transport (cars) | Energetic | transport_cars_final_demand_methane | Methane | EU | Energy demand | 0 | FEC
NL | TYNDP2026 | NT | 2030 | TWh | 235 | Sub_sector | Transport | Cars | Transport (cars) | Energetic | transport_cars_final_demand_heat | Heat | EU | Energy demand | 0 | FEC
NL | TYNDP2026 | NT | 2030 | TWh | 236 | Sub_sector | Transport | Cars | Transport (cars) | Energetic | transport_cars_final_demand_biomass | Biomass | EU | Energy demand | 0 | FEC
NL | TYNDP2026 | NT | 2030 | TWh | 237 | Sub_sector | Transport | Cars | Transport (cars) | Energetic | transport_cars_final_demand_coal | Solids | EU | Energy demand | 0 | FEC
NL | TYNDP2026 | NT | 2030 | TWh | 238 | Sub_sector | Transport | Cars | Transport (cars) | Energetic | transport_cars_final_demand_oil | Liquids | EU | Energy demand | 54.6416 | FEC
NL | TYNDP2026 | NT | 2030 | TWh | 239 | Sub_sector | Transport | Cars | Transport (cars) | Energetic | transport_cars_final_demand_other | Others | EU | Energy demand | 0 | FEC
NL | TYNDP2026 | NT | 2030 | TWh | 240 | Sub_sector | Transport | Cars | Transport (cars) | Energetic | transport_cars_final_demand_ammonia | Ammonia | EU | Energy demand | 0 | FEC
NL | TYNDP2026 | NT | 2030 | TWh | 242 | Sub_sector | Transport | Busses | Transport (busses) | Energetic | transport_busses_final_demand_electricity | Electricity | EU | Energy demand | 1.1947 | FEC
NL | TYNDP2026 | NT | 2030 | TWh | 243 | Sub_sector | Transport | Busses | Transport (busses) | Energetic | transport_busses_final_demand_hydrogen | Hydrogen | EU | Energy demand | 0.022401 | FEC
NL | TYNDP2026 | NT | 2030 | TWh | 244 | Sub_sector | Transport | Busses | Transport (busses) | Energetic | transport_busses_final_demand_methane | Methane | EU | Energy demand | 0.57591 | FEC
NL | TYNDP2026 | NT | 2030 | TWh | 245 | Sub_sector | Transport | Busses | Transport (busses) | Energetic | transport_busses_final_demand_heat | Heat | EU | Energy demand | 0 | FEC
NL | TYNDP2026 | NT | 2030 | TWh | 246 | Sub_sector | Transport | Busses | Transport (busses) | Energetic | transport_busses_final_demand_biomass | Biomass | EU | Energy demand | 0 | FEC
NL | TYNDP2026 | NT | 2030 | TWh | 247 | Sub_sector | Transport | Busses | Transport (busses) | Energetic | transport_busses_final_demand_coal | Solids | EU | Energy demand | 0 | FEC
NL | TYNDP2026 | NT | 2030 | TWh | 248 | Sub_sector | Transport | Busses | Transport (busses) | Energetic | transport_busses_final_demand_oil | Liquids | EU | Energy demand | 0 | FEC
NL | TYNDP2026 | NT | 2030 | TWh | 249 | Sub_sector | Transport | Busses | Transport (busses) | Energetic | transport_busses_final_demand_other | Others | EU | Energy demand | 0 | FEC
NL | TYNDP2026 | NT | 2030 | TWh | 250 | Sub_sector | Transport | Busses | Transport (busses) | Energetic | transport_busses_final_demand_ammonia | Ammonia | EU | Energy demand | 0 | FEC
NL | TYNDP2026 | NT | 2030 | TWh | 252 | Sub_sector | Transport | Trucks | Transport (trucks) | Energetic | transport_trucks_final_demand_electricity | Electricity | EU | Energy demand | 4.2699 | FEC
NL | TYNDP2026 | NT | 2030 | TWh | 253 | Sub_sector | Transport | Trucks | Transport (trucks) | Energetic | transport_trucks_final_demand_hydrogen | Hydrogen | EU | Energy demand | 0.55332 | FEC
NL | TYNDP2026 | NT | 2030 | TWh | 254 | Sub_sector | Transport | Trucks | Transport (trucks) | Energetic | transport_trucks_final_demand_methane | Methane | EU | Energy demand | 0.71673 | FEC
NL | TYNDP2026 | NT | 2030 | TWh | 255 | Sub_sector | Transport | Trucks | Transport (trucks) | Energetic | transport_trucks_final_demand_heat | Heat | EU | Energy demand | 0 | FEC
NL | TYNDP2026 | NT | 2030 | TWh | 256 | Sub_sector | Transport | Trucks | Transport (trucks) | Energetic | transport_trucks_final_demand_biomass | Biomass | EU | Energy demand | 0 | FEC
NL | TYNDP2026 | NT | 2030 | TWh | 257 | Sub_sector | Transport | Trucks | Transport (trucks) | Energetic | transport_trucks_final_demand_coal | Solids | EU | Energy demand | 0 | FEC
NL | TYNDP2026 | NT | 2030 | TWh | 258 | Sub_sector | Transport | Trucks | Transport (trucks) | Energetic | transport_trucks_final_demand_oil | Liquids | EU | Energy demand | 30.6763 | FEC
NL | TYNDP2026 | NT | 2030 | TWh | 259 | Sub_sector | Transport | Trucks | Transport (trucks) | Energetic | transport_trucks_final_demand_other | Others | EU | Energy demand | 0 | FEC
NL | TYNDP2026 | NT | 2030 | TWh | 260 | Sub_sector | Transport | Trucks | Transport (trucks) | Energetic | transport_trucks_final_demand_ammonia | Ammonia | EU | Energy demand | 0 | FEC
NL | TYNDP2026 | NT | 2030 | TWh | 262 | Sub_sector | Transport | Vans | Transport (vans) | Energetic | transport_vans_final_demand_electricity | Electricity | EU | Energy demand | 2.0957 | FEC
NL | TYNDP2026 | NT | 2030 | TWh | 263 | Sub_sector | Transport | Vans | Transport (vans) | Energetic | transport_vans_final_demand_hydrogen | Hydrogen | EU | Energy demand | 0 | FEC
NL | TYNDP2026 | NT | 2030 | TWh | 264 | Sub_sector | Transport | Vans | Transport (vans) | Energetic | transport_vans_final_demand_methane | Methane | EU | Energy demand | 0.065481 | FEC
NL | TYNDP2026 | NT | 2030 | TWh | 265 | Sub_sector | Transport | Vans | Transport (vans) | Energetic | transport_vans_final_demand_heat | Heat | EU | Energy demand | 0 | FEC
NL | TYNDP2026 | NT | 2030 | TWh | 266 | Sub_sector | Transport | Vans | Transport (vans) | Energetic | transport_vans_final_demand_biomass | Biomass | EU | Energy demand | 0 | FEC
NL | TYNDP2026 | NT | 2030 | TWh | 267 | Sub_sector | Transport | Vans | Transport (vans) | Energetic | transport_vans_final_demand_coal | Solids | EU | Energy demand | 0 | FEC
NL | TYNDP2026 | NT | 2030 | TWh | 268 | Sub_sector | Transport | Vans | Transport (vans) | Energetic | transport_vans_final_demand_oil | Liquids | EU | Energy demand | 18.5387 | FEC
NL | TYNDP2026 | NT | 2030 | TWh | 269 | Sub_sector | Transport | Vans | Transport (vans) | Energetic | transport_vans_final_demand_other | Others | EU | Energy demand | 0 | FEC
NL | TYNDP2026 | NT | 2030 | TWh | 270 | Sub_sector | Transport | Vans | Transport (vans) | Energetic | transport_vans_final_demand_ammonia | Ammonia | EU | Energy demand | 0 | FEC
NL | TYNDP2026 | NT | 2030 | TWh | 272 | Sub_sector | Transport | Freight trains | Transport (trains) | Energetic | transport_trains_final_demand_electricity | Electricity | EU | Energy demand | 1.8866 | FEC
NL | TYNDP2026 | NT | 2030 | TWh | 273 | Sub_sector | Transport | Freight trains | Transport (trains) | Energetic | transport_trains_final_demand_hydrogen | Hydrogen | EU | Energy demand | 0 | FEC
NL | TYNDP2026 | NT | 2030 | TWh | 274 | Sub_sector | Transport | Freight trains | Transport (trains) | Energetic | transport_trains_final_demand_methane | Methane | EU | Energy demand | 0 | FEC
NL | TYNDP2026 | NT | 2030 | TWh | 275 | Sub_sector | Transport | Freight trains | Transport (trains) | Energetic | transport_trains_final_demand_heat | Heat | EU | Energy demand | 0 | FEC
NL | TYNDP2026 | NT | 2030 | TWh | 276 | Sub_sector | Transport | Freight trains | Transport (trains) | Energetic | transport_trains_final_demand_biomass | Biomass | EU | Energy demand | 0 | FEC
NL | TYNDP2026 | NT | 2030 | TWh | 277 | Sub_sector | Transport | Freight trains | Transport (trains) | Energetic | transport_trains_final_demand_coal | Solids | EU | Energy demand | 0 | FEC
NL | TYNDP2026 | NT | 2030 | TWh | 278 | Sub_sector | Transport | Freight trains | Transport (trains) | Energetic | transport_trains_final_demand_oil | Liquids | EU | Energy demand | 0 | FEC
NL | TYNDP2026 | NT | 2030 | TWh | 279 | Sub_sector | Transport | Freight trains | Transport (trains) | Energetic | transport_trains_final_demand_other | Others | EU | Energy demand | 0 | FEC
NL | TYNDP2026 | NT | 2030 | TWh | 280 | Sub_sector | Transport | Freight trains | Transport (trains) | Energetic | transport_trains_final_demand_ammonia | Ammonia | EU | Energy demand | 0 | FEC
NL | TYNDP2026 | NT | 2030 | TWh | 282 | Sub_sector | Transport | Ships | Transport (ships) | Energetic | transport_ships_final_demand_electricity | Electricity | EU | Energy demand | 0.043219 | FEC
NL | TYNDP2026 | NT | 2030 | TWh | 283 | Sub_sector | Transport | Ships | Transport (ships) | Energetic | transport_ships_final_demand_hydrogen | Hydrogen | EU | Energy demand | 0.13251 | FEC
NL | TYNDP2026 | NT | 2030 | TWh | 284 | Sub_sector | Transport | Ships | Transport (ships) | Energetic | transport_ships_final_demand_methane | Methane | EU | Energy demand | 0.5679 | FEC
NL | TYNDP2026 | NT | 2030 | TWh | 285 | Sub_sector | Transport | Ships | Transport (ships) | Energetic | transport_ships_final_demand_heat | Heat | EU | Energy demand | 0 | FEC
NL | TYNDP2026 | NT | 2030 | TWh | 286 | Sub_sector | Transport | Ships | Transport (ships) | Energetic | transport_ships_final_demand_biomass | Biomass | EU | Energy demand | 0 | FEC
NL | TYNDP2026 | NT | 2030 | TWh | 287 | Sub_sector | Transport | Ships | Transport (ships) | Energetic | transport_ships_final_demand_coal | Solids | EU | Energy demand | 0 | FEC
NL | TYNDP2026 | NT | 2030 | TWh | 288 | Sub_sector | Transport | Ships | Transport (ships) | Energetic | transport_ships_final_demand_oil | Liquids | EU | Energy demand | 1.9876 | FEC
NL | TYNDP2026 | NT | 2030 | TWh | 289 | Sub_sector | Transport | Ships | Transport (ships) | Energetic | transport_ships_final_demand_other | Others | EU | Energy demand | 0 | FEC
NL | TYNDP2026 | NT | 2030 | TWh | 290 | Sub_sector | Transport | Ships | Transport (ships) | Energetic | transport_ships_final_demand_ammonia | Ammonia | EU | Energy demand | 0.048283 | FEC
NL | TYNDP2026 | NT | 2030 | TWh | 292 | Sub_sector | Transport | Planes | Transport (planes) | Energetic | transport_planes_final_demand_electricity | Electricity | EU | Energy demand | 0 | FEC
NL | TYNDP2026 | NT | 2030 | TWh | 293 | Sub_sector | Transport | Planes | Transport (planes) | Energetic | transport_planes_final_demand_hydrogen | Hydrogen | EU | Energy demand | 0 | FEC
NL | TYNDP2026 | NT | 2030 | TWh | 294 | Sub_sector | Transport | Planes | Transport (planes) | Energetic | transport_planes_final_demand_methane | Methane | EU | Energy demand | 0 | FEC
NL | TYNDP2026 | NT | 2030 | TWh | 295 | Sub_sector | Transport | Planes | Transport (planes) | Energetic | transport_planes_final_demand_heat | Heat | EU | Energy demand | 0 | FEC
NL | TYNDP2026 | NT | 2030 | TWh | 296 | Sub_sector | Transport | Planes | Transport (planes) | Energetic | transport_planes_final_demand_biomass | Biomass | EU | Energy demand | 0 | FEC
NL | TYNDP2026 | NT | 2030 | TWh | 297 | Sub_sector | Transport | Planes | Transport (planes) | Energetic | transport_planes_final_demand_coal | Solids | EU | Energy demand | 0 | FEC
NL | TYNDP2026 | NT | 2030 | TWh | 298 | Sub_sector | Transport | Planes | Transport (planes) | Energetic | transport_planes_final_demand_oil | Liquids | EU | Energy demand | 0.22297 | FEC
NL | TYNDP2026 | NT | 2030 | TWh | 299 | Sub_sector | Transport | Planes | Transport (planes) | Energetic | transport_planes_final_demand_other | Others | EU | Energy demand | 0 | FEC
NL | TYNDP2026 | NT | 2030 | TWh | 300 | Sub_sector | Transport | Planes | Transport (planes) | Energetic | transport_planes_final_demand_ammonia | Ammonia | EU | Energy demand | 0 | FEC
NL | TYNDP2026 | NT | 2030 | TWh | 302 | Sub_sector | Transport | Others | Transport (others) | Energetic | transport_other_final_demand_electricity | Electricity | EU | Energy demand | 0.096776 | FEC
NL | TYNDP2026 | NT | 2030 | TWh | 303 | Sub_sector | Transport | Others | Transport (others) | Energetic | transport_other_final_demand_hydrogen | Hydrogen | EU | Energy demand | 0 | FEC
NL | TYNDP2026 | NT | 2030 | TWh | 304 | Sub_sector | Transport | Others | Transport (others) | Energetic | transport_other_final_demand_methane | Methane | EU | Energy demand | 0 | FEC
NL | TYNDP2026 | NT | 2030 | TWh | 305 | Sub_sector | Transport | Others | Transport (others) | Energetic | transport_other_final_demand_heat | Heat | EU | Energy demand | 0 | FEC
NL | TYNDP2026 | NT | 2030 | TWh | 306 | Sub_sector | Transport | Others | Transport (others) | Energetic | transport_other_final_demand_biomass | Biomass | EU | Energy demand | 0 | FEC
NL | TYNDP2026 | NT | 2030 | TWh | 307 | Sub_sector | Transport | Others | Transport (others) | Energetic | transport_other_final_demand_coal | Solids | EU | Energy demand | 0 | FEC
NL | TYNDP2026 | NT | 2030 | TWh | 308 | Sub_sector | Transport | Others | Transport (others) | Energetic | transport_other_final_demand_oil | Liquids | EU | Energy demand | 1.9181 | FEC
NL | TYNDP2026 | NT | 2030 | TWh | 309 | Sub_sector | Transport | Others | Transport (others) | Energetic | transport_other_final_demand_other | Others | EU | Energy demand | 0 | FEC
NL | TYNDP2026 | NT | 2030 | TWh | 310 | Sub_sector | Transport | Others | Transport (others) | Energetic | transport_other_final_demand_ammonia | Ammonia | EU | Energy demand | 0 | FEC
NL | TYNDP2026 | NT | 2030 | TWh | 312 | Sub_sector | International transport | International aviation | Transport (int. aviation) | Energetic | transport_int_aviation_final_demand_electricity | Electricity | EU | Energy demand | 0 | FEC
NL | TYNDP2026 | NT | 2030 | TWh | 313 | Sub_sector | International transport | International aviation | Transport (int. aviation) | Energetic | transport_int_aviation_final_demand_hydrogen | Hydrogen | EU | Energy demand | 0 | FEC
NL | TYNDP2026 | NT | 2030 | TWh | 314 | Sub_sector | International transport | International aviation | Transport (int. aviation) | Energetic | transport_int_aviation_final_demand_methane | Methane | EU | Energy demand | 0 | FEC
NL | TYNDP2026 | NT | 2030 | TWh | 315 | Sub_sector | International transport | International aviation | Transport (int. aviation) | Energetic | transport_int_aviation_final_demand_heat | Heat | EU | Energy demand | 0 | FEC
NL | TYNDP2026 | NT | 2030 | TWh | 316 | Sub_sector | International transport | International aviation | Transport (int. aviation) | Energetic | transport_int_aviation_final_demand_biofuels | Biomass | EU | Energy demand | 0 | FEC
NL | TYNDP2026 | NT | 2030 | TWh | 317 | Sub_sector | International transport | International aviation | Transport (int. aviation) | Energetic | transport_int_aviation_final_demand_coal | Solids | EU | Energy demand | 0 | FEC
NL | TYNDP2026 | NT | 2030 | TWh | 318 | Sub_sector | International transport | International aviation | Transport (int. aviation) | Energetic | transport_int_aviation_final_demand_oil | Liquids | EU | Energy demand | 43.1556 | FEC
NL | TYNDP2026 | NT | 2030 | TWh | 319 | Sub_sector | International transport | International aviation | Transport (int. aviation) | Energetic | transport_int_aviation_final_demand_other | Others | EU | Energy demand | 0 | FEC
NL | TYNDP2026 | NT | 2030 | TWh | 320 | Sub_sector | International transport | International aviation | Transport (int. aviation) | Energetic | transport_int_aviation_final_demand_ammonia | Ammonia | EU | Energy demand | 0 | FEC
NL | TYNDP2026 | NT | 2030 | TWh | 322 | Sub_sector | International transport | International shipping | Transport (int. shipping) | Energetic | transport_int_shipping_final_demand_electricity | Electricity | EU | Energy demand | 1.1561 | not_included_in_FEC
NL | TYNDP2026 | NT | 2030 | TWh | 323 | Sub_sector | International transport | International shipping | Transport (int. shipping) | Energetic | transport_int_shipping_final_demand_hydrogen | Hydrogen | EU | Energy demand | 0 | not_included_in_FEC
NL | TYNDP2026 | NT | 2030 | TWh | 324 | Sub_sector | International transport | International shipping | Transport (int. shipping) | Energetic | transport_int_shipping_final_demand_methane | Methane | EU | Energy demand | 2.2066 | not_included_in_FEC
NL | TYNDP2026 | NT | 2030 | TWh | 325 | Sub_sector | International transport | International shipping | Transport (int. shipping) | Energetic | transport_int_shipping_final_demand_heat | Heat | EU | Energy demand | 0 | not_included_in_FEC
NL | TYNDP2026 | NT | 2030 | TWh | 326 | Sub_sector | International transport | International shipping | Transport (int. shipping) | Energetic | transport_int_shipping_final_demand_biofuels | Biomass | EU | Energy demand | 0 | not_included_in_FEC
NL | TYNDP2026 | NT | 2030 | TWh | 327 | Sub_sector | International transport | International shipping | Transport (int. shipping) | Energetic | transport_int_shipping_final_demand_coal | Solids | EU | Energy demand | 0 | not_included_in_FEC
NL | TYNDP2026 | NT | 2030 | TWh | 328 | Sub_sector | International transport | International shipping | Transport (int. shipping) | Energetic | transport_int_shipping_final_demand_oil | Liquids | EU | Energy demand | 88.343 | not_included_in_FEC
NL | TYNDP2026 | NT | 2030 | TWh | 329 | Sub_sector | International transport | International shipping | Transport (int. shipping) | Energetic | transport_int_shipping_final_demand_other | Others | EU | Energy demand | 0 | not_included_in_FEC
NL | TYNDP2026 | NT | 2030 | TWh | 330 | Sub_sector | International transport | International shipping | Transport (int. shipping) | Energetic | transport_int_shipping_final_demand_ammonia | Ammonia | EU | Energy demand | 19.8485 | not_included_in_FEC
NL | TYNDP2026 | NT | 2030 | TWh | 332 | Sub_sector | Households | Space heating | Households (heating) | Energetic | households_heating_final_demand_electricity | Electricity | EU | Energy demand | 8.4781 | FEC
NL | TYNDP2026 | NT | 2030 | TWh | 333 | Sub_sector | Households | Space heating | Households (heating) | Energetic | households_heating_final_demand_hydrogen | Hydrogen | EU | Energy demand | 0 | FEC
NL | TYNDP2026 | NT | 2030 | TWh | 334 | Sub_sector | Households | Space heating | Households (heating) | Energetic | households_heating_final_demand_methane | Methane | EU | Energy demand | 53.0395 | FEC
NL | TYNDP2026 | NT | 2030 | TWh | 335 | Sub_sector | Households | Space heating | Households (heating) | Energetic | households_heating_final_demand_heat | Heat | EU | Energy demand | 8.4082 | FEC
NL | TYNDP2026 | NT | 2030 | TWh | 336 | Sub_sector | Households | Space heating | Households (heating) | Energetic | households_heating_final_demand_biomass | Biomass | EU | Energy demand | 3.3825 | FEC
NL | TYNDP2026 | NT | 2030 | TWh | 337 | Sub_sector | Households | Space heating | Households (heating) | Energetic | households_heating_final_demand_coal | Solids | EU | Energy demand | 0 | FEC
NL | TYNDP2026 | NT | 2030 | TWh | 338 | Sub_sector | Households | Space heating | Households (heating) | Energetic | households_heating_final_demand_oil | Liquids | EU | Energy demand | 0 | FEC
NL | TYNDP2026 | NT | 2030 | TWh | 339 | Sub_sector | Households | Space heating | Households (heating) | Energetic | households_heating_final_demand_other | Others | EU | Energy demand | 0 | FEC
NL | TYNDP2026 | NT | 2030 | TWh | 340 | Sub_sector | Households | Space heating | Households (heating) | Energetic | households_heating_final_demand_ammonia | Ammonia | EU | Energy demand | 0 | FEC
NL | TYNDP2026 | NT | 2030 | TWh | 343 | Sub_sector | Households | Cooling | Households (cooling) | Energetic | households_cooling_final_demand_electricity | Electricity | EU | Energy demand | 0.8792 | FEC
NL | TYNDP2026 | NT | 2030 | TWh | 344 | Sub_sector | Households | Cooling | Households (cooling) | Energetic | households_cooling_final_demand_hydrogen | Hydrogen | EU | Energy demand | 0 | FEC
NL | TYNDP2026 | NT | 2030 | TWh | 345 | Sub_sector | Households | Cooling | Households (cooling) | Energetic | households_cooling_final_demand_methane | Methane | EU | Energy demand | 0 | FEC
NL | TYNDP2026 | NT | 2030 | TWh | 346 | Sub_sector | Households | Cooling | Households (cooling) | Energetic | households_cooling_final_demand_heat | Heat | EU | Energy demand | 0 | FEC
NL | TYNDP2026 | NT | 2030 | TWh | 347 | Sub_sector | Households | Cooling | Households (cooling) | Energetic | households_cooling_final_demand_biomass | Biomass | EU | Energy demand | 0 | FEC
NL | TYNDP2026 | NT | 2030 | TWh | 348 | Sub_sector | Households | Cooling | Households (cooling) | Energetic | households_cooling_final_demand_coal | Solids | EU | Energy demand | 0 | FEC
NL | TYNDP2026 | NT | 2030 | TWh | 349 | Sub_sector | Households | Cooling | Households (cooling) | Energetic | households_cooling_final_demand_oil | Liquids | EU | Energy demand | 0 | FEC
NL | TYNDP2026 | NT | 2030 | TWh | 350 | Sub_sector | Households | Cooling | Households (cooling) | Energetic | households_cooling_final_demand_other | Others | EU | Energy demand | 0 | FEC
NL | TYNDP2026 | NT | 2030 | TWh | 351 | Sub_sector | Households | Cooling | Households (cooling) | Energetic | households_cooling_final_demand_ammonia | Ammonia | EU | Energy demand | 0 | FEC
NL | TYNDP2026 | NT | 2030 | TWh | 354 | Sub_sector | Households | Hot water | Households (hot water) | Energetic | households_hot_water_final_demand_electricity | Electricity | EU | Energy demand | 0.92329 | FEC
NL | TYNDP2026 | NT | 2030 | TWh | 355 | Sub_sector | Households | Hot water | Households (hot water) | Energetic | households_hot_water_final_demand_hydrogen | Hydrogen | EU | Energy demand | 0 | FEC
NL | TYNDP2026 | NT | 2030 | TWh | 356 | Sub_sector | Households | Hot water | Households (hot water) | Energetic | households_hot_water_final_demand_methane | Methane | EU | Energy demand | 10.0323 | FEC
NL | TYNDP2026 | NT | 2030 | TWh | 357 | Sub_sector | Households | Hot water | Households (hot water) | Energetic | households_hot_water_final_demand_heat | Heat | EU | Energy demand | 1.1451 | FEC
NL | TYNDP2026 | NT | 2030 | TWh | 358 | Sub_sector | Households | Hot water | Households (hot water) | Energetic | households_hot_water_final_demand_biomass | Biomass | EU | Energy demand | 0.45538 | FEC
NL | TYNDP2026 | NT | 2030 | TWh | 359 | Sub_sector | Households | Hot water | Households (hot water) | Energetic | households_hot_water_final_demand_coal | Solids | EU | Energy demand | 0 | FEC
NL | TYNDP2026 | NT | 2030 | TWh | 360 | Sub_sector | Households | Hot water | Households (hot water) | Energetic | households_hot_water_final_demand_oil | Liquids | EU | Energy demand | 0 | FEC
NL | TYNDP2026 | NT | 2030 | TWh | 361 | Sub_sector | Households | Hot water | Households (hot water) | Energetic | households_hot_water_final_demand_other | Others | EU | Energy demand | 0.28728 | FEC
NL | TYNDP2026 | NT | 2030 | TWh | 362 | Sub_sector | Households | Hot water | Households (hot water) | Energetic | households_hot_water_final_demand_ammonia | Ammonia | EU | Energy demand | 0 | FEC
NL | TYNDP2026 | NT | 2030 | TWh | 365 | Sub_sector | Households | Appliances | Households (appliances) | Energetic | households_appliances_final_demand_electricity | Electricity | EU | Energy demand | 17.9696 | FEC
NL | TYNDP2026 | NT | 2030 | TWh | 366 | Sub_sector | Households | Appliances | Households (appliances) | Energetic | households_appliances_final_demand_hydrogen | Hydrogen | EU | Energy demand | 0 | FEC
NL | TYNDP2026 | NT | 2030 | TWh | 367 | Sub_sector | Households | Appliances | Households (appliances) | Energetic | households_appliances_final_demand_methane | Methane | EU | Energy demand | 1.209 | FEC
NL | TYNDP2026 | NT | 2030 | TWh | 368 | Sub_sector | Households | Appliances | Households (appliances) | Energetic | households_appliances_final_demand_heat | Heat | EU | Energy demand | 0 | FEC
NL | TYNDP2026 | NT | 2030 | TWh | 369 | Sub_sector | Households | Appliances | Households (appliances) | Energetic | households_appliances_final_demand_biomass | Biomass | EU | Energy demand | 0 | FEC
NL | TYNDP2026 | NT | 2030 | TWh | 370 | Sub_sector | Households | Appliances | Households (appliances) | Energetic | households_appliances_final_demand_coal | Solids | EU | Energy demand | 0 | FEC
NL | TYNDP2026 | NT | 2030 | TWh | 371 | Sub_sector | Households | Appliances | Households (appliances) | Energetic | households_appliances_final_demand_oil | Liquids | EU | Energy demand | 0 | FEC
NL | TYNDP2026 | NT | 2030 | TWh | 372 | Sub_sector | Households | Appliances | Households (appliances) | Energetic | households_appliances_final_demand_other | Others | EU | Energy demand | 0 | FEC
NL | TYNDP2026 | NT | 2030 | TWh | 373 | Sub_sector | Households | Appliances | Households (appliances) | Energetic | households_appliances_final_demand_ammonia | Ammonia | EU | Energy demand | 0 | FEC
NL | TYNDP2026 | NT | 2030 | TWh | 375 | Sub_sector | Buildings | Space heating | Buildings (heat) | Energetic | buildings_heat_final_demand_electricity | Electricity | EU | Energy demand | 3.3517 | FEC
NL | TYNDP2026 | NT | 2030 | TWh | 376 | Sub_sector | Buildings | Space heating | Buildings (heat) | Energetic | buildings_heat_final_demand_hydrogen | Hydrogen | EU | Energy demand | 0 | FEC
NL | TYNDP2026 | NT | 2030 | TWh | 377 | Sub_sector | Buildings | Space heating | Buildings (heat) | Energetic | buildings_heat_final_demand_methane | Methane | EU | Energy demand | 32.1356 | FEC
NL | TYNDP2026 | NT | 2030 | TWh | 378 | Sub_sector | Buildings | Space heating | Buildings (heat) | Energetic | buildings_heat_final_demand_heat | Heat | EU | Energy demand | 4.9606 | FEC
NL | TYNDP2026 | NT | 2030 | TWh | 379 | Sub_sector | Buildings | Space heating | Buildings (heat) | Energetic | buildings_heat_final_demand_biomass | Biomass | EU | Energy demand | 0 | FEC
NL | TYNDP2026 | NT | 2030 | TWh | 380 | Sub_sector | Buildings | Space heating | Buildings (heat) | Energetic | buildings_heat_final_demand_coal | Solids | EU | Energy demand | 0 | FEC
NL | TYNDP2026 | NT | 2030 | TWh | 381 | Sub_sector | Buildings | Space heating | Buildings (heat) | Energetic | buildings_heat_final_demand_oil | Liquids | EU | Energy demand | 0 | FEC
NL | TYNDP2026 | NT | 2030 | TWh | 382 | Sub_sector | Buildings | Space heating | Buildings (heat) | Energetic | buildings_heat_final_demand_other | Others | EU | Energy demand | 0 | FEC
NL | TYNDP2026 | NT | 2030 | TWh | 383 | Sub_sector | Buildings | Space heating | Buildings (heat) | Energetic | buildings_heat_final_demand_ammonia | Ammonia | EU | Energy demand | 0 | FEC
NL | TYNDP2026 | NT | 2030 | TWh | 386 | Sub_sector | Buildings | Cooling | Buildings (cooling) | Energetic | buildings_cooling_final_demand_electricity | Electricity | EU | Energy demand | 3.1362 | FEC
NL | TYNDP2026 | NT | 2030 | TWh | 387 | Sub_sector | Buildings | Cooling | Buildings (cooling) | Energetic | buildings_cooling_final_demand_hydrogen | Hydrogen | EU | Energy demand | 0 | FEC
NL | TYNDP2026 | NT | 2030 | TWh | 388 | Sub_sector | Buildings | Cooling | Buildings (cooling) | Energetic | buildings_cooling_final_demand_methane | Methane | EU | Energy demand | 7.97e-12 | FEC
NL | TYNDP2026 | NT | 2030 | TWh | 389 | Sub_sector | Buildings | Cooling | Buildings (cooling) | Energetic | buildings_cooling_final_demand_heat | Heat | EU | Energy demand | 0 | FEC
NL | TYNDP2026 | NT | 2030 | TWh | 390 | Sub_sector | Buildings | Cooling | Buildings (cooling) | Energetic | buildings_cooling_final_demand_biomass | Biomass | EU | Energy demand | 0 | FEC
NL | TYNDP2026 | NT | 2030 | TWh | 391 | Sub_sector | Buildings | Cooling | Buildings (cooling) | Energetic | buildings_cooling_final_demand_coal | Solids | EU | Energy demand | 0 | FEC
NL | TYNDP2026 | NT | 2030 | TWh | 392 | Sub_sector | Buildings | Cooling | Buildings (cooling) | Energetic | buildings_cooling_final_demand_oil | Liquids | EU | Energy demand | 0 | FEC
NL | TYNDP2026 | NT | 2030 | TWh | 393 | Sub_sector | Buildings | Cooling | Buildings (cooling) | Energetic | buildings_cooling_final_demand_other | Others | EU | Energy demand | 0 | FEC
NL | TYNDP2026 | NT | 2030 | TWh | 394 | Sub_sector | Buildings | Cooling | Buildings (cooling) | Energetic | buildings_cooling_final_demand_ammonia | Ammonia | EU | Energy demand | 0 | FEC
NL | TYNDP2026 | NT | 2030 | TWh | 397 | Sub_sector | Buildings | Appliances | Buildings (appliances) | Energetic | buildings_appliances_final_demand_electricity | Electricity | EU | Energy demand | 19.8711 | FEC
NL | TYNDP2026 | NT | 2030 | TWh | 398 | Sub_sector | Buildings | Appliances | Buildings (appliances) | Energetic | buildings_appliances_final_demand_hydrogen | Hydrogen | EU | Energy demand | 0 | FEC
NL | TYNDP2026 | NT | 2030 | TWh | 399 | Sub_sector | Buildings | Appliances | Buildings (appliances) | Energetic | buildings_appliances_final_demand_methane | Methane | EU | Energy demand | 0.051242 | FEC
NL | TYNDP2026 | NT | 2030 | TWh | 400 | Sub_sector | Buildings | Appliances | Buildings (appliances) | Energetic | buildings_appliances_final_demand_heat | Heat | EU | Energy demand | 0 | FEC
NL | TYNDP2026 | NT | 2030 | TWh | 401 | Sub_sector | Buildings | Appliances | Buildings (appliances) | Energetic | buildings_appliances_final_demand_biomass | Biomass | EU | Energy demand | 0 | FEC
NL | TYNDP2026 | NT | 2030 | TWh | 402 | Sub_sector | Buildings | Appliances | Buildings (appliances) | Energetic | buildings_appliances_final_demand_coal | Solids | EU | Energy demand | 0 | FEC
NL | TYNDP2026 | NT | 2030 | TWh | 403 | Sub_sector | Buildings | Appliances | Buildings (appliances) | Energetic | buildings_appliances_final_demand_oil | Liquids | EU | Energy demand | 0 | FEC
NL | TYNDP2026 | NT | 2030 | TWh | 404 | Sub_sector | Buildings | Appliances | Buildings (appliances) | Energetic | buildings_appliances_final_demand_other | Others | EU | Energy demand | 0 | FEC
NL | TYNDP2026 | NT | 2030 | TWh | 405 | Sub_sector | Buildings | Appliances | Buildings (appliances) | Energetic | buildings_appliances_final_demand_ammonia | Ammonia | EU | Energy demand | 0 | FEC
NL | TYNDP2026 | NT | 2030 | TWh | 407 | Sub_sector | Buildings | Datacenters | Datacenters & ICT | Energetic | datacentres_final_demand_electricity_energetic | Electricity | EU | Energy demand | 25.3986 | FEC
NL | TYNDP2026 | NT | 2030 | TWh | 408 | Sub_sector | Buildings | Datacenters | Datacenters & ICT | Energetic | datacentres_final_demand_hydrogen_energetic | Hydrogen | EU | Energy demand | 0 | FEC
NL | TYNDP2026 | NT | 2030 | TWh | 409 | Sub_sector | Buildings | Datacenters | Datacenters & ICT | Energetic | datacentres_final_demand_methane_energetic | Methane | EU | Energy demand | 0 | FEC
NL | TYNDP2026 | NT | 2030 | TWh | 410 | Sub_sector | Buildings | Datacenters | Datacenters & ICT | Energetic | datacentres_final_demand_heat_energetic | Heat | EU | Energy demand | 0 | FEC
NL | TYNDP2026 | NT | 2030 | TWh | 411 | Sub_sector | Buildings | Datacenters | Datacenters & ICT | Energetic | datacentres_final_demand_biomass_energetic | Biomass | EU | Energy demand | 0 | FEC
NL | TYNDP2026 | NT | 2030 | TWh | 412 | Sub_sector | Buildings | Datacenters | Datacenters & ICT | Energetic | datacentres_final_demand_coal_energetic | Solids | EU | Energy demand | 0 | FEC
NL | TYNDP2026 | NT | 2030 | TWh | 413 | Sub_sector | Buildings | Datacenters | Datacenters & ICT | Energetic | datacentres_final_demand_oil_energetic | Liquids | EU | Energy demand | 0 | FEC
NL | TYNDP2026 | NT | 2030 | TWh | 414 | Sub_sector | Buildings | Datacenters | Datacenters & ICT | Energetic | datacentres_final_demand_other_energetic | Others | EU | Energy demand | 0 | FEC
NL | TYNDP2026 | NT | 2030 | TWh | 415 | Sub_sector | Buildings | Datacenters | Datacenters & ICT | Energetic | datacentres_final_demand_ammonia_energetic | Ammonia | EU | Energy demand | 0 | FEC
NL | TYNDP2026 | NT | 2030 | TWh | 417 | Sub_sector | Transport | Others_Sector | Others_Sector | Energetic | other_final_demand_electricity_energetic | Electricity | EU | Energy demand | 0 | FEC
NL | TYNDP2026 | NT | 2030 | TWh | 418 | Sub_sector | Transport | Others_Sector | Others_Sector | Energetic | other_final_demand_hydrogen_energetic | Hydrogen | EU | Energy demand | 0 | FEC
NL | TYNDP2026 | NT | 2030 | TWh | 419 | Sub_sector | Transport | Pipeline Transport | Others_Sector | Energetic | other_final_demand_methane_energetic | Methane | EU | Energy demand | 0.037449 | FEC
NL | TYNDP2026 | NT | 2030 | TWh | 420 | Sub_sector | Transport | Others_Sector | Others_Sector | Energetic | other_final_demand_heat_energetic | Heat | EU | Energy demand | 0 | FEC
NL | TYNDP2026 | NT | 2030 | TWh | 421 | Sub_sector | Transport | Others_Sector | Others_Sector | Energetic | other_final_demand_biomass_energetic | Biomass | EU | Energy demand | 0 | FEC
NL | TYNDP2026 | NT | 2030 | TWh | 422 | Sub_sector | Transport | Others_Sector | Others_Sector | Energetic | other_final_demand_coal_energetic | Solids | EU | Energy demand | 0 | FEC
NL | TYNDP2026 | NT | 2030 | TWh | 423 | Sub_sector | Transport | Others_Sector | Others_Sector | Energetic | other_final_demand_oil_energetic | Liquids | EU | Energy demand | 0.30904 | FEC
NL | TYNDP2026 | NT | 2030 | TWh | 424 | Sub_sector | Others_Sector | Others_Sector | Others_Sector | Non-energetic | other_final_demand_oil_non_energetic | Liquids | EU | Energy demand | 0.44568 | not_included_in_FEC
NL | TYNDP2026 | NT | 2030 | TWh | 425 | Sub_sector | Transport | Others_Sector | Others_Sector | Energetic | other_final_demand_other_energetic | Others | EU | Energy demand | 0 | FEC
NL | TYNDP2026 | NT | 2030 | TWh | 426 | Sub_sector | Transport | Others_Sector | Others_Sector | Energetic | other_final_demand_ammonia_energetic | Ammonia | EU | Energy demand | 0 | FEC
NL | TYNDP2026 | NT | 2030 | TWh | 427 | Sub_sector | Industry | Surplus_Heat_in_Industry | Surplus_Heat_in_Industry | Energetic | final_demand_of_industry_unused_local_production_steam_hot_water | Heat | EU | Energy demand | 7.2605 | FEC
NL | TYNDP2026 | NT | 2030 | TWh | 429 | Sub_sector | Agriculture | Total | Agriculture | Energetic | agriculture_final_demand_electricity_energetic | Electricity | EU | Energy demand | 11.0146 | FEC
NL | TYNDP2026 | NT | 2030 | TWh | 430 | Sub_sector | Agriculture | Total | Agriculture | Energetic | agriculture_final_demand_hydrogen_energetic | Hydrogen | EU | Energy demand | 0 | FEC
NL | TYNDP2026 | NT | 2030 | TWh | 431 | Sub_sector | Agriculture | Total | Agriculture | Energetic | agriculture_final_demand_methane_energetic | Methane | EU | Energy demand | 4.994 | FEC
NL | TYNDP2026 | NT | 2030 | TWh | 432 | Sub_sector | Agriculture | Total | Agriculture | Energetic | agriculture_final_demand_heat_energetic | Heat | EU | Energy demand | 18.5234 | FEC
NL | TYNDP2026 | NT | 2030 | TWh | 433 | Sub_sector | Agriculture | Total | Agriculture | Energetic | agriculture_final_demand_biomass_energetic | Biomass | EU | Energy demand | 1.925 | FEC
NL | TYNDP2026 | NT | 2030 | TWh | 434 | Sub_sector | Agriculture | Total | Agriculture | Energetic | agriculture_final_demand_coal_energetic | Solids | EU | Energy demand | 0 | FEC
NL | TYNDP2026 | NT | 2030 | TWh | 435 | Sub_sector | Agriculture | Total | Agriculture | Energetic | agriculture_final_demand_oil_energetic | Liquids | EU | Energy demand | 0 | FEC
NL | TYNDP2026 | NT | 2030 | TWh | 436 | Sub_sector | Agriculture | Total | Agriculture | Energetic | agriculture_final_demand_other_energetic | Others | EU | Energy demand | 0 | FEC
NL | TYNDP2026 | NT | 2030 | TWh | 437 | Sub_sector | Agriculture | Total | Agriculture | Energetic | agriculture_final_demand_ammonia_energetic | Ammonia | EU | Energy demand | 0 | FEC
NL | TYNDP2026 | NT | 2030 | TWh | 447 | Sub_sector | Buildings | Surplus Energy | Buildings | Energetic | GAP | Electricity | EU | Energy demand | 0 | FEC
NL | TYNDP2026 | NT | 2030 | TWh | 448 | Sub_sector | Buildings | Surplus Energy | Buildings | Energetic | GAP | Hydrogen | EU | Energy demand | 0 | FEC
NL | TYNDP2026 | NT | 2030 | TWh | 449 | Sub_sector | Buildings | Surplus Energy | Buildings | Energetic | GAP | Methane | EU | Energy demand | 0 | FEC
NL | TYNDP2026 | NT | 2030 | TWh | 450 | Sub_sector | Buildings | Surplus Energy | Buildings | Energetic | GAP | Heat | EU | Energy demand | 0 | FEC
NL | TYNDP2026 | NT | 2030 | TWh | 451 | Sub_sector | Buildings | Surplus Energy | Buildings | Energetic | GAP | Biomass | EU | Energy demand | 0 | FEC
NL | TYNDP2026 | NT | 2030 | TWh | 452 | Sub_sector | Buildings | Surplus Energy | Buildings | Energetic | GAP | Solids | EU | Energy demand | 0.032117 | FEC
NL | TYNDP2026 | NT | 2030 | TWh | 453 | Sub_sector | Buildings | Surplus Energy | Buildings | Energetic | GAP | Liquids | EU | Energy demand | 1.0018 | FEC
NL | TYNDP2026 | NT | 2030 | TWh | 454 | Sub_sector | Buildings | Surplus Energy | Buildings | Energetic | GAP | Others | EU | Energy demand | 0 | FEC
NL | TYNDP2026 | NT | 2030 | TWh | 455 | Sub_sector | Buildings | Surplus Energy | Buildings | Energetic | GAP | Ammonia | EU | Energy demand | 0 | FEC
NL | TYNDP2026 | NT | 2030 | TWh | 456 | Sub_sector | Households | Surplus Energy | Households | Energetic | GAP | Electricity | EU | Energy demand | 0 | FEC
NL | TYNDP2026 | NT | 2030 | TWh | 457 | Sub_sector | Households | Surplus Energy | Households | Energetic | GAP | Hydrogen | EU | Energy demand | 0 | FEC
NL | TYNDP2026 | NT | 2030 | TWh | 458 | Sub_sector | Households | Surplus Energy | Households | Energetic | GAP | Methane | EU | Energy demand | 0 | FEC
NL | TYNDP2026 | NT | 2030 | TWh | 459 | Sub_sector | Households | Surplus Energy | Households | Energetic | GAP | Heat | EU | Energy demand | 0 | FEC
NL | TYNDP2026 | NT | 2030 | TWh | 460 | Sub_sector | Households | Surplus Energy | Households | Energetic | GAP | Biomass | EU | Energy demand | 0 | FEC
NL | TYNDP2026 | NT | 2030 | TWh | 461 | Sub_sector | Households | Surplus Energy | Households | Energetic | GAP | Solids | EU | Energy demand | 0 | FEC
NL | TYNDP2026 | NT | 2030 | TWh | 462 | Sub_sector | Households | Surplus Energy | Households | Energetic | GAP | Liquids | EU | Energy demand | 0 | FEC
NL | TYNDP2026 | NT | 2030 | TWh | 463 | Sub_sector | Households | Surplus Energy | Households | Energetic | GAP | Others | EU | Energy demand | 0 | FEC
NL | TYNDP2026 | NT | 2030 | TWh | 464 | Sub_sector | Households | Surplus Energy | Households | Energetic | GAP | Ammonia | EU | Energy demand | 0 | FEC
NL | TYNDP2026 | NT | 2035 | TWh | 102 | Sub_sector | Industry | Aluminium | Industry (aluminium) | Energetic | industry_aluminium_demand_electricity_energetic | Electricity | EU | Energy demand | 0.0176 | FEC
NL | TYNDP2026 | NT | 2035 | TWh | 103 | Sub_sector | Industry | Aluminium | Industry (aluminium) | Energetic | industry_aluminium_demand_hydrogen_energetic | Hydrogen | EU | Energy demand | 0 | FEC
NL | TYNDP2026 | NT | 2035 | TWh | 104 | Sub_sector | Industry | Aluminium | Industry (aluminium) | Energetic | industry_aluminium_demand_methane_energetic | Methane | EU | Energy demand | 0.0519 | FEC
NL | TYNDP2026 | NT | 2035 | TWh | 105 | Sub_sector | Industry | Aluminium | Industry (aluminium) | Energetic | industry_aluminium_demand_heat_energetic | Heat | EU | Energy demand | 0 | FEC
NL | TYNDP2026 | NT | 2035 | TWh | 106 | Sub_sector | Industry | Aluminium | Industry (aluminium) | Energetic | industry_aluminium_demand_biomass_energetic | Biomass | EU | Energy demand | 0 | FEC
NL | TYNDP2026 | NT | 2035 | TWh | 107 | Sub_sector | Industry | Aluminium | Industry (aluminium) | Energetic | industry_aluminium_demand_coal_energetic | Solids | EU | Energy demand | 0 | FEC
NL | TYNDP2026 | NT | 2035 | TWh | 108 | Sub_sector | Industry | Aluminium | Industry (aluminium) | Energetic | industry_aluminium_demand_oil_energetic | Liquids | EU | Energy demand | 0 | FEC
NL | TYNDP2026 | NT | 2035 | TWh | 109 | Sub_sector | Industry | Aluminium | Industry (aluminium) | Energetic | industry_aluminium_demand_others_energetic | Others | EU | Energy demand | 0 | FEC
NL | TYNDP2026 | NT | 2035 | TWh | 110 | Sub_sector | Industry | Aluminium | Industry (aluminium) | Energetic | industry_ammonia_demand_others_energetic | Ammonia | EU | Energy demand | 0 | FEC
NL | TYNDP2026 | NT | 2035 | TWh | 112 | Sub_sector | Industry | Chemicals | Industry (chemicals, energetic) | Energetic | industry_chemical_demand_electricity_energetic | Electricity | EU | Energy demand | 25.8512 | FEC
NL | TYNDP2026 | NT | 2035 | TWh | 113 | Sub_sector | Industry | Chemicals | Industry (chemicals, energetic) | Energetic | industry_chemical_demand_hydrogen_energetic | Hydrogen | EU | Energy demand | 5.2001 | FEC
NL | TYNDP2026 | NT | 2035 | TWh | 114 | Sub_sector | Industry | Chemicals | Industry (chemicals, energetic) | Energetic | industry_chemical_demand_methane_energetic | Methane | EU | Energy demand | 15.5694 | FEC
NL | TYNDP2026 | NT | 2035 | TWh | 115 | Sub_sector | Industry | Chemicals | Industry (chemicals, energetic) | Energetic | industry_chemical_demand_heat_energetic | Heat | EU | Energy demand | 5.7102 | FEC
NL | TYNDP2026 | NT | 2035 | TWh | 116 | Sub_sector | Industry | Chemicals | Industry (chemicals, energetic) | Energetic | industry_chemical_demand_biomass_energetic | Biomass | EU | Energy demand | 0.151 | FEC
NL | TYNDP2026 | NT | 2035 | TWh | 117 | Sub_sector | Industry | Chemicals | Industry (chemicals, energetic) | Energetic | industry_chemical_demand_coal_energetic | Solids | EU | Energy demand | 0.536 | FEC
NL | TYNDP2026 | NT | 2035 | TWh | 118 | Sub_sector | Industry | Chemicals | Industry (chemicals, energetic) | Energetic | industry_chemical_demand_oil_energetic | Liquids | EU | Energy demand | 0.83631 | FEC
NL | TYNDP2026 | NT | 2035 | TWh | 119 | Sub_sector | Industry | Chemicals | Industry (chemicals, energetic) | Energetic | industry_chemical_demand_others_energetic | Others | EU | Energy demand | 0 | FEC
NL | TYNDP2026 | NT | 2035 | TWh | 120 | Sub_sector | Industry | Chemicals | Industry (chemicals, energetic) | Energetic | industry_chemical_demand_ammonia_energetic | Ammonia | EU | Energy demand | 0 | FEC
NL | TYNDP2026 | NT | 2035 | TWh | 122 | Sub_sector | Industry | Chemicals | Industry (chemicals, non-energetic) | Non-energetic | industry_chemical_demand_electricity_non_energetic | Electricity | EU | Energy demand | 0 | not_included_in_FEC
NL | TYNDP2026 | NT | 2035 | TWh | 123 | Sub_sector | Industry | Chemicals | Industry (chemicals, non-energetic) | Non-energetic | industry_chemical_demand_hydrogen_non_energetic | Hydrogen | EU | Energy demand | 7.3799 | not_included_in_FEC
NL | TYNDP2026 | NT | 2035 | TWh | 124 | Sub_sector | Industry | Chemicals | Industry (chemicals, non-energetic) | Non-energetic | industry_chemical_demand_methane_non_energetic | Methane | EU | Energy demand | 31.2088 | not_included_in_FEC
NL | TYNDP2026 | NT | 2035 | TWh | 125 | Sub_sector | Industry | Chemicals | Industry (chemicals, non-energetic) | Non-energetic | industry_chemical_demand_heat_non_energetic | Heat | EU | Energy demand | 0 | not_included_in_FEC
NL | TYNDP2026 | NT | 2035 | TWh | 126 | Sub_sector | Industry | Chemicals | Industry (chemicals, non-energetic) | Non-energetic | industry_chemical_demand_biomass_non_energetic | Biomass | EU | Energy demand | 13.8576 | not_included_in_FEC
NL | TYNDP2026 | NT | 2035 | TWh | 127 | Sub_sector | Industry | Chemicals | Industry (chemicals, non-energetic) | Non-energetic | industry_chemical_demand_coal_non_energetic | Solids | EU | Energy demand | 0 | not_included_in_FEC
NL | TYNDP2026 | NT | 2035 | TWh | 128 | Sub_sector | Industry | Chemicals | Industry (chemicals, non-energetic) | Non-energetic | industry_chemical_demand_oil_non_energetic | Liquids | EU | Energy demand | 121.9841 | not_included_in_FEC
NL | TYNDP2026 | NT | 2035 | TWh | 129 | Sub_sector | Industry | Chemicals | Industry (chemicals, non-energetic) | Non-energetic | industry_chemical_demand_others_non_energetic | Others | EU | Energy demand | 8.96 | not_included_in_FEC
NL | TYNDP2026 | NT | 2035 | TWh | 130 | Sub_sector | Industry | Chemicals | Industry (chemicals, non-energetic) | Non-energetic | industry_chemical_demand_ammonia_non_energetic | Ammonia | EU | Energy demand | 0 | not_included_in_FEC
NL | TYNDP2026 | NT | 2035 | TWh | 132 | Sub_sector | Industry | Fertilizers | Industry (fertilizers, energetic) | Energetic | industry_fertilizers_demand_electricity_energetic | Electricity | EU | Energy demand | 0 | FEC
NL | TYNDP2026 | NT | 2035 | TWh | 133 | Sub_sector | Industry | Fertilizers | Industry (fertilizers, energetic) | Energetic | industry_fertilizers_demand_hydrogen_energetic | Hydrogen | EU | Energy demand | 0 | FEC
NL | TYNDP2026 | NT | 2035 | TWh | 134 | Sub_sector | Industry | Fertilizers | Industry (fertilizers, energetic) | Energetic | industry_fertilizers_demand_methane_energetic | Methane | EU | Energy demand | 0 | FEC
NL | TYNDP2026 | NT | 2035 | TWh | 135 | Sub_sector | Industry | Fertilizers | Industry (fertilizers, energetic) | Energetic | industry_fertilizers_demand_heat_energetic | Heat | EU | Energy demand | 0 | FEC
NL | TYNDP2026 | NT | 2035 | TWh | 136 | Sub_sector | Industry | Fertilizers | Industry (fertilizers, energetic) | Energetic | industry_fertilizers_demand_biomass_energetic | Biomass | EU | Energy demand | 0 | FEC
NL | TYNDP2026 | NT | 2035 | TWh | 137 | Sub_sector | Industry | Fertilizers | Industry (fertilizers, energetic) | Energetic | industry_fertilizers_demand_coal_energetic | Solids | EU | Energy demand | 0 | FEC
NL | TYNDP2026 | NT | 2035 | TWh | 138 | Sub_sector | Industry | Fertilizers | Industry (fertilizers, energetic) | Energetic | industry_fertilizers_demand_oil_energetic | Liquids | EU | Energy demand | 0 | FEC
NL | TYNDP2026 | NT | 2035 | TWh | 139 | Sub_sector | Industry | Fertilizers | Industry (fertilizers, energetic) | Energetic | industry_fertilizers_demand_others_energetic | Others | EU | Energy demand | 0 | FEC
NL | TYNDP2026 | NT | 2035 | TWh | 140 | Sub_sector | Industry | Fertilizers | Industry (fertilizers, energetic) | Energetic | industry_fertilizers_demand_ammonia_energetic | Ammonia | EU | Energy demand | 0 | FEC
NL | TYNDP2026 | NT | 2035 | TWh | 142 | Sub_sector | Industry | Fertilizers | Industry (fertilizers, non-energetic) | Non-energetic | industry_fertilizers_demand_electricity_non_energetic | Electricity | EU | Energy demand | 0 | not_included_in_FEC
NL | TYNDP2026 | NT | 2035 | TWh | 143 | Sub_sector | Industry | Fertilizers | Industry (fertilizers, non-energetic) | Non-energetic | industry_fertilizers_demand_hydrogen_non_energetic | Hydrogen | EU | Energy demand | 0 | not_included_in_FEC
NL | TYNDP2026 | NT | 2035 | TWh | 144 | Sub_sector | Industry | Fertilizers | Industry (fertilizers, non-energetic) | Non-energetic | industry_fertilizers_demand_methane_non_energetic | Methane | EU | Energy demand | 0 | not_included_in_FEC
NL | TYNDP2026 | NT | 2035 | TWh | 145 | Sub_sector | Industry | Fertilizers | Industry (fertilizers, non-energetic) | Non-energetic | industry_fertilizers_demand_heat_non_energetic | Heat | EU | Energy demand | 0 | not_included_in_FEC
NL | TYNDP2026 | NT | 2035 | TWh | 146 | Sub_sector | Industry | Fertilizers | Industry (fertilizers, non-energetic) | Non-energetic | industry_fertilizers_demand_biomass_non_energetic | Biomass | EU | Energy demand | 0 | not_included_in_FEC
NL | TYNDP2026 | NT | 2035 | TWh | 147 | Sub_sector | Industry | Fertilizers | Industry (fertilizers, non-energetic) | Non-energetic | industry_fertilizers_demand_coal_non_energetic | Solids | EU | Energy demand | 0 | not_included_in_FEC
NL | TYNDP2026 | NT | 2035 | TWh | 148 | Sub_sector | Industry | Fertilizers | Industry (fertilizers, non-energetic) | Non-energetic | industry_fertilizers_demand_oil_non_energetic | Liquids | EU | Energy demand | 0 | not_included_in_FEC
NL | TYNDP2026 | NT | 2035 | TWh | 149 | Sub_sector | Industry | Fertilizers | Industry (fertilizers, non-energetic) | Non-energetic | industry_fertilizers_demand_others_non_energetic | Others | EU | Energy demand | 0 | not_included_in_FEC
NL | TYNDP2026 | NT | 2035 | TWh | 150 | Sub_sector | Industry | Fertilizers | Industry (fertilizers, non-energetic) | Non-energetic | industry_fertilizers_demand_ammonia_non_energetic | Ammonia | EU | Energy demand | 0 | not_included_in_FEC
NL | TYNDP2026 | NT | 2035 | TWh | 152 | Sub_sector | Industry | Food | Industry (food) | Energetic | industry_food_demand_electricity_energetic | Electricity | EU | Energy demand | 17.4651 | FEC
NL | TYNDP2026 | NT | 2035 | TWh | 153 | Sub_sector | Industry | Food | Industry (food) | Energetic | industry_food_demand_hydrogen_energetic | Hydrogen | EU | Energy demand | 0.0017394 | FEC
NL | TYNDP2026 | NT | 2035 | TWh | 154 | Sub_sector | Industry | Food | Industry (food) | Energetic | industry_food_demand_methane_energetic | Methane | EU | Energy demand | 2.3518 | FEC
NL | TYNDP2026 | NT | 2035 | TWh | 155 | Sub_sector | Industry | Food | Industry (food) | Energetic | industry_food_demand_heat_energetic | Heat | EU | Energy demand | 0 | FEC
NL | TYNDP2026 | NT | 2035 | TWh | 156 | Sub_sector | Industry | Food | Industry (food) | Energetic | industry_food_demand_biomass_energetic | Biomass | EU | Energy demand | 0.053299 | FEC
NL | TYNDP2026 | NT | 2035 | TWh | 157 | Sub_sector | Industry | Food | Industry (food) | Energetic | industry_food_demand_coal_energetic | Solids | EU | Energy demand | 0 | FEC
NL | TYNDP2026 | NT | 2035 | TWh | 158 | Sub_sector | Industry | Food | Industry (food) | Energetic | industry_food_demand_oil_energetic | Liquids | EU | Energy demand | 0.054297 | FEC
NL | TYNDP2026 | NT | 2035 | TWh | 159 | Sub_sector | Industry | Food | Industry (food) | Energetic | industry_food_demand_others_energetic | Others | EU | Energy demand | 0 | FEC
NL | TYNDP2026 | NT | 2035 | TWh | 160 | Sub_sector | Industry | Food | Industry (food) | Energetic | industry_food_demand_ammonia_energetic | Ammonia | EU | Energy demand | 0 | FEC
NL | TYNDP2026 | NT | 2035 | TWh | 162 | Sub_sector | Industry | Metals | Industry (metal) | Energetic | industry_metal_demand_electricity_energetic | Electricity | EU | Energy demand | 1.6961 | FEC
NL | TYNDP2026 | NT | 2035 | TWh | 163 | Sub_sector | Industry | Metals | Industry (metal) | Energetic | industry_metal_demand_hydrogen_energetic | Hydrogen | EU | Energy demand | 0.0051972 | FEC
NL | TYNDP2026 | NT | 2035 | TWh | 164 | Sub_sector | Industry | Metals | Industry (metal) | Energetic | industry_metal_demand_methane_energetic | Methane | EU | Energy demand | 0.39665 | FEC
NL | TYNDP2026 | NT | 2035 | TWh | 165 | Sub_sector | Industry | Metals | Industry (metal) | Energetic | industry_metal_demand_heat_energetic | Heat | EU | Energy demand | 0 | FEC
NL | TYNDP2026 | NT | 2035 | TWh | 166 | Sub_sector | Industry | Metals | Industry (metal) | Energetic | industry_metal_demand_biomass_energetic | Biomass | EU | Energy demand | 0 | FEC
NL | TYNDP2026 | NT | 2035 | TWh | 167 | Sub_sector | Industry | Metals | Industry (metal) | Energetic | industry_metal_demand_coal_energetic | Solids | EU | Energy demand | 0 | FEC
NL | TYNDP2026 | NT | 2035 | TWh | 168 | Sub_sector | Industry | Metals | Industry (metal) | Energetic | industry_metal_demand_oil_energetic | Liquids | EU | Energy demand | 0.009 | FEC
NL | TYNDP2026 | NT | 2035 | TWh | 169 | Sub_sector | Industry | Metals | Industry (metal) | Energetic | industry_metal_demand_others_energetic | Others | EU | Energy demand | 0 | FEC
NL | TYNDP2026 | NT | 2035 | TWh | 170 | Sub_sector | Industry | Metals | Industry (metal) | Energetic | industry_metal_demand_ammonia_energetic | Ammonia | EU | Energy demand | 0 | FEC
NL | TYNDP2026 | NT | 2035 | TWh | 172 | Sub_sector | Industry | Others | Industry (other, energetic) | Energetic | industry_other_demand_electricity_energetic | Electricity | EU | Energy demand | 18.1914 | FEC
NL | TYNDP2026 | NT | 2035 | TWh | 173 | Sub_sector | Industry | Others | Industry (other, energetic) | Energetic | industry_other_demand_hydrogen_energetic | Hydrogen | EU | Energy demand | 0.1886 | FEC
NL | TYNDP2026 | NT | 2035 | TWh | 174 | Sub_sector | Industry | Others | Industry (other, energetic) | Energetic | industry_other_demand_methane_energetic | Methane | EU | Energy demand | 7.5207 | FEC
NL | TYNDP2026 | NT | 2035 | TWh | 175 | Sub_sector | Industry | Others | Industry (other, energetic) | Energetic | industry_other_demand_heat_energetic | Heat | EU | Energy demand | 0.53161 | FEC
NL | TYNDP2026 | NT | 2035 | TWh | 176 | Sub_sector | Industry | Others | Industry (other, energetic) | Energetic | industry_other_demand_biomass_energetic | Biomass | EU | Energy demand | 0 | FEC
NL | TYNDP2026 | NT | 2035 | TWh | 177 | Sub_sector | Industry | Others | Industry (other, energetic) | Energetic | industry_other_demand_coal_energetic | Solids | EU | Energy demand | 0.087767 | FEC
NL | TYNDP2026 | NT | 2035 | TWh | 178 | Sub_sector | Industry | Others | Industry (other, energetic) | Energetic | industry_other_demand_oil_energetic | Liquids | EU | Energy demand | 0 | FEC
NL | TYNDP2026 | NT | 2035 | TWh | 179 | Sub_sector | Industry | Others | Industry (other, energetic) | Energetic | industry_other_demand_others_energetic | Others | EU | Energy demand | 0 | FEC
NL | TYNDP2026 | NT | 2035 | TWh | 180 | Sub_sector | Industry | Others | Industry (other, energetic) | Energetic | industry_other_demand_ammonia_energetic | Ammonia | EU | Energy demand | 0 | FEC
NL | TYNDP2026 | NT | 2035 | TWh | 182 | Sub_sector | Industry | Others | Industry (other, non-energetic) | Non-energetic | industry_other_demand_electricity_non_energetic | Electricity | EU | Energy demand | 0 | not_included_in_FEC
NL | TYNDP2026 | NT | 2035 | TWh | 183 | Sub_sector | Industry | Others | Industry (other, non-energetic) | Non-energetic | industry_other_demand_hydrogen_non_energetic | Hydrogen | EU | Energy demand | 0 | not_included_in_FEC
NL | TYNDP2026 | NT | 2035 | TWh | 184 | Sub_sector | Industry | Others | Industry (other, non-energetic) | Non-energetic | industry_other_demand_methane_non_energetic | Methane | EU | Energy demand | 0 | not_included_in_FEC
NL | TYNDP2026 | NT | 2035 | TWh | 185 | Sub_sector | Industry | Others | Industry (other, non-energetic) | Non-energetic | industry_other_demand_heat_non_energetic | Heat | EU | Energy demand | 0 | not_included_in_FEC
NL | TYNDP2026 | NT | 2035 | TWh | 186 | Sub_sector | Industry | Others | Industry (other, non-energetic) | Non-energetic | industry_other_demand_biomass_non_energetic | Biomass | EU | Energy demand | 0 | not_included_in_FEC
NL | TYNDP2026 | NT | 2035 | TWh | 187 | Sub_sector | Industry | Others | Industry (other, non-energetic) | Non-energetic | industry_other_demand_coal_non_energetic | Solids | EU | Energy demand | 0 | not_included_in_FEC
NL | TYNDP2026 | NT | 2035 | TWh | 188 | Sub_sector | Industry | Others | Industry (other, non-energetic) | Non-energetic | industry_other_demand_oil_non_energetic | Liquids | EU | Energy demand | 0 | not_included_in_FEC
NL | TYNDP2026 | NT | 2035 | TWh | 189 | Sub_sector | Industry | Others | Industry (other, non-energetic) | Non-energetic | industry_other_demand_others_non_energetic | Others | EU | Energy demand | 0 | not_included_in_FEC
NL | TYNDP2026 | NT | 2035 | TWh | 190 | Sub_sector | Industry | Others | Industry (other, non-energetic) | Non-energetic | industry_other_demand_ammonia_non_energetic | Ammonia | EU | Energy demand | 0 | not_included_in_FEC
NL | TYNDP2026 | NT | 2035 | TWh | 192 | Sub_sector | Industry | Paper | Industry (paper) | Energetic | industry_paper_demand_electricity_energetic | Electricity | EU | Energy demand | 3.445 | FEC
NL | TYNDP2026 | NT | 2035 | TWh | 193 | Sub_sector | Industry | Paper | Industry (paper) | Energetic | industry_paper_demand_hydrogen_energetic | Hydrogen | EU | Energy demand | 0 | FEC
NL | TYNDP2026 | NT | 2035 | TWh | 194 | Sub_sector | Industry | Paper | Industry (paper) | Energetic | industry_paper_demand_methane_energetic | Methane | EU | Energy demand | 0.43756 | FEC
NL | TYNDP2026 | NT | 2035 | TWh | 195 | Sub_sector | Industry | Paper | Industry (paper) | Energetic | industry_paper_demand_heat_energetic | Heat | EU | Energy demand | 0 | FEC
NL | TYNDP2026 | NT | 2035 | TWh | 196 | Sub_sector | Industry | Paper | Industry (paper) | Energetic | industry_paper_demand_biomass_energetic | Biomass | EU | Energy demand | 0 | FEC
NL | TYNDP2026 | NT | 2035 | TWh | 197 | Sub_sector | Industry | Paper | Industry (paper) | Energetic | industry_paper_demand_coal_energetic | Solids | EU | Energy demand | 0 | FEC
NL | TYNDP2026 | NT | 2035 | TWh | 198 | Sub_sector | Industry | Paper | Industry (paper) | Energetic | industry_paper_demand_oil_energetic | Liquids | EU | Energy demand | 0 | FEC
NL | TYNDP2026 | NT | 2035 | TWh | 199 | Sub_sector | Industry | Paper | Industry (paper) | Energetic | industry_paper_demand_others_energetic | Others | EU | Energy demand | 0 | FEC
NL | TYNDP2026 | NT | 2035 | TWh | 200 | Sub_sector | Industry | Paper | Industry (paper) | Energetic | industry_paper_demand_ammonia_energetic | Ammonia | EU | Energy demand | 0 | FEC
NL | TYNDP2026 | NT | 2035 | TWh | 202 | Sub_sector | Industry | Refineries | Industry (refineries, energetic) | Energetic | industry_refinery_demand_electricity_energetic | Electricity | EU | Energy demand | 8.3221 | not_included_in_FEC
NL | TYNDP2026 | NT | 2035 | TWh | 203 | Sub_sector | Industry | Refineries | Industry (refineries, energetic) | Energetic | industry_refinery_demand_hydrogen_energetic | Hydrogen | EU | Energy demand | 13.2431 | not_included_in_FEC
NL | TYNDP2026 | NT | 2035 | TWh | 204 | Sub_sector | Industry | Refineries | Industry (refineries, energetic) | Energetic | industry_refinery_demand_methane_energetic | Methane | EU | Energy demand | 7.9254 | not_included_in_FEC
NL | TYNDP2026 | NT | 2035 | TWh | 205 | Sub_sector | Industry | Refineries | Industry (refineries, energetic) | Energetic | industry_refinery_demand_heat_energetic | Heat | EU | Energy demand | 2.228 | not_included_in_FEC
NL | TYNDP2026 | NT | 2035 | TWh | 206 | Sub_sector | Industry | Refineries | Industry (refineries, energetic) | Energetic | industry_refinery_demand_biomass_energetic | Biomass | EU | Energy demand | 0 | not_included_in_FEC
NL | TYNDP2026 | NT | 2035 | TWh | 207 | Sub_sector | Industry | Refineries | Industry (refineries, energetic) | Energetic | industry_refinery_demand_coal_energetic | Solids | EU | Energy demand | 0 | not_included_in_FEC
NL | TYNDP2026 | NT | 2035 | TWh | 208 | Sub_sector | Industry | Refineries | Industry (refineries, energetic) | Energetic | industry_refinery_demand_oil_energetic | Liquids | EU | Energy demand | 2.9484 | not_included_in_FEC
NL | TYNDP2026 | NT | 2035 | TWh | 209 | Sub_sector | Industry | Refineries | Industry (refineries, energetic) | Energetic | industry_refinery_demand_others_energetic | Others | EU | Energy demand | 0 | not_included_in_FEC
NL | TYNDP2026 | NT | 2035 | TWh | 210 | Sub_sector | Industry | Refineries | Industry (refineries, energetic) | Energetic | industry_refinery_demand_ammonia_energetic | Ammonia | EU | Energy demand | 0 | not_included_in_FEC
NL | TYNDP2026 | NT | 2035 | TWh | 212 | Sub_sector | Industry | Refineries | Industry (refineries, non-energetic) | Non-energetic | industry_refinery_demand_electricity_non_energetic | Electricity | EU | Energy demand | 0 | not_included_in_FEC
NL | TYNDP2026 | NT | 2035 | TWh | 213 | Sub_sector | Industry | Refineries | Industry (refineries, non-energetic) | Non-energetic | industry_refinery_demand_hydrogen_non_energetic | Hydrogen | EU | Energy demand | 0 | not_included_in_FEC
NL | TYNDP2026 | NT | 2035 | TWh | 214 | Sub_sector | Industry | Refineries | Industry (refineries, non-energetic) | Non-energetic | industry_refinery_demand_methane_non_energetic | Methane | EU | Energy demand | 0 | not_included_in_FEC
NL | TYNDP2026 | NT | 2035 | TWh | 215 | Sub_sector | Industry | Refineries | Industry (refineries, non-energetic) | Non-energetic | industry_refinery_demand_heat_non_energetic | Heat | EU | Energy demand | 0 | not_included_in_FEC
NL | TYNDP2026 | NT | 2035 | TWh | 216 | Sub_sector | Industry | Refineries | Industry (refineries, non-energetic) | Non-energetic | industry_refinery_demand_biomass_non_energetic | Biomass | EU | Energy demand | 0 | not_included_in_FEC
NL | TYNDP2026 | NT | 2035 | TWh | 217 | Sub_sector | Industry | Refineries | Industry (refineries, non-energetic) | Non-energetic | industry_refinery_demand_coal_non_energetic | Solids | EU | Energy demand | 0 | not_included_in_FEC
NL | TYNDP2026 | NT | 2035 | TWh | 218 | Sub_sector | Industry | Refineries | Industry (refineries, non-energetic) | Non-energetic | industry_refinery_demand_oil_non_energetic | Liquids | EU | Energy demand | 0 | not_included_in_FEC
NL | TYNDP2026 | NT | 2035 | TWh | 219 | Sub_sector | Industry | Refineries | Industry (refineries, non-energetic) | Non-energetic | industry_refinery_demand_others_non_energetic | Others | EU | Energy demand | 0 | not_included_in_FEC
NL | TYNDP2026 | NT | 2035 | TWh | 220 | Sub_sector | Industry | Refineries | Industry (refineries, non-energetic) | Non-energetic | industry_refinery_demand_ammonia_non_energetic | Ammonia | EU | Energy demand | 0 | not_included_in_FEC
NL | TYNDP2026 | NT | 2035 | TWh | 222 | Sub_sector | Industry | Steel | Industry (steel) | Energetic | industry_steel_demand_electricity_energetic | Electricity | EU | Energy demand | 3.6553 | FEC
NL | TYNDP2026 | NT | 2035 | TWh | 223 | Sub_sector | Industry | Steel | Industry (steel) | Energetic | industry_steel_demand_hydrogen_energetic | Hydrogen | EU | Energy demand | 0.99955 | FEC
NL | TYNDP2026 | NT | 2035 | TWh | 224 | Sub_sector | Industry | Steel | Industry (steel) | Energetic | industry_steel_demand_methane_energetic | Methane | EU | Energy demand | 10.84 | FEC
NL | TYNDP2026 | NT | 2035 | TWh | 225 | Sub_sector | Industry | Steel | Industry (steel) | Energetic | industry_steel_demand_heat_energetic | Heat | EU | Energy demand | 0 | FEC
NL | TYNDP2026 | NT | 2035 | TWh | 226 | Sub_sector | Industry | Steel | Industry (steel) | Energetic | industry_steel_demand_biomass_energetic | Biomass | EU | Energy demand | 0 | FEC
NL | TYNDP2026 | NT | 2035 | TWh | 227 | Sub_sector | Industry | Steel | Industry (steel) | Energetic | industry_steel_demand_coal_energetic | Solids | EU | Energy demand | 16.1597 | FEC
NL | TYNDP2026 | NT | 2035 | TWh | 228 | Sub_sector | Industry | Steel | Industry (steel) | Energetic | industry_steel_demand_oil_energetic | Liquids | EU | Energy demand | 0 | FEC
NL | TYNDP2026 | NT | 2035 | TWh | 229 | Sub_sector | Industry | Steel | Industry (steel) | Energetic | industry_steel_demand_others_energetic | Others | EU | Energy demand | 0 | FEC
NL | TYNDP2026 | NT | 2035 | TWh | 230 | Sub_sector | Industry | Steel | Industry (steel) | Energetic | industry_steel_demand_ammonia_energetic | Ammonia | EU | Energy demand | 0 | FEC
NL | TYNDP2026 | NT | 2035 | TWh | 232 | Sub_sector | Transport | Cars | Transport (cars) | Energetic | transport_cars_final_demand_electricity | Electricity | EU | Energy demand | 12.7359 | FEC
NL | TYNDP2026 | NT | 2035 | TWh | 233 | Sub_sector | Transport | Cars | Transport (cars) | Energetic | transport_cars_final_demand_hydrogen | Hydrogen | EU | Energy demand | 0 | FEC
NL | TYNDP2026 | NT | 2035 | TWh | 234 | Sub_sector | Transport | Cars | Transport (cars) | Energetic | transport_cars_final_demand_methane | Methane | EU | Energy demand | 0 | FEC
NL | TYNDP2026 | NT | 2035 | TWh | 235 | Sub_sector | Transport | Cars | Transport (cars) | Energetic | transport_cars_final_demand_heat | Heat | EU | Energy demand | 0 | FEC
NL | TYNDP2026 | NT | 2035 | TWh | 236 | Sub_sector | Transport | Cars | Transport (cars) | Energetic | transport_cars_final_demand_biomass | Biomass | EU | Energy demand | 0 | FEC
NL | TYNDP2026 | NT | 2035 | TWh | 237 | Sub_sector | Transport | Cars | Transport (cars) | Energetic | transport_cars_final_demand_coal | Solids | EU | Energy demand | 0 | FEC
NL | TYNDP2026 | NT | 2035 | TWh | 238 | Sub_sector | Transport | Cars | Transport (cars) | Energetic | transport_cars_final_demand_oil | Liquids | EU | Energy demand | 41.8999 | FEC
NL | TYNDP2026 | NT | 2035 | TWh | 239 | Sub_sector | Transport | Cars | Transport (cars) | Energetic | transport_cars_final_demand_other | Others | EU | Energy demand | 0 | FEC
NL | TYNDP2026 | NT | 2035 | TWh | 240 | Sub_sector | Transport | Cars | Transport (cars) | Energetic | transport_cars_final_demand_ammonia | Ammonia | EU | Energy demand | 0 | FEC
NL | TYNDP2026 | NT | 2035 | TWh | 242 | Sub_sector | Transport | Busses | Transport (busses) | Energetic | transport_busses_final_demand_electricity | Electricity | EU | Energy demand | 1.6167 | FEC
NL | TYNDP2026 | NT | 2035 | TWh | 243 | Sub_sector | Transport | Busses | Transport (busses) | Energetic | transport_busses_final_demand_hydrogen | Hydrogen | EU | Energy demand | 0.024496 | FEC
NL | TYNDP2026 | NT | 2035 | TWh | 244 | Sub_sector | Transport | Busses | Transport (busses) | Energetic | transport_busses_final_demand_methane | Methane | EU | Energy demand | 0 | FEC
NL | TYNDP2026 | NT | 2035 | TWh | 245 | Sub_sector | Transport | Busses | Transport (busses) | Energetic | transport_busses_final_demand_heat | Heat | EU | Energy demand | 0 | FEC
NL | TYNDP2026 | NT | 2035 | TWh | 246 | Sub_sector | Transport | Busses | Transport (busses) | Energetic | transport_busses_final_demand_biomass | Biomass | EU | Energy demand | 0 | FEC
NL | TYNDP2026 | NT | 2035 | TWh | 247 | Sub_sector | Transport | Busses | Transport (busses) | Energetic | transport_busses_final_demand_coal | Solids | EU | Energy demand | 0 | FEC
NL | TYNDP2026 | NT | 2035 | TWh | 248 | Sub_sector | Transport | Busses | Transport (busses) | Energetic | transport_busses_final_demand_oil | Liquids | EU | Energy demand | 0 | FEC
NL | TYNDP2026 | NT | 2035 | TWh | 249 | Sub_sector | Transport | Busses | Transport (busses) | Energetic | transport_busses_final_demand_other | Others | EU | Energy demand | 0 | FEC
NL | TYNDP2026 | NT | 2035 | TWh | 250 | Sub_sector | Transport | Busses | Transport (busses) | Energetic | transport_busses_final_demand_ammonia | Ammonia | EU | Energy demand | 0 | FEC
NL | TYNDP2026 | NT | 2035 | TWh | 252 | Sub_sector | Transport | Trucks | Transport (trucks) | Energetic | transport_trucks_final_demand_electricity | Electricity | EU | Energy demand | 11.0676 | FEC
NL | TYNDP2026 | NT | 2035 | TWh | 253 | Sub_sector | Transport | Trucks | Transport (trucks) | Energetic | transport_trucks_final_demand_hydrogen | Hydrogen | EU | Energy demand | 1.1497 | FEC
NL | TYNDP2026 | NT | 2035 | TWh | 254 | Sub_sector | Transport | Trucks | Transport (trucks) | Energetic | transport_trucks_final_demand_methane | Methane | EU | Energy demand | 1.4077 | FEC
NL | TYNDP2026 | NT | 2035 | TWh | 255 | Sub_sector | Transport | Trucks | Transport (trucks) | Energetic | transport_trucks_final_demand_heat | Heat | EU | Energy demand | 0 | FEC
NL | TYNDP2026 | NT | 2035 | TWh | 256 | Sub_sector | Transport | Trucks | Transport (trucks) | Energetic | transport_trucks_final_demand_biomass | Biomass | EU | Energy demand | 0 | FEC
NL | TYNDP2026 | NT | 2035 | TWh | 257 | Sub_sector | Transport | Trucks | Transport (trucks) | Energetic | transport_trucks_final_demand_coal | Solids | EU | Energy demand | 0 | FEC
NL | TYNDP2026 | NT | 2035 | TWh | 258 | Sub_sector | Transport | Trucks | Transport (trucks) | Energetic | transport_trucks_final_demand_oil | Liquids | EU | Energy demand | 19.5434 | FEC
NL | TYNDP2026 | NT | 2035 | TWh | 259 | Sub_sector | Transport | Trucks | Transport (trucks) | Energetic | transport_trucks_final_demand_other | Others | EU | Energy demand | 0 | FEC
NL | TYNDP2026 | NT | 2035 | TWh | 260 | Sub_sector | Transport | Trucks | Transport (trucks) | Energetic | transport_trucks_final_demand_ammonia | Ammonia | EU | Energy demand | 0 | FEC
NL | TYNDP2026 | NT | 2035 | TWh | 262 | Sub_sector | Transport | Vans | Transport (vans) | Energetic | transport_vans_final_demand_electricity | Electricity | EU | Energy demand | 5.7043 | FEC
NL | TYNDP2026 | NT | 2035 | TWh | 263 | Sub_sector | Transport | Vans | Transport (vans) | Energetic | transport_vans_final_demand_hydrogen | Hydrogen | EU | Energy demand | 0 | FEC
NL | TYNDP2026 | NT | 2035 | TWh | 264 | Sub_sector | Transport | Vans | Transport (vans) | Energetic | transport_vans_final_demand_methane | Methane | EU | Energy demand | 0.046346 | FEC
NL | TYNDP2026 | NT | 2035 | TWh | 265 | Sub_sector | Transport | Vans | Transport (vans) | Energetic | transport_vans_final_demand_heat | Heat | EU | Energy demand | 0 | FEC
NL | TYNDP2026 | NT | 2035 | TWh | 266 | Sub_sector | Transport | Vans | Transport (vans) | Energetic | transport_vans_final_demand_biomass | Biomass | EU | Energy demand | 0 | FEC
NL | TYNDP2026 | NT | 2035 | TWh | 267 | Sub_sector | Transport | Vans | Transport (vans) | Energetic | transport_vans_final_demand_coal | Solids | EU | Energy demand | 0 | FEC
NL | TYNDP2026 | NT | 2035 | TWh | 268 | Sub_sector | Transport | Vans | Transport (vans) | Energetic | transport_vans_final_demand_oil | Liquids | EU | Energy demand | 12.2359 | FEC
NL | TYNDP2026 | NT | 2035 | TWh | 269 | Sub_sector | Transport | Vans | Transport (vans) | Energetic | transport_vans_final_demand_other | Others | EU | Energy demand | 0 | FEC
NL | TYNDP2026 | NT | 2035 | TWh | 270 | Sub_sector | Transport | Vans | Transport (vans) | Energetic | transport_vans_final_demand_ammonia | Ammonia | EU | Energy demand | 0 | FEC
NL | TYNDP2026 | NT | 2035 | TWh | 272 | Sub_sector | Transport | Freight trains | Transport (trains) | Energetic | transport_trains_final_demand_electricity | Electricity | EU | Energy demand | 2.0797 | FEC
NL | TYNDP2026 | NT | 2035 | TWh | 273 | Sub_sector | Transport | Freight trains | Transport (trains) | Energetic | transport_trains_final_demand_hydrogen | Hydrogen | EU | Energy demand | 0 | FEC
NL | TYNDP2026 | NT | 2035 | TWh | 274 | Sub_sector | Transport | Freight trains | Transport (trains) | Energetic | transport_trains_final_demand_methane | Methane | EU | Energy demand | 0 | FEC
NL | TYNDP2026 | NT | 2035 | TWh | 275 | Sub_sector | Transport | Freight trains | Transport (trains) | Energetic | transport_trains_final_demand_heat | Heat | EU | Energy demand | 0 | FEC
NL | TYNDP2026 | NT | 2035 | TWh | 276 | Sub_sector | Transport | Freight trains | Transport (trains) | Energetic | transport_trains_final_demand_biomass | Biomass | EU | Energy demand | 0 | FEC
NL | TYNDP2026 | NT | 2035 | TWh | 277 | Sub_sector | Transport | Freight trains | Transport (trains) | Energetic | transport_trains_final_demand_coal | Solids | EU | Energy demand | 0 | FEC
NL | TYNDP2026 | NT | 2035 | TWh | 278 | Sub_sector | Transport | Freight trains | Transport (trains) | Energetic | transport_trains_final_demand_oil | Liquids | EU | Energy demand | 0 | FEC
NL | TYNDP2026 | NT | 2035 | TWh | 279 | Sub_sector | Transport | Freight trains | Transport (trains) | Energetic | transport_trains_final_demand_other | Others | EU | Energy demand | 0 | FEC
NL | TYNDP2026 | NT | 2035 | TWh | 280 | Sub_sector | Transport | Freight trains | Transport (trains) | Energetic | transport_trains_final_demand_ammonia | Ammonia | EU | Energy demand | 0 | FEC
NL | TYNDP2026 | NT | 2035 | TWh | 282 | Sub_sector | Transport | Ships | Transport (ships) | Energetic | transport_ships_final_demand_electricity | Electricity | EU | Energy demand | 0.14919 | FEC
NL | TYNDP2026 | NT | 2035 | TWh | 283 | Sub_sector | Transport | Ships | Transport (ships) | Energetic | transport_ships_final_demand_hydrogen | Hydrogen | EU | Energy demand | 0.27446 | FEC
NL | TYNDP2026 | NT | 2035 | TWh | 284 | Sub_sector | Transport | Ships | Transport (ships) | Energetic | transport_ships_final_demand_methane | Methane | EU | Energy demand | 0.73516 | FEC
NL | TYNDP2026 | NT | 2035 | TWh | 285 | Sub_sector | Transport | Ships | Transport (ships) | Energetic | transport_ships_final_demand_heat | Heat | EU | Energy demand | 0 | FEC
NL | TYNDP2026 | NT | 2035 | TWh | 286 | Sub_sector | Transport | Ships | Transport (ships) | Energetic | transport_ships_final_demand_biomass | Biomass | EU | Energy demand | 0 | FEC
NL | TYNDP2026 | NT | 2035 | TWh | 287 | Sub_sector | Transport | Ships | Transport (ships) | Energetic | transport_ships_final_demand_coal | Solids | EU | Energy demand | 0 | FEC
NL | TYNDP2026 | NT | 2035 | TWh | 288 | Sub_sector | Transport | Ships | Transport (ships) | Energetic | transport_ships_final_demand_oil | Liquids | EU | Energy demand | 1.4703 | FEC
NL | TYNDP2026 | NT | 2035 | TWh | 289 | Sub_sector | Transport | Ships | Transport (ships) | Energetic | transport_ships_final_demand_other | Others | EU | Energy demand | 0 | FEC
NL | TYNDP2026 | NT | 2035 | TWh | 290 | Sub_sector | Transport | Ships | Transport (ships) | Energetic | transport_ships_final_demand_ammonia | Ammonia | EU | Energy demand | 0.12501 | FEC
NL | TYNDP2026 | NT | 2035 | TWh | 292 | Sub_sector | Transport | Planes | Transport (planes) | Energetic | transport_planes_final_demand_electricity | Electricity | EU | Energy demand | 0 | FEC
NL | TYNDP2026 | NT | 2035 | TWh | 293 | Sub_sector | Transport | Planes | Transport (planes) | Energetic | transport_planes_final_demand_hydrogen | Hydrogen | EU | Energy demand | 0 | FEC
NL | TYNDP2026 | NT | 2035 | TWh | 294 | Sub_sector | Transport | Planes | Transport (planes) | Energetic | transport_planes_final_demand_methane | Methane | EU | Energy demand | 0 | FEC
NL | TYNDP2026 | NT | 2035 | TWh | 295 | Sub_sector | Transport | Planes | Transport (planes) | Energetic | transport_planes_final_demand_heat | Heat | EU | Energy demand | 0 | FEC
NL | TYNDP2026 | NT | 2035 | TWh | 296 | Sub_sector | Transport | Planes | Transport (planes) | Energetic | transport_planes_final_demand_biomass | Biomass | EU | Energy demand | 0 | FEC
NL | TYNDP2026 | NT | 2035 | TWh | 297 | Sub_sector | Transport | Planes | Transport (planes) | Energetic | transport_planes_final_demand_coal | Solids | EU | Energy demand | 0 | FEC
NL | TYNDP2026 | NT | 2035 | TWh | 298 | Sub_sector | Transport | Planes | Transport (planes) | Energetic | transport_planes_final_demand_oil | Liquids | EU | Energy demand | 0.23996 | FEC
NL | TYNDP2026 | NT | 2035 | TWh | 299 | Sub_sector | Transport | Planes | Transport (planes) | Energetic | transport_planes_final_demand_other | Others | EU | Energy demand | 0 | FEC
NL | TYNDP2026 | NT | 2035 | TWh | 300 | Sub_sector | Transport | Planes | Transport (planes) | Energetic | transport_planes_final_demand_ammonia | Ammonia | EU | Energy demand | 0 | FEC
NL | TYNDP2026 | NT | 2035 | TWh | 302 | Sub_sector | Transport | Others | Transport (others) | Energetic | transport_other_final_demand_electricity | Electricity | EU | Energy demand | 0.11735 | FEC
NL | TYNDP2026 | NT | 2035 | TWh | 303 | Sub_sector | Transport | Others | Transport (others) | Energetic | transport_other_final_demand_hydrogen | Hydrogen | EU | Energy demand | 0 | FEC
NL | TYNDP2026 | NT | 2035 | TWh | 304 | Sub_sector | Transport | Others | Transport (others) | Energetic | transport_other_final_demand_methane | Methane | EU | Energy demand | 0 | FEC
NL | TYNDP2026 | NT | 2035 | TWh | 305 | Sub_sector | Transport | Others | Transport (others) | Energetic | transport_other_final_demand_heat | Heat | EU | Energy demand | 0 | FEC
NL | TYNDP2026 | NT | 2035 | TWh | 306 | Sub_sector | Transport | Others | Transport (others) | Energetic | transport_other_final_demand_biomass | Biomass | EU | Energy demand | 0 | FEC
NL | TYNDP2026 | NT | 2035 | TWh | 307 | Sub_sector | Transport | Others | Transport (others) | Energetic | transport_other_final_demand_coal | Solids | EU | Energy demand | 0 | FEC
NL | TYNDP2026 | NT | 2035 | TWh | 308 | Sub_sector | Transport | Others | Transport (others) | Energetic | transport_other_final_demand_oil | Liquids | EU | Energy demand | 1.9711 | FEC
NL | TYNDP2026 | NT | 2035 | TWh | 309 | Sub_sector | Transport | Others | Transport (others) | Energetic | transport_other_final_demand_other | Others | EU | Energy demand | 0 | FEC
NL | TYNDP2026 | NT | 2035 | TWh | 310 | Sub_sector | Transport | Others | Transport (others) | Energetic | transport_other_final_demand_ammonia | Ammonia | EU | Energy demand | 0 | FEC
NL | TYNDP2026 | NT | 2035 | TWh | 312 | Sub_sector | International transport | International aviation | Transport (int. aviation) | Energetic | transport_int_aviation_final_demand_electricity | Electricity | EU | Energy demand | 0 | FEC
NL | TYNDP2026 | NT | 2035 | TWh | 313 | Sub_sector | International transport | International aviation | Transport (int. aviation) | Energetic | transport_int_aviation_final_demand_hydrogen | Hydrogen | EU | Energy demand | 0 | FEC
NL | TYNDP2026 | NT | 2035 | TWh | 314 | Sub_sector | International transport | International aviation | Transport (int. aviation) | Energetic | transport_int_aviation_final_demand_methane | Methane | EU | Energy demand | 0 | FEC
NL | TYNDP2026 | NT | 2035 | TWh | 315 | Sub_sector | International transport | International aviation | Transport (int. aviation) | Energetic | transport_int_aviation_final_demand_heat | Heat | EU | Energy demand | 0 | FEC
NL | TYNDP2026 | NT | 2035 | TWh | 316 | Sub_sector | International transport | International aviation | Transport (int. aviation) | Energetic | transport_int_aviation_final_demand_biofuels | Biomass | EU | Energy demand | 0 | FEC
NL | TYNDP2026 | NT | 2035 | TWh | 317 | Sub_sector | International transport | International aviation | Transport (int. aviation) | Energetic | transport_int_aviation_final_demand_coal | Solids | EU | Energy demand | 0 | FEC
NL | TYNDP2026 | NT | 2035 | TWh | 318 | Sub_sector | International transport | International aviation | Transport (int. aviation) | Energetic | transport_int_aviation_final_demand_oil | Liquids | EU | Energy demand | 41.8423 | FEC
NL | TYNDP2026 | NT | 2035 | TWh | 319 | Sub_sector | International transport | International aviation | Transport (int. aviation) | Energetic | transport_int_aviation_final_demand_other | Others | EU | Energy demand | 0 | FEC
NL | TYNDP2026 | NT | 2035 | TWh | 320 | Sub_sector | International transport | International aviation | Transport (int. aviation) | Energetic | transport_int_aviation_final_demand_ammonia | Ammonia | EU | Energy demand | 0 | FEC
NL | TYNDP2026 | NT | 2035 | TWh | 322 | Sub_sector | International transport | International shipping | Transport (int. shipping) | Energetic | transport_int_shipping_final_demand_electricity | Electricity | EU | Energy demand | 1.2572 | not_included_in_FEC
NL | TYNDP2026 | NT | 2035 | TWh | 323 | Sub_sector | International transport | International shipping | Transport (int. shipping) | Energetic | transport_int_shipping_final_demand_hydrogen | Hydrogen | EU | Energy demand | 1.8945 | not_included_in_FEC
NL | TYNDP2026 | NT | 2035 | TWh | 324 | Sub_sector | International transport | International shipping | Transport (int. shipping) | Energetic | transport_int_shipping_final_demand_methane | Methane | EU | Energy demand | 9.3776 | not_included_in_FEC
NL | TYNDP2026 | NT | 2035 | TWh | 325 | Sub_sector | International transport | International shipping | Transport (int. shipping) | Energetic | transport_int_shipping_final_demand_heat | Heat | EU | Energy demand | 0 | not_included_in_FEC
NL | TYNDP2026 | NT | 2035 | TWh | 326 | Sub_sector | International transport | International shipping | Transport (int. shipping) | Energetic | transport_int_shipping_final_demand_biofuels | Biomass | EU | Energy demand | 0 | not_included_in_FEC
NL | TYNDP2026 | NT | 2035 | TWh | 327 | Sub_sector | International transport | International shipping | Transport (int. shipping) | Energetic | transport_int_shipping_final_demand_coal | Solids | EU | Energy demand | 0 | not_included_in_FEC
NL | TYNDP2026 | NT | 2035 | TWh | 328 | Sub_sector | International transport | International shipping | Transport (int. shipping) | Energetic | transport_int_shipping_final_demand_oil | Liquids | EU | Energy demand | 56.2181 | not_included_in_FEC
NL | TYNDP2026 | NT | 2035 | TWh | 329 | Sub_sector | International transport | International shipping | Transport (int. shipping) | Energetic | transport_int_shipping_final_demand_other | Others | EU | Energy demand | 0 | not_included_in_FEC
NL | TYNDP2026 | NT | 2035 | TWh | 330 | Sub_sector | International transport | International shipping | Transport (int. shipping) | Energetic | transport_int_shipping_final_demand_ammonia | Ammonia | EU | Energy demand | 26.1435 | not_included_in_FEC
NL | TYNDP2026 | NT | 2035 | TWh | 332 | Sub_sector | Households | Space heating | Households (heating) | Energetic | households_heating_final_demand_electricity | Electricity | EU | Energy demand | 17.276 | FEC
NL | TYNDP2026 | NT | 2035 | TWh | 333 | Sub_sector | Households | Space heating | Households (heating) | Energetic | households_heating_final_demand_hydrogen | Hydrogen | EU | Energy demand | 0 | FEC
NL | TYNDP2026 | NT | 2035 | TWh | 334 | Sub_sector | Households | Space heating | Households (heating) | Energetic | households_heating_final_demand_methane | Methane | EU | Energy demand | 31.7363 | FEC
NL | TYNDP2026 | NT | 2035 | TWh | 335 | Sub_sector | Households | Space heating | Households (heating) | Energetic | households_heating_final_demand_heat | Heat | EU | Energy demand | 10.6878 | FEC
NL | TYNDP2026 | NT | 2035 | TWh | 336 | Sub_sector | Households | Space heating | Households (heating) | Energetic | households_heating_final_demand_biomass | Biomass | EU | Energy demand | 2.2914 | FEC
NL | TYNDP2026 | NT | 2035 | TWh | 337 | Sub_sector | Households | Space heating | Households (heating) | Energetic | households_heating_final_demand_coal | Solids | EU | Energy demand | 0 | FEC
NL | TYNDP2026 | NT | 2035 | TWh | 338 | Sub_sector | Households | Space heating | Households (heating) | Energetic | households_heating_final_demand_oil | Liquids | EU | Energy demand | 0 | FEC
NL | TYNDP2026 | NT | 2035 | TWh | 339 | Sub_sector | Households | Space heating | Households (heating) | Energetic | households_heating_final_demand_other | Others | EU | Energy demand | 0 | FEC
NL | TYNDP2026 | NT | 2035 | TWh | 340 | Sub_sector | Households | Space heating | Households (heating) | Energetic | households_heating_final_demand_ammonia | Ammonia | EU | Energy demand | 0 | FEC
NL | TYNDP2026 | NT | 2035 | TWh | 343 | Sub_sector | Households | Cooling | Households (cooling) | Energetic | households_cooling_final_demand_electricity | Electricity | EU | Energy demand | 1.8436 | FEC
NL | TYNDP2026 | NT | 2035 | TWh | 344 | Sub_sector | Households | Cooling | Households (cooling) | Energetic | households_cooling_final_demand_hydrogen | Hydrogen | EU | Energy demand | 0 | FEC
NL | TYNDP2026 | NT | 2035 | TWh | 345 | Sub_sector | Households | Cooling | Households (cooling) | Energetic | households_cooling_final_demand_methane | Methane | EU | Energy demand | 0 | FEC
NL | TYNDP2026 | NT | 2035 | TWh | 346 | Sub_sector | Households | Cooling | Households (cooling) | Energetic | households_cooling_final_demand_heat | Heat | EU | Energy demand | 0 | FEC
NL | TYNDP2026 | NT | 2035 | TWh | 347 | Sub_sector | Households | Cooling | Households (cooling) | Energetic | households_cooling_final_demand_biomass | Biomass | EU | Energy demand | 0 | FEC
NL | TYNDP2026 | NT | 2035 | TWh | 348 | Sub_sector | Households | Cooling | Households (cooling) | Energetic | households_cooling_final_demand_coal | Solids | EU | Energy demand | 0 | FEC
NL | TYNDP2026 | NT | 2035 | TWh | 349 | Sub_sector | Households | Cooling | Households (cooling) | Energetic | households_cooling_final_demand_oil | Liquids | EU | Energy demand | 0 | FEC
NL | TYNDP2026 | NT | 2035 | TWh | 350 | Sub_sector | Households | Cooling | Households (cooling) | Energetic | households_cooling_final_demand_other | Others | EU | Energy demand | 0 | FEC
NL | TYNDP2026 | NT | 2035 | TWh | 351 | Sub_sector | Households | Cooling | Households (cooling) | Energetic | households_cooling_final_demand_ammonia | Ammonia | EU | Energy demand | 0 | FEC
NL | TYNDP2026 | NT | 2035 | TWh | 354 | Sub_sector | Households | Hot water | Households (hot water) | Energetic | households_hot_water_final_demand_electricity | Electricity | EU | Energy demand | 1.6133 | FEC
NL | TYNDP2026 | NT | 2035 | TWh | 355 | Sub_sector | Households | Hot water | Households (hot water) | Energetic | households_hot_water_final_demand_hydrogen | Hydrogen | EU | Energy demand | 0 | FEC
NL | TYNDP2026 | NT | 2035 | TWh | 356 | Sub_sector | Households | Hot water | Households (hot water) | Energetic | households_hot_water_final_demand_methane | Methane | EU | Energy demand | 8.4486 | FEC
NL | TYNDP2026 | NT | 2035 | TWh | 357 | Sub_sector | Households | Hot water | Households (hot water) | Energetic | households_hot_water_final_demand_heat | Heat | EU | Energy demand | 1.466 | FEC
NL | TYNDP2026 | NT | 2035 | TWh | 358 | Sub_sector | Households | Hot water | Households (hot water) | Energetic | households_hot_water_final_demand_biomass | Biomass | EU | Energy demand | 0.31039 | FEC
NL | TYNDP2026 | NT | 2035 | TWh | 359 | Sub_sector | Households | Hot water | Households (hot water) | Energetic | households_hot_water_final_demand_coal | Solids | EU | Energy demand | 0 | FEC
NL | TYNDP2026 | NT | 2035 | TWh | 360 | Sub_sector | Households | Hot water | Households (hot water) | Energetic | households_hot_water_final_demand_oil | Liquids | EU | Energy demand | 0 | FEC
NL | TYNDP2026 | NT | 2035 | TWh | 361 | Sub_sector | Households | Hot water | Households (hot water) | Energetic | households_hot_water_final_demand_other | Others | EU | Energy demand | 0.29372 | FEC
NL | TYNDP2026 | NT | 2035 | TWh | 362 | Sub_sector | Households | Hot water | Households (hot water) | Energetic | households_hot_water_final_demand_ammonia | Ammonia | EU | Energy demand | 0 | FEC
NL | TYNDP2026 | NT | 2035 | TWh | 365 | Sub_sector | Households | Appliances | Households (appliances) | Energetic | households_appliances_final_demand_electricity | Electricity | EU | Energy demand | 17.6162 | FEC
NL | TYNDP2026 | NT | 2035 | TWh | 366 | Sub_sector | Households | Appliances | Households (appliances) | Energetic | households_appliances_final_demand_hydrogen | Hydrogen | EU | Energy demand | 0 | FEC
NL | TYNDP2026 | NT | 2035 | TWh | 367 | Sub_sector | Households | Appliances | Households (appliances) | Energetic | households_appliances_final_demand_methane | Methane | EU | Energy demand | 0.61804 | FEC
NL | TYNDP2026 | NT | 2035 | TWh | 368 | Sub_sector | Households | Appliances | Households (appliances) | Energetic | households_appliances_final_demand_heat | Heat | EU | Energy demand | 0 | FEC
NL | TYNDP2026 | NT | 2035 | TWh | 369 | Sub_sector | Households | Appliances | Households (appliances) | Energetic | households_appliances_final_demand_biomass | Biomass | EU | Energy demand | 0 | FEC
NL | TYNDP2026 | NT | 2035 | TWh | 370 | Sub_sector | Households | Appliances | Households (appliances) | Energetic | households_appliances_final_demand_coal | Solids | EU | Energy demand | 0 | FEC
NL | TYNDP2026 | NT | 2035 | TWh | 371 | Sub_sector | Households | Appliances | Households (appliances) | Energetic | households_appliances_final_demand_oil | Liquids | EU | Energy demand | 0 | FEC
NL | TYNDP2026 | NT | 2035 | TWh | 372 | Sub_sector | Households | Appliances | Households (appliances) | Energetic | households_appliances_final_demand_other | Others | EU | Energy demand | 0 | FEC
NL | TYNDP2026 | NT | 2035 | TWh | 373 | Sub_sector | Households | Appliances | Households (appliances) | Energetic | households_appliances_final_demand_ammonia | Ammonia | EU | Energy demand | 0 | FEC
NL | TYNDP2026 | NT | 2035 | TWh | 375 | Sub_sector | Buildings | Space heating | Buildings (heat) | Energetic | buildings_heat_final_demand_electricity | Electricity | EU | Energy demand | 5.2825 | FEC
NL | TYNDP2026 | NT | 2035 | TWh | 376 | Sub_sector | Buildings | Space heating | Buildings (heat) | Energetic | buildings_heat_final_demand_hydrogen | Hydrogen | EU | Energy demand | 0 | FEC
NL | TYNDP2026 | NT | 2035 | TWh | 377 | Sub_sector | Buildings | Space heating | Buildings (heat) | Energetic | buildings_heat_final_demand_methane | Methane | EU | Energy demand | 26.211 | FEC
NL | TYNDP2026 | NT | 2035 | TWh | 378 | Sub_sector | Buildings | Space heating | Buildings (heat) | Energetic | buildings_heat_final_demand_heat | Heat | EU | Energy demand | 6.3703 | FEC
NL | TYNDP2026 | NT | 2035 | TWh | 379 | Sub_sector | Buildings | Space heating | Buildings (heat) | Energetic | buildings_heat_final_demand_biomass | Biomass | EU | Energy demand | 0 | FEC
NL | TYNDP2026 | NT | 2035 | TWh | 380 | Sub_sector | Buildings | Space heating | Buildings (heat) | Energetic | buildings_heat_final_demand_coal | Solids | EU | Energy demand | 0 | FEC
NL | TYNDP2026 | NT | 2035 | TWh | 381 | Sub_sector | Buildings | Space heating | Buildings (heat) | Energetic | buildings_heat_final_demand_oil | Liquids | EU | Energy demand | 0 | FEC
NL | TYNDP2026 | NT | 2035 | TWh | 382 | Sub_sector | Buildings | Space heating | Buildings (heat) | Energetic | buildings_heat_final_demand_other | Others | EU | Energy demand | 0 | FEC
NL | TYNDP2026 | NT | 2035 | TWh | 383 | Sub_sector | Buildings | Space heating | Buildings (heat) | Energetic | buildings_heat_final_demand_ammonia | Ammonia | EU | Energy demand | 0 | FEC
NL | TYNDP2026 | NT | 2035 | TWh | 386 | Sub_sector | Buildings | Cooling | Buildings (cooling) | Energetic | buildings_cooling_final_demand_electricity | Electricity | EU | Energy demand | 3.4998 | FEC
NL | TYNDP2026 | NT | 2035 | TWh | 387 | Sub_sector | Buildings | Cooling | Buildings (cooling) | Energetic | buildings_cooling_final_demand_hydrogen | Hydrogen | EU | Energy demand | 0 | FEC
NL | TYNDP2026 | NT | 2035 | TWh | 388 | Sub_sector | Buildings | Cooling | Buildings (cooling) | Energetic | buildings_cooling_final_demand_methane | Methane | EU | Energy demand | 8.89e-12 | FEC
NL | TYNDP2026 | NT | 2035 | TWh | 389 | Sub_sector | Buildings | Cooling | Buildings (cooling) | Energetic | buildings_cooling_final_demand_heat | Heat | EU | Energy demand | 0 | FEC
NL | TYNDP2026 | NT | 2035 | TWh | 390 | Sub_sector | Buildings | Cooling | Buildings (cooling) | Energetic | buildings_cooling_final_demand_biomass | Biomass | EU | Energy demand | 0 | FEC
NL | TYNDP2026 | NT | 2035 | TWh | 391 | Sub_sector | Buildings | Cooling | Buildings (cooling) | Energetic | buildings_cooling_final_demand_coal | Solids | EU | Energy demand | 0 | FEC
NL | TYNDP2026 | NT | 2035 | TWh | 392 | Sub_sector | Buildings | Cooling | Buildings (cooling) | Energetic | buildings_cooling_final_demand_oil | Liquids | EU | Energy demand | 0 | FEC
NL | TYNDP2026 | NT | 2035 | TWh | 393 | Sub_sector | Buildings | Cooling | Buildings (cooling) | Energetic | buildings_cooling_final_demand_other | Others | EU | Energy demand | 0 | FEC
NL | TYNDP2026 | NT | 2035 | TWh | 394 | Sub_sector | Buildings | Cooling | Buildings (cooling) | Energetic | buildings_cooling_final_demand_ammonia | Ammonia | EU | Energy demand | 0 | FEC
NL | TYNDP2026 | NT | 2035 | TWh | 397 | Sub_sector | Buildings | Appliances | Buildings (appliances) | Energetic | buildings_appliances_final_demand_electricity | Electricity | EU | Energy demand | 18.8859 | FEC
NL | TYNDP2026 | NT | 2035 | TWh | 398 | Sub_sector | Buildings | Appliances | Buildings (appliances) | Energetic | buildings_appliances_final_demand_hydrogen | Hydrogen | EU | Energy demand | 0 | FEC
NL | TYNDP2026 | NT | 2035 | TWh | 399 | Sub_sector | Buildings | Appliances | Buildings (appliances) | Energetic | buildings_appliances_final_demand_methane | Methane | EU | Energy demand | 0.049952 | FEC
NL | TYNDP2026 | NT | 2035 | TWh | 400 | Sub_sector | Buildings | Appliances | Buildings (appliances) | Energetic | buildings_appliances_final_demand_heat | Heat | EU | Energy demand | 0 | FEC
NL | TYNDP2026 | NT | 2035 | TWh | 401 | Sub_sector | Buildings | Appliances | Buildings (appliances) | Energetic | buildings_appliances_final_demand_biomass | Biomass | EU | Energy demand | 0 | FEC
NL | TYNDP2026 | NT | 2035 | TWh | 402 | Sub_sector | Buildings | Appliances | Buildings (appliances) | Energetic | buildings_appliances_final_demand_coal | Solids | EU | Energy demand | 0 | FEC
NL | TYNDP2026 | NT | 2035 | TWh | 403 | Sub_sector | Buildings | Appliances | Buildings (appliances) | Energetic | buildings_appliances_final_demand_oil | Liquids | EU | Energy demand | 0 | FEC
NL | TYNDP2026 | NT | 2035 | TWh | 404 | Sub_sector | Buildings | Appliances | Buildings (appliances) | Energetic | buildings_appliances_final_demand_other | Others | EU | Energy demand | 0 | FEC
NL | TYNDP2026 | NT | 2035 | TWh | 405 | Sub_sector | Buildings | Appliances | Buildings (appliances) | Energetic | buildings_appliances_final_demand_ammonia | Ammonia | EU | Energy demand | 0 | FEC
NL | TYNDP2026 | NT | 2035 | TWh | 407 | Sub_sector | Buildings | Datacenters | Datacenters & ICT | Energetic | datacentres_final_demand_electricity_energetic | Electricity | EU | Energy demand | 38.2184 | FEC
NL | TYNDP2026 | NT | 2035 | TWh | 408 | Sub_sector | Buildings | Datacenters | Datacenters & ICT | Energetic | datacentres_final_demand_hydrogen_energetic | Hydrogen | EU | Energy demand | 0 | FEC
NL | TYNDP2026 | NT | 2035 | TWh | 409 | Sub_sector | Buildings | Datacenters | Datacenters & ICT | Energetic | datacentres_final_demand_methane_energetic | Methane | EU | Energy demand | 0 | FEC
NL | TYNDP2026 | NT | 2035 | TWh | 410 | Sub_sector | Buildings | Datacenters | Datacenters & ICT | Energetic | datacentres_final_demand_heat_energetic | Heat | EU | Energy demand | 0 | FEC
NL | TYNDP2026 | NT | 2035 | TWh | 411 | Sub_sector | Buildings | Datacenters | Datacenters & ICT | Energetic | datacentres_final_demand_biomass_energetic | Biomass | EU | Energy demand | 0 | FEC
NL | TYNDP2026 | NT | 2035 | TWh | 412 | Sub_sector | Buildings | Datacenters | Datacenters & ICT | Energetic | datacentres_final_demand_coal_energetic | Solids | EU | Energy demand | 0 | FEC
NL | TYNDP2026 | NT | 2035 | TWh | 413 | Sub_sector | Buildings | Datacenters | Datacenters & ICT | Energetic | datacentres_final_demand_oil_energetic | Liquids | EU | Energy demand | 0 | FEC
NL | TYNDP2026 | NT | 2035 | TWh | 414 | Sub_sector | Buildings | Datacenters | Datacenters & ICT | Energetic | datacentres_final_demand_other_energetic | Others | EU | Energy demand | 0 | FEC
NL | TYNDP2026 | NT | 2035 | TWh | 415 | Sub_sector | Buildings | Datacenters | Datacenters & ICT | Energetic | datacentres_final_demand_ammonia_energetic | Ammonia | EU | Energy demand | 0 | FEC
NL | TYNDP2026 | NT | 2035 | TWh | 417 | Sub_sector | Transport | Others_Sector | Others_Sector | Energetic | other_final_demand_electricity_energetic | Electricity | EU | Energy demand | 0 | FEC
NL | TYNDP2026 | NT | 2035 | TWh | 418 | Sub_sector | Transport | Others_Sector | Others_Sector | Energetic | other_final_demand_hydrogen_energetic | Hydrogen | EU | Energy demand | 0 | FEC
NL | TYNDP2026 | NT | 2035 | TWh | 419 | Sub_sector | Transport | Pipeline Transport | Others_Sector | Energetic | other_final_demand_methane_energetic | Methane | EU | Energy demand | 0.037449 | FEC
NL | TYNDP2026 | NT | 2035 | TWh | 420 | Sub_sector | Transport | Others_Sector | Others_Sector | Energetic | other_final_demand_heat_energetic | Heat | EU | Energy demand | 0 | FEC
NL | TYNDP2026 | NT | 2035 | TWh | 421 | Sub_sector | Transport | Others_Sector | Others_Sector | Energetic | other_final_demand_biomass_energetic | Biomass | EU | Energy demand | 0 | FEC
NL | TYNDP2026 | NT | 2035 | TWh | 422 | Sub_sector | Transport | Others_Sector | Others_Sector | Energetic | other_final_demand_coal_energetic | Solids | EU | Energy demand | 0 | FEC
NL | TYNDP2026 | NT | 2035 | TWh | 423 | Sub_sector | Transport | Others_Sector | Others_Sector | Energetic | other_final_demand_oil_energetic | Liquids | EU | Energy demand | 0.30904 | FEC
NL | TYNDP2026 | NT | 2035 | TWh | 424 | Sub_sector | Others_Sector | Others_Sector | Others_Sector | Non-energetic | other_final_demand_oil_non_energetic | Liquids | EU | Energy demand | 0.44568 | not_included_in_FEC
NL | TYNDP2026 | NT | 2035 | TWh | 425 | Sub_sector | Transport | Others_Sector | Others_Sector | Energetic | other_final_demand_other_energetic | Others | EU | Energy demand | 0 | FEC
NL | TYNDP2026 | NT | 2035 | TWh | 426 | Sub_sector | Transport | Others_Sector | Others_Sector | Energetic | other_final_demand_ammonia_energetic | Ammonia | EU | Energy demand | 0 | FEC
NL | TYNDP2026 | NT | 2035 | TWh | 427 | Sub_sector | Industry | Surplus_Heat_in_Industry | Surplus_Heat_in_Industry | Energetic | final_demand_of_industry_unused_local_production_steam_hot_water | Heat | EU | Energy demand | 3.6766 | FEC
NL | TYNDP2026 | NT | 2035 | TWh | 429 | Sub_sector | Agriculture | Total | Agriculture | Energetic | agriculture_final_demand_electricity_energetic | Electricity | EU | Energy demand | 12.1282 | FEC
NL | TYNDP2026 | NT | 2035 | TWh | 430 | Sub_sector | Agriculture | Total | Agriculture | Energetic | agriculture_final_demand_hydrogen_energetic | Hydrogen | EU | Energy demand | 0 | FEC
NL | TYNDP2026 | NT | 2035 | TWh | 431 | Sub_sector | Agriculture | Total | Agriculture | Energetic | agriculture_final_demand_methane_energetic | Methane | EU | Energy demand | 1.7039 | FEC
NL | TYNDP2026 | NT | 2035 | TWh | 432 | Sub_sector | Agriculture | Total | Agriculture | Energetic | agriculture_final_demand_heat_energetic | Heat | EU | Energy demand | 17.0221 | FEC
NL | TYNDP2026 | NT | 2035 | TWh | 433 | Sub_sector | Agriculture | Total | Agriculture | Energetic | agriculture_final_demand_biomass_energetic | Biomass | EU | Energy demand | 1.9068 | FEC
NL | TYNDP2026 | NT | 2035 | TWh | 434 | Sub_sector | Agriculture | Total | Agriculture | Energetic | agriculture_final_demand_coal_energetic | Solids | EU | Energy demand | 0 | FEC
NL | TYNDP2026 | NT | 2035 | TWh | 435 | Sub_sector | Agriculture | Total | Agriculture | Energetic | agriculture_final_demand_oil_energetic | Liquids | EU | Energy demand | 0 | FEC
NL | TYNDP2026 | NT | 2035 | TWh | 436 | Sub_sector | Agriculture | Total | Agriculture | Energetic | agriculture_final_demand_other_energetic | Others | EU | Energy demand | 0 | FEC
NL | TYNDP2026 | NT | 2035 | TWh | 437 | Sub_sector | Agriculture | Total | Agriculture | Energetic | agriculture_final_demand_ammonia_energetic | Ammonia | EU | Energy demand | 0 | FEC
NL | TYNDP2026 | NT | 2035 | TWh | 447 | Sub_sector | Buildings | Surplus Energy | Buildings | Energetic | GAP | Electricity | EU | Energy demand | 0 | FEC
NL | TYNDP2026 | NT | 2035 | TWh | 448 | Sub_sector | Buildings | Surplus Energy | Buildings | Energetic | GAP | Hydrogen | EU | Energy demand | 0 | FEC
NL | TYNDP2026 | NT | 2035 | TWh | 449 | Sub_sector | Buildings | Surplus Energy | Buildings | Energetic | GAP | Methane | EU | Energy demand | 0 | FEC
NL | TYNDP2026 | NT | 2035 | TWh | 450 | Sub_sector | Buildings | Surplus Energy | Buildings | Energetic | GAP | Heat | EU | Energy demand | 0 | FEC
NL | TYNDP2026 | NT | 2035 | TWh | 451 | Sub_sector | Buildings | Surplus Energy | Buildings | Energetic | GAP | Biomass | EU | Energy demand | 0 | FEC
NL | TYNDP2026 | NT | 2035 | TWh | 452 | Sub_sector | Buildings | Surplus Energy | Buildings | Energetic | GAP | Solids | EU | Energy demand | 0.031308 | FEC
NL | TYNDP2026 | NT | 2035 | TWh | 453 | Sub_sector | Buildings | Surplus Energy | Buildings | Energetic | GAP | Liquids | EU | Energy demand | 0.9766 | FEC
NL | TYNDP2026 | NT | 2035 | TWh | 454 | Sub_sector | Buildings | Surplus Energy | Buildings | Energetic | GAP | Others | EU | Energy demand | 0 | FEC
NL | TYNDP2026 | NT | 2035 | TWh | 455 | Sub_sector | Buildings | Surplus Energy | Buildings | Energetic | GAP | Ammonia | EU | Energy demand | 0 | FEC
NL | TYNDP2026 | NT | 2035 | TWh | 456 | Sub_sector | Households | Surplus Energy | Households | Energetic | GAP | Electricity | EU | Energy demand | 0 | FEC
NL | TYNDP2026 | NT | 2035 | TWh | 457 | Sub_sector | Households | Surplus Energy | Households | Energetic | GAP | Hydrogen | EU | Energy demand | 0 | FEC
NL | TYNDP2026 | NT | 2035 | TWh | 458 | Sub_sector | Households | Surplus Energy | Households | Energetic | GAP | Methane | EU | Energy demand | 0 | FEC
NL | TYNDP2026 | NT | 2035 | TWh | 459 | Sub_sector | Households | Surplus Energy | Households | Energetic | GAP | Heat | EU | Energy demand | 0 | FEC
NL | TYNDP2026 | NT | 2035 | TWh | 460 | Sub_sector | Households | Surplus Energy | Households | Energetic | GAP | Biomass | EU | Energy demand | 0 | FEC
NL | TYNDP2026 | NT | 2035 | TWh | 461 | Sub_sector | Households | Surplus Energy | Households | Energetic | GAP | Solids | EU | Energy demand | 0 | FEC
NL | TYNDP2026 | NT | 2035 | TWh | 462 | Sub_sector | Households | Surplus Energy | Households | Energetic | GAP | Liquids | EU | Energy demand | 0 | FEC
NL | TYNDP2026 | NT | 2035 | TWh | 463 | Sub_sector | Households | Surplus Energy | Households | Energetic | GAP | Others | EU | Energy demand | 0 | FEC
NL | TYNDP2026 | NT | 2035 | TWh | 464 | Sub_sector | Households | Surplus Energy | Households | Energetic | GAP | Ammonia | EU | Energy demand | 0 | FEC
NL | TYNDP2026 | NT | 2040 | TWh | 102 | Sub_sector | Industry | Aluminium | Industry (aluminium) | Energetic | industry_aluminium_demand_electricity_energetic | Electricity | EU | Energy demand | 0.0176 | FEC
NL | TYNDP2026 | NT | 2040 | TWh | 103 | Sub_sector | Industry | Aluminium | Industry (aluminium) | Energetic | industry_aluminium_demand_hydrogen_energetic | Hydrogen | EU | Energy demand | 0.0519 | FEC
NL | TYNDP2026 | NT | 2040 | TWh | 104 | Sub_sector | Industry | Aluminium | Industry (aluminium) | Energetic | industry_aluminium_demand_methane_energetic | Methane | EU | Energy demand | 0 | FEC
NL | TYNDP2026 | NT | 2040 | TWh | 105 | Sub_sector | Industry | Aluminium | Industry (aluminium) | Energetic | industry_aluminium_demand_heat_energetic | Heat | EU | Energy demand | 0 | FEC
NL | TYNDP2026 | NT | 2040 | TWh | 106 | Sub_sector | Industry | Aluminium | Industry (aluminium) | Energetic | industry_aluminium_demand_biomass_energetic | Biomass | EU | Energy demand | 0 | FEC
NL | TYNDP2026 | NT | 2040 | TWh | 107 | Sub_sector | Industry | Aluminium | Industry (aluminium) | Energetic | industry_aluminium_demand_coal_energetic | Solids | EU | Energy demand | 0 | FEC
NL | TYNDP2026 | NT | 2040 | TWh | 108 | Sub_sector | Industry | Aluminium | Industry (aluminium) | Energetic | industry_aluminium_demand_oil_energetic | Liquids | EU | Energy demand | 0 | FEC
NL | TYNDP2026 | NT | 2040 | TWh | 109 | Sub_sector | Industry | Aluminium | Industry (aluminium) | Energetic | industry_aluminium_demand_others_energetic | Others | EU | Energy demand | 0 | FEC
NL | TYNDP2026 | NT | 2040 | TWh | 110 | Sub_sector | Industry | Aluminium | Industry (aluminium) | Energetic | industry_ammonia_demand_others_energetic | Ammonia | EU | Energy demand | 0 | FEC
NL | TYNDP2026 | NT | 2040 | TWh | 112 | Sub_sector | Industry | Chemicals | Industry (chemicals, energetic) | Energetic | industry_chemical_demand_electricity_energetic | Electricity | EU | Energy demand | 38.2491 | FEC
NL | TYNDP2026 | NT | 2040 | TWh | 113 | Sub_sector | Industry | Chemicals | Industry (chemicals, energetic) | Energetic | industry_chemical_demand_hydrogen_energetic | Hydrogen | EU | Energy demand | 9.8837 | FEC
NL | TYNDP2026 | NT | 2040 | TWh | 114 | Sub_sector | Industry | Chemicals | Industry (chemicals, energetic) | Energetic | industry_chemical_demand_methane_energetic | Methane | EU | Energy demand | 12.3847 | FEC
NL | TYNDP2026 | NT | 2040 | TWh | 115 | Sub_sector | Industry | Chemicals | Industry (chemicals, energetic) | Energetic | industry_chemical_demand_heat_energetic | Heat | EU | Energy demand | 5.0526 | FEC
NL | TYNDP2026 | NT | 2040 | TWh | 116 | Sub_sector | Industry | Chemicals | Industry (chemicals, energetic) | Energetic | industry_chemical_demand_biomass_energetic | Biomass | EU | Energy demand | 0.315 | FEC
NL | TYNDP2026 | NT | 2040 | TWh | 117 | Sub_sector | Industry | Chemicals | Industry (chemicals, energetic) | Energetic | industry_chemical_demand_coal_energetic | Solids | EU | Energy demand | 0 | FEC
NL | TYNDP2026 | NT | 2040 | TWh | 118 | Sub_sector | Industry | Chemicals | Industry (chemicals, energetic) | Energetic | industry_chemical_demand_oil_energetic | Liquids | EU | Energy demand | 0.80131 | FEC
NL | TYNDP2026 | NT | 2040 | TWh | 119 | Sub_sector | Industry | Chemicals | Industry (chemicals, energetic) | Energetic | industry_chemical_demand_others_energetic | Others | EU | Energy demand | 0 | FEC
NL | TYNDP2026 | NT | 2040 | TWh | 120 | Sub_sector | Industry | Chemicals | Industry (chemicals, energetic) | Energetic | industry_chemical_demand_ammonia_energetic | Ammonia | EU | Energy demand | 0 | FEC
NL | TYNDP2026 | NT | 2040 | TWh | 122 | Sub_sector | Industry | Chemicals | Industry (chemicals, non-energetic) | Non-energetic | industry_chemical_demand_electricity_non_energetic | Electricity | EU | Energy demand | 0 | not_included_in_FEC
NL | TYNDP2026 | NT | 2040 | TWh | 123 | Sub_sector | Industry | Chemicals | Industry (chemicals, non-energetic) | Non-energetic | industry_chemical_demand_hydrogen_non_energetic | Hydrogen | EU | Energy demand | 9.9125 | not_included_in_FEC
NL | TYNDP2026 | NT | 2040 | TWh | 124 | Sub_sector | Industry | Chemicals | Industry (chemicals, non-energetic) | Non-energetic | industry_chemical_demand_methane_non_energetic | Methane | EU | Energy demand | 27.7535 | not_included_in_FEC
NL | TYNDP2026 | NT | 2040 | TWh | 125 | Sub_sector | Industry | Chemicals | Industry (chemicals, non-energetic) | Non-energetic | industry_chemical_demand_heat_non_energetic | Heat | EU | Energy demand | 0 | not_included_in_FEC
NL | TYNDP2026 | NT | 2040 | TWh | 126 | Sub_sector | Industry | Chemicals | Industry (chemicals, non-energetic) | Non-energetic | industry_chemical_demand_biomass_non_energetic | Biomass | EU | Energy demand | 28.7963 | not_included_in_FEC
NL | TYNDP2026 | NT | 2040 | TWh | 127 | Sub_sector | Industry | Chemicals | Industry (chemicals, non-energetic) | Non-energetic | industry_chemical_demand_coal_non_energetic | Solids | EU | Energy demand | 0 | not_included_in_FEC
NL | TYNDP2026 | NT | 2040 | TWh | 128 | Sub_sector | Industry | Chemicals | Industry (chemicals, non-energetic) | Non-energetic | industry_chemical_demand_oil_non_energetic | Liquids | EU | Energy demand | 111.8831 | not_included_in_FEC
NL | TYNDP2026 | NT | 2040 | TWh | 129 | Sub_sector | Industry | Chemicals | Industry (chemicals, non-energetic) | Non-energetic | industry_chemical_demand_others_non_energetic | Others | EU | Energy demand | 9.26 | not_included_in_FEC
NL | TYNDP2026 | NT | 2040 | TWh | 130 | Sub_sector | Industry | Chemicals | Industry (chemicals, non-energetic) | Non-energetic | industry_chemical_demand_ammonia_non_energetic | Ammonia | EU | Energy demand | 0 | not_included_in_FEC
NL | TYNDP2026 | NT | 2040 | TWh | 132 | Sub_sector | Industry | Fertilizers | Industry (fertilizers, energetic) | Energetic | industry_fertilizers_demand_electricity_energetic | Electricity | EU | Energy demand | 0 | FEC
NL | TYNDP2026 | NT | 2040 | TWh | 133 | Sub_sector | Industry | Fertilizers | Industry (fertilizers, energetic) | Energetic | industry_fertilizers_demand_hydrogen_energetic | Hydrogen | EU | Energy demand | 0 | FEC
NL | TYNDP2026 | NT | 2040 | TWh | 134 | Sub_sector | Industry | Fertilizers | Industry (fertilizers, energetic) | Energetic | industry_fertilizers_demand_methane_energetic | Methane | EU | Energy demand | 0 | FEC
NL | TYNDP2026 | NT | 2040 | TWh | 135 | Sub_sector | Industry | Fertilizers | Industry (fertilizers, energetic) | Energetic | industry_fertilizers_demand_heat_energetic | Heat | EU | Energy demand | 0 | FEC
NL | TYNDP2026 | NT | 2040 | TWh | 136 | Sub_sector | Industry | Fertilizers | Industry (fertilizers, energetic) | Energetic | industry_fertilizers_demand_biomass_energetic | Biomass | EU | Energy demand | 0 | FEC
NL | TYNDP2026 | NT | 2040 | TWh | 137 | Sub_sector | Industry | Fertilizers | Industry (fertilizers, energetic) | Energetic | industry_fertilizers_demand_coal_energetic | Solids | EU | Energy demand | 0 | FEC
NL | TYNDP2026 | NT | 2040 | TWh | 138 | Sub_sector | Industry | Fertilizers | Industry (fertilizers, energetic) | Energetic | industry_fertilizers_demand_oil_energetic | Liquids | EU | Energy demand | 0 | FEC
NL | TYNDP2026 | NT | 2040 | TWh | 139 | Sub_sector | Industry | Fertilizers | Industry (fertilizers, energetic) | Energetic | industry_fertilizers_demand_others_energetic | Others | EU | Energy demand | 0 | FEC
NL | TYNDP2026 | NT | 2040 | TWh | 140 | Sub_sector | Industry | Fertilizers | Industry (fertilizers, energetic) | Energetic | industry_fertilizers_demand_ammonia_energetic | Ammonia | EU | Energy demand | 0 | FEC
NL | TYNDP2026 | NT | 2040 | TWh | 142 | Sub_sector | Industry | Fertilizers | Industry (fertilizers, non-energetic) | Non-energetic | industry_fertilizers_demand_electricity_non_energetic | Electricity | EU | Energy demand | 0 | not_included_in_FEC
NL | TYNDP2026 | NT | 2040 | TWh | 143 | Sub_sector | Industry | Fertilizers | Industry (fertilizers, non-energetic) | Non-energetic | industry_fertilizers_demand_hydrogen_non_energetic | Hydrogen | EU | Energy demand | 0 | not_included_in_FEC
NL | TYNDP2026 | NT | 2040 | TWh | 144 | Sub_sector | Industry | Fertilizers | Industry (fertilizers, non-energetic) | Non-energetic | industry_fertilizers_demand_methane_non_energetic | Methane | EU | Energy demand | 0 | not_included_in_FEC
NL | TYNDP2026 | NT | 2040 | TWh | 145 | Sub_sector | Industry | Fertilizers | Industry (fertilizers, non-energetic) | Non-energetic | industry_fertilizers_demand_heat_non_energetic | Heat | EU | Energy demand | 0 | not_included_in_FEC
NL | TYNDP2026 | NT | 2040 | TWh | 146 | Sub_sector | Industry | Fertilizers | Industry (fertilizers, non-energetic) | Non-energetic | industry_fertilizers_demand_biomass_non_energetic | Biomass | EU | Energy demand | 0 | not_included_in_FEC
NL | TYNDP2026 | NT | 2040 | TWh | 147 | Sub_sector | Industry | Fertilizers | Industry (fertilizers, non-energetic) | Non-energetic | industry_fertilizers_demand_coal_non_energetic | Solids | EU | Energy demand | 0 | not_included_in_FEC
NL | TYNDP2026 | NT | 2040 | TWh | 148 | Sub_sector | Industry | Fertilizers | Industry (fertilizers, non-energetic) | Non-energetic | industry_fertilizers_demand_oil_non_energetic | Liquids | EU | Energy demand | 0 | not_included_in_FEC
NL | TYNDP2026 | NT | 2040 | TWh | 149 | Sub_sector | Industry | Fertilizers | Industry (fertilizers, non-energetic) | Non-energetic | industry_fertilizers_demand_others_non_energetic | Others | EU | Energy demand | 0 | not_included_in_FEC
NL | TYNDP2026 | NT | 2040 | TWh | 150 | Sub_sector | Industry | Fertilizers | Industry (fertilizers, non-energetic) | Non-energetic | industry_fertilizers_demand_ammonia_non_energetic | Ammonia | EU | Energy demand | 0 | not_included_in_FEC
NL | TYNDP2026 | NT | 2040 | TWh | 152 | Sub_sector | Industry | Food | Industry (food) | Energetic | industry_food_demand_electricity_energetic | Electricity | EU | Energy demand | 18.5212 | FEC
NL | TYNDP2026 | NT | 2040 | TWh | 153 | Sub_sector | Industry | Food | Industry (food) | Energetic | industry_food_demand_hydrogen_energetic | Hydrogen | EU | Energy demand | 0.14183 | FEC
NL | TYNDP2026 | NT | 2040 | TWh | 154 | Sub_sector | Industry | Food | Industry (food) | Energetic | industry_food_demand_methane_energetic | Methane | EU | Energy demand | 1.6909 | FEC
NL | TYNDP2026 | NT | 2040 | TWh | 155 | Sub_sector | Industry | Food | Industry (food) | Energetic | industry_food_demand_heat_energetic | Heat | EU | Energy demand | 0 | FEC
NL | TYNDP2026 | NT | 2040 | TWh | 156 | Sub_sector | Industry | Food | Industry (food) | Energetic | industry_food_demand_biomass_energetic | Biomass | EU | Energy demand | 0.052514 | FEC
NL | TYNDP2026 | NT | 2040 | TWh | 157 | Sub_sector | Industry | Food | Industry (food) | Energetic | industry_food_demand_coal_energetic | Solids | EU | Energy demand | 0 | FEC
NL | TYNDP2026 | NT | 2040 | TWh | 158 | Sub_sector | Industry | Food | Industry (food) | Energetic | industry_food_demand_oil_energetic | Liquids | EU | Energy demand | 0.054297 | FEC
NL | TYNDP2026 | NT | 2040 | TWh | 159 | Sub_sector | Industry | Food | Industry (food) | Energetic | industry_food_demand_others_energetic | Others | EU | Energy demand | 0 | FEC
NL | TYNDP2026 | NT | 2040 | TWh | 160 | Sub_sector | Industry | Food | Industry (food) | Energetic | industry_food_demand_ammonia_energetic | Ammonia | EU | Energy demand | 0 | FEC
NL | TYNDP2026 | NT | 2040 | TWh | 162 | Sub_sector | Industry | Metals | Industry (metal) | Energetic | industry_metal_demand_electricity_energetic | Electricity | EU | Energy demand | 1.9336 | FEC
NL | TYNDP2026 | NT | 2040 | TWh | 163 | Sub_sector | Industry | Metals | Industry (metal) | Energetic | industry_metal_demand_hydrogen_energetic | Hydrogen | EU | Energy demand | 0.019658 | FEC
NL | TYNDP2026 | NT | 2040 | TWh | 164 | Sub_sector | Industry | Metals | Industry (metal) | Energetic | industry_metal_demand_methane_energetic | Methane | EU | Energy demand | 0.31493 | FEC
NL | TYNDP2026 | NT | 2040 | TWh | 165 | Sub_sector | Industry | Metals | Industry (metal) | Energetic | industry_metal_demand_heat_energetic | Heat | EU | Energy demand | 0 | FEC
NL | TYNDP2026 | NT | 2040 | TWh | 166 | Sub_sector | Industry | Metals | Industry (metal) | Energetic | industry_metal_demand_biomass_energetic | Biomass | EU | Energy demand | 0 | FEC
NL | TYNDP2026 | NT | 2040 | TWh | 167 | Sub_sector | Industry | Metals | Industry (metal) | Energetic | industry_metal_demand_coal_energetic | Solids | EU | Energy demand | 0 | FEC
NL | TYNDP2026 | NT | 2040 | TWh | 168 | Sub_sector | Industry | Metals | Industry (metal) | Energetic | industry_metal_demand_oil_energetic | Liquids | EU | Energy demand | 0.009 | FEC
NL | TYNDP2026 | NT | 2040 | TWh | 169 | Sub_sector | Industry | Metals | Industry (metal) | Energetic | industry_metal_demand_others_energetic | Others | EU | Energy demand | 0 | FEC
NL | TYNDP2026 | NT | 2040 | TWh | 170 | Sub_sector | Industry | Metals | Industry (metal) | Energetic | industry_metal_demand_ammonia_energetic | Ammonia | EU | Energy demand | 0 | FEC
NL | TYNDP2026 | NT | 2040 | TWh | 172 | Sub_sector | Industry | Others | Industry (other, energetic) | Energetic | industry_other_demand_electricity_energetic | Electricity | EU | Energy demand | 20.3023 | FEC
NL | TYNDP2026 | NT | 2040 | TWh | 173 | Sub_sector | Industry | Others | Industry (other, energetic) | Energetic | industry_other_demand_hydrogen_energetic | Hydrogen | EU | Energy demand | 0.75029 | FEC
NL | TYNDP2026 | NT | 2040 | TWh | 174 | Sub_sector | Industry | Others | Industry (other, energetic) | Energetic | industry_other_demand_methane_energetic | Methane | EU | Energy demand | 4.7644 | FEC
NL | TYNDP2026 | NT | 2040 | TWh | 175 | Sub_sector | Industry | Others | Industry (other, energetic) | Energetic | industry_other_demand_heat_energetic | Heat | EU | Energy demand | 0.48149 | FEC
NL | TYNDP2026 | NT | 2040 | TWh | 176 | Sub_sector | Industry | Others | Industry (other, energetic) | Energetic | industry_other_demand_biomass_energetic | Biomass | EU | Energy demand | 0.0693 | FEC
NL | TYNDP2026 | NT | 2040 | TWh | 177 | Sub_sector | Industry | Others | Industry (other, energetic) | Energetic | industry_other_demand_coal_energetic | Solids | EU | Energy demand | 0.0222 | FEC
NL | TYNDP2026 | NT | 2040 | TWh | 178 | Sub_sector | Industry | Others | Industry (other, energetic) | Energetic | industry_other_demand_oil_energetic | Liquids | EU | Energy demand | 0 | FEC
NL | TYNDP2026 | NT | 2040 | TWh | 179 | Sub_sector | Industry | Others | Industry (other, energetic) | Energetic | industry_other_demand_others_energetic | Others | EU | Energy demand | 0 | FEC
NL | TYNDP2026 | NT | 2040 | TWh | 180 | Sub_sector | Industry | Others | Industry (other, energetic) | Energetic | industry_other_demand_ammonia_energetic | Ammonia | EU | Energy demand | 0 | FEC
NL | TYNDP2026 | NT | 2040 | TWh | 182 | Sub_sector | Industry | Others | Industry (other, non-energetic) | Non-energetic | industry_other_demand_electricity_non_energetic | Electricity | EU | Energy demand | 0 | not_included_in_FEC
NL | TYNDP2026 | NT | 2040 | TWh | 183 | Sub_sector | Industry | Others | Industry (other, non-energetic) | Non-energetic | industry_other_demand_hydrogen_non_energetic | Hydrogen | EU | Energy demand | 0 | not_included_in_FEC
NL | TYNDP2026 | NT | 2040 | TWh | 184 | Sub_sector | Industry | Others | Industry (other, non-energetic) | Non-energetic | industry_other_demand_methane_non_energetic | Methane | EU | Energy demand | 0 | not_included_in_FEC
NL | TYNDP2026 | NT | 2040 | TWh | 185 | Sub_sector | Industry | Others | Industry (other, non-energetic) | Non-energetic | industry_other_demand_heat_non_energetic | Heat | EU | Energy demand | 0 | not_included_in_FEC
NL | TYNDP2026 | NT | 2040 | TWh | 186 | Sub_sector | Industry | Others | Industry (other, non-energetic) | Non-energetic | industry_other_demand_biomass_non_energetic | Biomass | EU | Energy demand | 0 | not_included_in_FEC
NL | TYNDP2026 | NT | 2040 | TWh | 187 | Sub_sector | Industry | Others | Industry (other, non-energetic) | Non-energetic | industry_other_demand_coal_non_energetic | Solids | EU | Energy demand | 0 | not_included_in_FEC
NL | TYNDP2026 | NT | 2040 | TWh | 188 | Sub_sector | Industry | Others | Industry (other, non-energetic) | Non-energetic | industry_other_demand_oil_non_energetic | Liquids | EU | Energy demand | 0 | not_included_in_FEC
NL | TYNDP2026 | NT | 2040 | TWh | 189 | Sub_sector | Industry | Others | Industry (other, non-energetic) | Non-energetic | industry_other_demand_others_non_energetic | Others | EU | Energy demand | 0 | not_included_in_FEC
NL | TYNDP2026 | NT | 2040 | TWh | 190 | Sub_sector | Industry | Others | Industry (other, non-energetic) | Non-energetic | industry_other_demand_ammonia_non_energetic | Ammonia | EU | Energy demand | 0 | not_included_in_FEC
NL | TYNDP2026 | NT | 2040 | TWh | 192 | Sub_sector | Industry | Paper | Industry (paper) | Energetic | industry_paper_demand_electricity_energetic | Electricity | EU | Energy demand | 3.7591 | FEC
NL | TYNDP2026 | NT | 2040 | TWh | 193 | Sub_sector | Industry | Paper | Industry (paper) | Energetic | industry_paper_demand_hydrogen_energetic | Hydrogen | EU | Energy demand | 0.08216 | FEC
NL | TYNDP2026 | NT | 2040 | TWh | 194 | Sub_sector | Industry | Paper | Industry (paper) | Energetic | industry_paper_demand_methane_energetic | Methane | EU | Energy demand | 0.26318 | FEC
NL | TYNDP2026 | NT | 2040 | TWh | 195 | Sub_sector | Industry | Paper | Industry (paper) | Energetic | industry_paper_demand_heat_energetic | Heat | EU | Energy demand | 0 | FEC
NL | TYNDP2026 | NT | 2040 | TWh | 196 | Sub_sector | Industry | Paper | Industry (paper) | Energetic | industry_paper_demand_biomass_energetic | Biomass | EU | Energy demand | 0 | FEC
NL | TYNDP2026 | NT | 2040 | TWh | 197 | Sub_sector | Industry | Paper | Industry (paper) | Energetic | industry_paper_demand_coal_energetic | Solids | EU | Energy demand | 0 | FEC
NL | TYNDP2026 | NT | 2040 | TWh | 198 | Sub_sector | Industry | Paper | Industry (paper) | Energetic | industry_paper_demand_oil_energetic | Liquids | EU | Energy demand | 0 | FEC
NL | TYNDP2026 | NT | 2040 | TWh | 199 | Sub_sector | Industry | Paper | Industry (paper) | Energetic | industry_paper_demand_others_energetic | Others | EU | Energy demand | 0 | FEC
NL | TYNDP2026 | NT | 2040 | TWh | 200 | Sub_sector | Industry | Paper | Industry (paper) | Energetic | industry_paper_demand_ammonia_energetic | Ammonia | EU | Energy demand | 0 | FEC
NL | TYNDP2026 | NT | 2040 | TWh | 202 | Sub_sector | Industry | Refineries | Industry (refineries, energetic) | Energetic | industry_refinery_demand_electricity_energetic | Electricity | EU | Energy demand | 10.3687 | not_included_in_FEC
NL | TYNDP2026 | NT | 2040 | TWh | 203 | Sub_sector | Industry | Refineries | Industry (refineries, energetic) | Energetic | industry_refinery_demand_hydrogen_energetic | Hydrogen | EU | Energy demand | 25.9037 | not_included_in_FEC
NL | TYNDP2026 | NT | 2040 | TWh | 204 | Sub_sector | Industry | Refineries | Industry (refineries, energetic) | Energetic | industry_refinery_demand_methane_energetic | Methane | EU | Energy demand | 4.1704 | not_included_in_FEC
NL | TYNDP2026 | NT | 2040 | TWh | 205 | Sub_sector | Industry | Refineries | Industry (refineries, energetic) | Energetic | industry_refinery_demand_heat_energetic | Heat | EU | Energy demand | 0.768 | not_included_in_FEC
NL | TYNDP2026 | NT | 2040 | TWh | 206 | Sub_sector | Industry | Refineries | Industry (refineries, energetic) | Energetic | industry_refinery_demand_biomass_energetic | Biomass | EU | Energy demand | 0 | not_included_in_FEC
NL | TYNDP2026 | NT | 2040 | TWh | 207 | Sub_sector | Industry | Refineries | Industry (refineries, energetic) | Energetic | industry_refinery_demand_coal_energetic | Solids | EU | Energy demand | 0 | not_included_in_FEC
NL | TYNDP2026 | NT | 2040 | TWh | 208 | Sub_sector | Industry | Refineries | Industry (refineries, energetic) | Energetic | industry_refinery_demand_oil_energetic | Liquids | EU | Energy demand | 4.6142 | not_included_in_FEC
NL | TYNDP2026 | NT | 2040 | TWh | 209 | Sub_sector | Industry | Refineries | Industry (refineries, energetic) | Energetic | industry_refinery_demand_others_energetic | Others | EU | Energy demand | 0 | not_included_in_FEC
NL | TYNDP2026 | NT | 2040 | TWh | 210 | Sub_sector | Industry | Refineries | Industry (refineries, energetic) | Energetic | industry_refinery_demand_ammonia_energetic | Ammonia | EU | Energy demand | 0 | not_included_in_FEC
NL | TYNDP2026 | NT | 2040 | TWh | 212 | Sub_sector | Industry | Refineries | Industry (refineries, non-energetic) | Non-energetic | industry_refinery_demand_electricity_non_energetic | Electricity | EU | Energy demand | 0 | not_included_in_FEC
NL | TYNDP2026 | NT | 2040 | TWh | 213 | Sub_sector | Industry | Refineries | Industry (refineries, non-energetic) | Non-energetic | industry_refinery_demand_hydrogen_non_energetic | Hydrogen | EU | Energy demand | 0 | not_included_in_FEC
NL | TYNDP2026 | NT | 2040 | TWh | 214 | Sub_sector | Industry | Refineries | Industry (refineries, non-energetic) | Non-energetic | industry_refinery_demand_methane_non_energetic | Methane | EU | Energy demand | 0 | not_included_in_FEC
NL | TYNDP2026 | NT | 2040 | TWh | 215 | Sub_sector | Industry | Refineries | Industry (refineries, non-energetic) | Non-energetic | industry_refinery_demand_heat_non_energetic | Heat | EU | Energy demand | 0 | not_included_in_FEC
NL | TYNDP2026 | NT | 2040 | TWh | 216 | Sub_sector | Industry | Refineries | Industry (refineries, non-energetic) | Non-energetic | industry_refinery_demand_biomass_non_energetic | Biomass | EU | Energy demand | 0 | not_included_in_FEC
NL | TYNDP2026 | NT | 2040 | TWh | 217 | Sub_sector | Industry | Refineries | Industry (refineries, non-energetic) | Non-energetic | industry_refinery_demand_coal_non_energetic | Solids | EU | Energy demand | 0 | not_included_in_FEC
NL | TYNDP2026 | NT | 2040 | TWh | 218 | Sub_sector | Industry | Refineries | Industry (refineries, non-energetic) | Non-energetic | industry_refinery_demand_oil_non_energetic | Liquids | EU | Energy demand | 0 | not_included_in_FEC
NL | TYNDP2026 | NT | 2040 | TWh | 219 | Sub_sector | Industry | Refineries | Industry (refineries, non-energetic) | Non-energetic | industry_refinery_demand_others_non_energetic | Others | EU | Energy demand | 0 | not_included_in_FEC
NL | TYNDP2026 | NT | 2040 | TWh | 220 | Sub_sector | Industry | Refineries | Industry (refineries, non-energetic) | Non-energetic | industry_refinery_demand_ammonia_non_energetic | Ammonia | EU | Energy demand | 0 | not_included_in_FEC
NL | TYNDP2026 | NT | 2040 | TWh | 222 | Sub_sector | Industry | Steel | Industry (steel) | Energetic | industry_steel_demand_electricity_energetic | Electricity | EU | Energy demand | 9.2587 | FEC
NL | TYNDP2026 | NT | 2040 | TWh | 223 | Sub_sector | Industry | Steel | Industry (steel) | Energetic | industry_steel_demand_hydrogen_energetic | Hydrogen | EU | Energy demand | 4.807 | FEC
NL | TYNDP2026 | NT | 2040 | TWh | 224 | Sub_sector | Industry | Steel | Industry (steel) | Energetic | industry_steel_demand_methane_energetic | Methane | EU | Energy demand | 9.277 | FEC
NL | TYNDP2026 | NT | 2040 | TWh | 225 | Sub_sector | Industry | Steel | Industry (steel) | Energetic | industry_steel_demand_heat_energetic | Heat | EU | Energy demand | 0 | FEC
NL | TYNDP2026 | NT | 2040 | TWh | 226 | Sub_sector | Industry | Steel | Industry (steel) | Energetic | industry_steel_demand_biomass_energetic | Biomass | EU | Energy demand | 1.1385 | FEC
NL | TYNDP2026 | NT | 2040 | TWh | 227 | Sub_sector | Industry | Steel | Industry (steel) | Energetic | industry_steel_demand_coal_energetic | Solids | EU | Energy demand | 1.1385 | FEC
NL | TYNDP2026 | NT | 2040 | TWh | 228 | Sub_sector | Industry | Steel | Industry (steel) | Energetic | industry_steel_demand_oil_energetic | Liquids | EU | Energy demand | 0 | FEC
NL | TYNDP2026 | NT | 2040 | TWh | 229 | Sub_sector | Industry | Steel | Industry (steel) | Energetic | industry_steel_demand_others_energetic | Others | EU | Energy demand | 0 | FEC
NL | TYNDP2026 | NT | 2040 | TWh | 230 | Sub_sector | Industry | Steel | Industry (steel) | Energetic | industry_steel_demand_ammonia_energetic | Ammonia | EU | Energy demand | 0 | FEC
NL | TYNDP2026 | NT | 2040 | TWh | 232 | Sub_sector | Transport | Cars | Transport (cars) | Energetic | transport_cars_final_demand_electricity | Electricity | EU | Energy demand | 19.5972 | FEC
NL | TYNDP2026 | NT | 2040 | TWh | 233 | Sub_sector | Transport | Cars | Transport (cars) | Energetic | transport_cars_final_demand_hydrogen | Hydrogen | EU | Energy demand | 0 | FEC
NL | TYNDP2026 | NT | 2040 | TWh | 234 | Sub_sector | Transport | Cars | Transport (cars) | Energetic | transport_cars_final_demand_methane | Methane | EU | Energy demand | 0 | FEC
NL | TYNDP2026 | NT | 2040 | TWh | 235 | Sub_sector | Transport | Cars | Transport (cars) | Energetic | transport_cars_final_demand_heat | Heat | EU | Energy demand | 0 | FEC
NL | TYNDP2026 | NT | 2040 | TWh | 236 | Sub_sector | Transport | Cars | Transport (cars) | Energetic | transport_cars_final_demand_biomass | Biomass | EU | Energy demand | 0 | FEC
NL | TYNDP2026 | NT | 2040 | TWh | 237 | Sub_sector | Transport | Cars | Transport (cars) | Energetic | transport_cars_final_demand_coal | Solids | EU | Energy demand | 0 | FEC
NL | TYNDP2026 | NT | 2040 | TWh | 238 | Sub_sector | Transport | Cars | Transport (cars) | Energetic | transport_cars_final_demand_oil | Liquids | EU | Energy demand | 21.348 | FEC
NL | TYNDP2026 | NT | 2040 | TWh | 239 | Sub_sector | Transport | Cars | Transport (cars) | Energetic | transport_cars_final_demand_other | Others | EU | Energy demand | 0 | FEC
NL | TYNDP2026 | NT | 2040 | TWh | 240 | Sub_sector | Transport | Cars | Transport (cars) | Energetic | transport_cars_final_demand_ammonia | Ammonia | EU | Energy demand | 0 | FEC
NL | TYNDP2026 | NT | 2040 | TWh | 242 | Sub_sector | Transport | Busses | Transport (busses) | Energetic | transport_busses_final_demand_electricity | Electricity | EU | Energy demand | 1.6395 | FEC
NL | TYNDP2026 | NT | 2040 | TWh | 243 | Sub_sector | Transport | Busses | Transport (busses) | Energetic | transport_busses_final_demand_hydrogen | Hydrogen | EU | Energy demand | 0.02484 | FEC
NL | TYNDP2026 | NT | 2040 | TWh | 244 | Sub_sector | Transport | Busses | Transport (busses) | Energetic | transport_busses_final_demand_methane | Methane | EU | Energy demand | 0 | FEC
NL | TYNDP2026 | NT | 2040 | TWh | 245 | Sub_sector | Transport | Busses | Transport (busses) | Energetic | transport_busses_final_demand_heat | Heat | EU | Energy demand | 0 | FEC
NL | TYNDP2026 | NT | 2040 | TWh | 246 | Sub_sector | Transport | Busses | Transport (busses) | Energetic | transport_busses_final_demand_biomass | Biomass | EU | Energy demand | 0 | FEC
NL | TYNDP2026 | NT | 2040 | TWh | 247 | Sub_sector | Transport | Busses | Transport (busses) | Energetic | transport_busses_final_demand_coal | Solids | EU | Energy demand | 0 | FEC
NL | TYNDP2026 | NT | 2040 | TWh | 248 | Sub_sector | Transport | Busses | Transport (busses) | Energetic | transport_busses_final_demand_oil | Liquids | EU | Energy demand | 0 | FEC
NL | TYNDP2026 | NT | 2040 | TWh | 249 | Sub_sector | Transport | Busses | Transport (busses) | Energetic | transport_busses_final_demand_other | Others | EU | Energy demand | 0 | FEC
NL | TYNDP2026 | NT | 2040 | TWh | 250 | Sub_sector | Transport | Busses | Transport (busses) | Energetic | transport_busses_final_demand_ammonia | Ammonia | EU | Energy demand | 0 | FEC
NL | TYNDP2026 | NT | 2040 | TWh | 252 | Sub_sector | Transport | Trucks | Transport (trucks) | Energetic | transport_trucks_final_demand_electricity | Electricity | EU | Energy demand | 19.7098 | FEC
NL | TYNDP2026 | NT | 2040 | TWh | 253 | Sub_sector | Transport | Trucks | Transport (trucks) | Energetic | transport_trucks_final_demand_hydrogen | Hydrogen | EU | Energy demand | 1.7844 | FEC
NL | TYNDP2026 | NT | 2040 | TWh | 254 | Sub_sector | Transport | Trucks | Transport (trucks) | Energetic | transport_trucks_final_demand_methane | Methane | EU | Energy demand | 2.1338 | FEC
NL | TYNDP2026 | NT | 2040 | TWh | 255 | Sub_sector | Transport | Trucks | Transport (trucks) | Energetic | transport_trucks_final_demand_heat | Heat | EU | Energy demand | 0 | FEC
NL | TYNDP2026 | NT | 2040 | TWh | 256 | Sub_sector | Transport | Trucks | Transport (trucks) | Energetic | transport_trucks_final_demand_biomass | Biomass | EU | Energy demand | 0 | FEC
NL | TYNDP2026 | NT | 2040 | TWh | 257 | Sub_sector | Transport | Trucks | Transport (trucks) | Energetic | transport_trucks_final_demand_coal | Solids | EU | Energy demand | 0 | FEC
NL | TYNDP2026 | NT | 2040 | TWh | 258 | Sub_sector | Transport | Trucks | Transport (trucks) | Energetic | transport_trucks_final_demand_oil | Liquids | EU | Energy demand | 5.1936 | FEC
NL | TYNDP2026 | NT | 2040 | TWh | 259 | Sub_sector | Transport | Trucks | Transport (trucks) | Energetic | transport_trucks_final_demand_other | Others | EU | Energy demand | 0 | FEC
NL | TYNDP2026 | NT | 2040 | TWh | 260 | Sub_sector | Transport | Trucks | Transport (trucks) | Energetic | transport_trucks_final_demand_ammonia | Ammonia | EU | Energy demand | 0 | FEC
NL | TYNDP2026 | NT | 2040 | TWh | 262 | Sub_sector | Transport | Vans | Transport (vans) | Energetic | transport_vans_final_demand_electricity | Electricity | EU | Energy demand | 9.5402 | FEC
NL | TYNDP2026 | NT | 2040 | TWh | 263 | Sub_sector | Transport | Vans | Transport (vans) | Energetic | transport_vans_final_demand_hydrogen | Hydrogen | EU | Energy demand | 0 | FEC
NL | TYNDP2026 | NT | 2040 | TWh | 264 | Sub_sector | Transport | Vans | Transport (vans) | Energetic | transport_vans_final_demand_methane | Methane | EU | Energy demand | 0.025847 | FEC
NL | TYNDP2026 | NT | 2040 | TWh | 265 | Sub_sector | Transport | Vans | Transport (vans) | Energetic | transport_vans_final_demand_heat | Heat | EU | Energy demand | 0 | FEC
NL | TYNDP2026 | NT | 2040 | TWh | 266 | Sub_sector | Transport | Vans | Transport (vans) | Energetic | transport_vans_final_demand_biomass | Biomass | EU | Energy demand | 0 | FEC
NL | TYNDP2026 | NT | 2040 | TWh | 267 | Sub_sector | Transport | Vans | Transport (vans) | Energetic | transport_vans_final_demand_coal | Solids | EU | Energy demand | 0 | FEC
NL | TYNDP2026 | NT | 2040 | TWh | 268 | Sub_sector | Transport | Vans | Transport (vans) | Energetic | transport_vans_final_demand_oil | Liquids | EU | Energy demand | 6.9345 | FEC
NL | TYNDP2026 | NT | 2040 | TWh | 269 | Sub_sector | Transport | Vans | Transport (vans) | Energetic | transport_vans_final_demand_other | Others | EU | Energy demand | 0 | FEC
NL | TYNDP2026 | NT | 2040 | TWh | 270 | Sub_sector | Transport | Vans | Transport (vans) | Energetic | transport_vans_final_demand_ammonia | Ammonia | EU | Energy demand | 0 | FEC
NL | TYNDP2026 | NT | 2040 | TWh | 272 | Sub_sector | Transport | Freight trains | Transport (trains) | Energetic | transport_trains_final_demand_electricity | Electricity | EU | Energy demand | 2.1447 | FEC
NL | TYNDP2026 | NT | 2040 | TWh | 273 | Sub_sector | Transport | Freight trains | Transport (trains) | Energetic | transport_trains_final_demand_hydrogen | Hydrogen | EU | Energy demand | 0 | FEC
NL | TYNDP2026 | NT | 2040 | TWh | 274 | Sub_sector | Transport | Freight trains | Transport (trains) | Energetic | transport_trains_final_demand_methane | Methane | EU | Energy demand | 0 | FEC
NL | TYNDP2026 | NT | 2040 | TWh | 275 | Sub_sector | Transport | Freight trains | Transport (trains) | Energetic | transport_trains_final_demand_heat | Heat | EU | Energy demand | 0 | FEC
NL | TYNDP2026 | NT | 2040 | TWh | 276 | Sub_sector | Transport | Freight trains | Transport (trains) | Energetic | transport_trains_final_demand_biomass | Biomass | EU | Energy demand | 0 | FEC
NL | TYNDP2026 | NT | 2040 | TWh | 277 | Sub_sector | Transport | Freight trains | Transport (trains) | Energetic | transport_trains_final_demand_coal | Solids | EU | Energy demand | 0 | FEC
NL | TYNDP2026 | NT | 2040 | TWh | 278 | Sub_sector | Transport | Freight trains | Transport (trains) | Energetic | transport_trains_final_demand_oil | Liquids | EU | Energy demand | 0 | FEC
NL | TYNDP2026 | NT | 2040 | TWh | 279 | Sub_sector | Transport | Freight trains | Transport (trains) | Energetic | transport_trains_final_demand_other | Others | EU | Energy demand | 0 | FEC
NL | TYNDP2026 | NT | 2040 | TWh | 280 | Sub_sector | Transport | Freight trains | Transport (trains) | Energetic | transport_trains_final_demand_ammonia | Ammonia | EU | Energy demand | 0 | FEC
NL | TYNDP2026 | NT | 2040 | TWh | 282 | Sub_sector | Transport | Ships | Transport (ships) | Energetic | transport_ships_final_demand_electricity | Electricity | EU | Energy demand | 0.29422 | FEC
NL | TYNDP2026 | NT | 2040 | TWh | 283 | Sub_sector | Transport | Ships | Transport (ships) | Energetic | transport_ships_final_demand_hydrogen | Hydrogen | EU | Energy demand | 0.54124 | FEC
NL | TYNDP2026 | NT | 2040 | TWh | 284 | Sub_sector | Transport | Ships | Transport (ships) | Energetic | transport_ships_final_demand_methane | Methane | EU | Energy demand | 0.96651 | FEC
NL | TYNDP2026 | NT | 2040 | TWh | 285 | Sub_sector | Transport | Ships | Transport (ships) | Energetic | transport_ships_final_demand_heat | Heat | EU | Energy demand | 0 | FEC
NL | TYNDP2026 | NT | 2040 | TWh | 286 | Sub_sector | Transport | Ships | Transport (ships) | Energetic | transport_ships_final_demand_biomass | Biomass | EU | Energy demand | 0 | FEC
NL | TYNDP2026 | NT | 2040 | TWh | 287 | Sub_sector | Transport | Ships | Transport (ships) | Energetic | transport_ships_final_demand_coal | Solids | EU | Energy demand | 0 | FEC
NL | TYNDP2026 | NT | 2040 | TWh | 288 | Sub_sector | Transport | Ships | Transport (ships) | Energetic | transport_ships_final_demand_oil | Liquids | EU | Energy demand | 1.3531 | FEC
NL | TYNDP2026 | NT | 2040 | TWh | 289 | Sub_sector | Transport | Ships | Transport (ships) | Energetic | transport_ships_final_demand_other | Others | EU | Energy demand | 0 | FEC
NL | TYNDP2026 | NT | 2040 | TWh | 290 | Sub_sector | Transport | Ships | Transport (ships) | Energetic | transport_ships_final_demand_ammonia | Ammonia | EU | Energy demand | 0.32869 | FEC
NL | TYNDP2026 | NT | 2040 | TWh | 292 | Sub_sector | Transport | Planes | Transport (planes) | Energetic | transport_planes_final_demand_electricity | Electricity | EU | Energy demand | 0.0059164 | FEC
NL | TYNDP2026 | NT | 2040 | TWh | 293 | Sub_sector | Transport | Planes | Transport (planes) | Energetic | transport_planes_final_demand_hydrogen | Hydrogen | EU | Energy demand | 0.026435 | FEC
NL | TYNDP2026 | NT | 2040 | TWh | 294 | Sub_sector | Transport | Planes | Transport (planes) | Energetic | transport_planes_final_demand_methane | Methane | EU | Energy demand | 0 | FEC
NL | TYNDP2026 | NT | 2040 | TWh | 295 | Sub_sector | Transport | Planes | Transport (planes) | Energetic | transport_planes_final_demand_heat | Heat | EU | Energy demand | 0 | FEC
NL | TYNDP2026 | NT | 2040 | TWh | 296 | Sub_sector | Transport | Planes | Transport (planes) | Energetic | transport_planes_final_demand_biomass | Biomass | EU | Energy demand | 0 | FEC
NL | TYNDP2026 | NT | 2040 | TWh | 297 | Sub_sector | Transport | Planes | Transport (planes) | Energetic | transport_planes_final_demand_coal | Solids | EU | Energy demand | 0 | FEC
NL | TYNDP2026 | NT | 2040 | TWh | 298 | Sub_sector | Transport | Planes | Transport (planes) | Energetic | transport_planes_final_demand_oil | Liquids | EU | Energy demand | 0.17972 | FEC
NL | TYNDP2026 | NT | 2040 | TWh | 299 | Sub_sector | Transport | Planes | Transport (planes) | Energetic | transport_planes_final_demand_other | Others | EU | Energy demand | 0 | FEC
NL | TYNDP2026 | NT | 2040 | TWh | 300 | Sub_sector | Transport | Planes | Transport (planes) | Energetic | transport_planes_final_demand_ammonia | Ammonia | EU | Energy demand | 0 | FEC
NL | TYNDP2026 | NT | 2040 | TWh | 302 | Sub_sector | Transport | Others | Transport (others) | Energetic | transport_other_final_demand_electricity | Electricity | EU | Energy demand | 0.13069 | FEC
NL | TYNDP2026 | NT | 2040 | TWh | 303 | Sub_sector | Transport | Others | Transport (others) | Energetic | transport_other_final_demand_hydrogen | Hydrogen | EU | Energy demand | 0 | FEC
NL | TYNDP2026 | NT | 2040 | TWh | 304 | Sub_sector | Transport | Others | Transport (others) | Energetic | transport_other_final_demand_methane | Methane | EU | Energy demand | 0 | FEC
NL | TYNDP2026 | NT | 2040 | TWh | 305 | Sub_sector | Transport | Others | Transport (others) | Energetic | transport_other_final_demand_heat | Heat | EU | Energy demand | 0 | FEC
NL | TYNDP2026 | NT | 2040 | TWh | 306 | Sub_sector | Transport | Others | Transport (others) | Energetic | transport_other_final_demand_biomass | Biomass | EU | Energy demand | 0 | FEC
NL | TYNDP2026 | NT | 2040 | TWh | 307 | Sub_sector | Transport | Others | Transport (others) | Energetic | transport_other_final_demand_coal | Solids | EU | Energy demand | 0 | FEC
NL | TYNDP2026 | NT | 2040 | TWh | 308 | Sub_sector | Transport | Others | Transport (others) | Energetic | transport_other_final_demand_oil | Liquids | EU | Energy demand | 1.8719 | FEC
NL | TYNDP2026 | NT | 2040 | TWh | 309 | Sub_sector | Transport | Others | Transport (others) | Energetic | transport_other_final_demand_other | Others | EU | Energy demand | 0 | FEC
NL | TYNDP2026 | NT | 2040 | TWh | 310 | Sub_sector | Transport | Others | Transport (others) | Energetic | transport_other_final_demand_ammonia | Ammonia | EU | Energy demand | 0 | FEC
NL | TYNDP2026 | NT | 2040 | TWh | 312 | Sub_sector | International transport | International aviation | Transport (int. aviation) | Energetic | transport_int_aviation_final_demand_electricity | Electricity | EU | Energy demand | 0 | FEC
NL | TYNDP2026 | NT | 2040 | TWh | 313 | Sub_sector | International transport | International aviation | Transport (int. aviation) | Energetic | transport_int_aviation_final_demand_hydrogen | Hydrogen | EU | Energy demand | 2.3096 | FEC
NL | TYNDP2026 | NT | 2040 | TWh | 314 | Sub_sector | International transport | International aviation | Transport (int. aviation) | Energetic | transport_int_aviation_final_demand_methane | Methane | EU | Energy demand | 0 | FEC
NL | TYNDP2026 | NT | 2040 | TWh | 315 | Sub_sector | International transport | International aviation | Transport (int. aviation) | Energetic | transport_int_aviation_final_demand_heat | Heat | EU | Energy demand | 0 | FEC
NL | TYNDP2026 | NT | 2040 | TWh | 316 | Sub_sector | International transport | International aviation | Transport (int. aviation) | Energetic | transport_int_aviation_final_demand_biofuels | Biomass | EU | Energy demand | 0 | FEC
NL | TYNDP2026 | NT | 2040 | TWh | 317 | Sub_sector | International transport | International aviation | Transport (int. aviation) | Energetic | transport_int_aviation_final_demand_coal | Solids | EU | Energy demand | 0 | FEC
NL | TYNDP2026 | NT | 2040 | TWh | 318 | Sub_sector | International transport | International aviation | Transport (int. aviation) | Energetic | transport_int_aviation_final_demand_oil | Liquids | EU | Energy demand | 38.5405 | FEC
NL | TYNDP2026 | NT | 2040 | TWh | 319 | Sub_sector | International transport | International aviation | Transport (int. aviation) | Energetic | transport_int_aviation_final_demand_other | Others | EU | Energy demand | 0 | FEC
NL | TYNDP2026 | NT | 2040 | TWh | 320 | Sub_sector | International transport | International aviation | Transport (int. aviation) | Energetic | transport_int_aviation_final_demand_ammonia | Ammonia | EU | Energy demand | 0 | FEC
NL | TYNDP2026 | NT | 2040 | TWh | 322 | Sub_sector | International transport | International shipping | Transport (int. shipping) | Energetic | transport_int_shipping_final_demand_electricity | Electricity | EU | Energy demand | 1.4144 | not_included_in_FEC
NL | TYNDP2026 | NT | 2040 | TWh | 323 | Sub_sector | International transport | International shipping | Transport (int. shipping) | Energetic | transport_int_shipping_final_demand_hydrogen | Hydrogen | EU | Energy demand | 3.8278 | not_included_in_FEC
NL | TYNDP2026 | NT | 2040 | TWh | 324 | Sub_sector | International transport | International shipping | Transport (int. shipping) | Energetic | transport_int_shipping_final_demand_methane | Methane | EU | Energy demand | 15.3114 | not_included_in_FEC
NL | TYNDP2026 | NT | 2040 | TWh | 325 | Sub_sector | International transport | International shipping | Transport (int. shipping) | Energetic | transport_int_shipping_final_demand_heat | Heat | EU | Energy demand | 0 | not_included_in_FEC
NL | TYNDP2026 | NT | 2040 | TWh | 326 | Sub_sector | International transport | International shipping | Transport (int. shipping) | Energetic | transport_int_shipping_final_demand_biofuels | Biomass | EU | Energy demand | 0 | not_included_in_FEC
NL | TYNDP2026 | NT | 2040 | TWh | 327 | Sub_sector | International transport | International shipping | Transport (int. shipping) | Energetic | transport_int_shipping_final_demand_coal | Solids | EU | Energy demand | 0 | not_included_in_FEC
NL | TYNDP2026 | NT | 2040 | TWh | 328 | Sub_sector | International transport | International shipping | Transport (int. shipping) | Energetic | transport_int_shipping_final_demand_oil | Liquids | EU | Energy demand | 30.9352 | not_included_in_FEC
NL | TYNDP2026 | NT | 2040 | TWh | 329 | Sub_sector | International transport | International shipping | Transport (int. shipping) | Energetic | transport_int_shipping_final_demand_other | Others | EU | Energy demand | 0 | not_included_in_FEC
NL | TYNDP2026 | NT | 2040 | TWh | 330 | Sub_sector | International transport | International shipping | Transport (int. shipping) | Energetic | transport_int_shipping_final_demand_ammonia | Ammonia | EU | Energy demand | 26.873 | not_included_in_FEC
NL | TYNDP2026 | NT | 2040 | TWh | 332 | Sub_sector | Households | Space heating | Households (heating) | Energetic | households_heating_final_demand_electricity | Electricity | EU | Energy demand | 24.7678 | FEC
NL | TYNDP2026 | NT | 2040 | TWh | 333 | Sub_sector | Households | Space heating | Households (heating) | Energetic | households_heating_final_demand_hydrogen | Hydrogen | EU | Energy demand | 0 | FEC
NL | TYNDP2026 | NT | 2040 | TWh | 334 | Sub_sector | Households | Space heating | Households (heating) | Energetic | households_heating_final_demand_methane | Methane | EU | Energy demand | 12.6923 | FEC
NL | TYNDP2026 | NT | 2040 | TWh | 335 | Sub_sector | Households | Space heating | Households (heating) | Energetic | households_heating_final_demand_heat | Heat | EU | Energy demand | 14.3354 | FEC
NL | TYNDP2026 | NT | 2040 | TWh | 336 | Sub_sector | Households | Space heating | Households (heating) | Energetic | households_heating_final_demand_biomass | Biomass | EU | Energy demand | 1.1466 | FEC
NL | TYNDP2026 | NT | 2040 | TWh | 337 | Sub_sector | Households | Space heating | Households (heating) | Energetic | households_heating_final_demand_coal | Solids | EU | Energy demand | 0 | FEC
NL | TYNDP2026 | NT | 2040 | TWh | 338 | Sub_sector | Households | Space heating | Households (heating) | Energetic | households_heating_final_demand_oil | Liquids | EU | Energy demand | 0 | FEC
NL | TYNDP2026 | NT | 2040 | TWh | 339 | Sub_sector | Households | Space heating | Households (heating) | Energetic | households_heating_final_demand_other | Others | EU | Energy demand | 0 | FEC
NL | TYNDP2026 | NT | 2040 | TWh | 340 | Sub_sector | Households | Space heating | Households (heating) | Energetic | households_heating_final_demand_ammonia | Ammonia | EU | Energy demand | 0 | FEC
NL | TYNDP2026 | NT | 2040 | TWh | 343 | Sub_sector | Households | Cooling | Households (cooling) | Energetic | households_cooling_final_demand_electricity | Electricity | EU | Energy demand | 2.1839 | FEC
NL | TYNDP2026 | NT | 2040 | TWh | 344 | Sub_sector | Households | Cooling | Households (cooling) | Energetic | households_cooling_final_demand_hydrogen | Hydrogen | EU | Energy demand | 0 | FEC
NL | TYNDP2026 | NT | 2040 | TWh | 345 | Sub_sector | Households | Cooling | Households (cooling) | Energetic | households_cooling_final_demand_methane | Methane | EU | Energy demand | 0 | FEC
NL | TYNDP2026 | NT | 2040 | TWh | 346 | Sub_sector | Households | Cooling | Households (cooling) | Energetic | households_cooling_final_demand_heat | Heat | EU | Energy demand | 0 | FEC
NL | TYNDP2026 | NT | 2040 | TWh | 347 | Sub_sector | Households | Cooling | Households (cooling) | Energetic | households_cooling_final_demand_biomass | Biomass | EU | Energy demand | 0 | FEC
NL | TYNDP2026 | NT | 2040 | TWh | 348 | Sub_sector | Households | Cooling | Households (cooling) | Energetic | households_cooling_final_demand_coal | Solids | EU | Energy demand | 0 | FEC
NL | TYNDP2026 | NT | 2040 | TWh | 349 | Sub_sector | Households | Cooling | Households (cooling) | Energetic | households_cooling_final_demand_oil | Liquids | EU | Energy demand | 0 | FEC
NL | TYNDP2026 | NT | 2040 | TWh | 350 | Sub_sector | Households | Cooling | Households (cooling) | Energetic | households_cooling_final_demand_other | Others | EU | Energy demand | 0 | FEC
NL | TYNDP2026 | NT | 2040 | TWh | 351 | Sub_sector | Households | Cooling | Households (cooling) | Energetic | households_cooling_final_demand_ammonia | Ammonia | EU | Energy demand | 0 | FEC
NL | TYNDP2026 | NT | 2040 | TWh | 354 | Sub_sector | Households | Hot water | Households (hot water) | Energetic | households_hot_water_final_demand_electricity | Electricity | EU | Energy demand | 2.1058 | FEC
NL | TYNDP2026 | NT | 2040 | TWh | 355 | Sub_sector | Households | Hot water | Households (hot water) | Energetic | households_hot_water_final_demand_hydrogen | Hydrogen | EU | Energy demand | 0 | FEC
NL | TYNDP2026 | NT | 2040 | TWh | 356 | Sub_sector | Households | Hot water | Households (hot water) | Energetic | households_hot_water_final_demand_methane | Methane | EU | Energy demand | 5.3152 | FEC
NL | TYNDP2026 | NT | 2040 | TWh | 357 | Sub_sector | Households | Hot water | Households (hot water) | Energetic | households_hot_water_final_demand_heat | Heat | EU | Energy demand | 1.6794 | FEC
NL | TYNDP2026 | NT | 2040 | TWh | 358 | Sub_sector | Households | Hot water | Households (hot water) | Energetic | households_hot_water_final_demand_biomass | Biomass | EU | Energy demand | 0.13325 | FEC
NL | TYNDP2026 | NT | 2040 | TWh | 359 | Sub_sector | Households | Hot water | Households (hot water) | Energetic | households_hot_water_final_demand_coal | Solids | EU | Energy demand | 0 | FEC
NL | TYNDP2026 | NT | 2040 | TWh | 360 | Sub_sector | Households | Hot water | Households (hot water) | Energetic | households_hot_water_final_demand_oil | Liquids | EU | Energy demand | 0 | FEC
NL | TYNDP2026 | NT | 2040 | TWh | 361 | Sub_sector | Households | Hot water | Households (hot water) | Energetic | households_hot_water_final_demand_other | Others | EU | Energy demand | 2.3178 | FEC
NL | TYNDP2026 | NT | 2040 | TWh | 362 | Sub_sector | Households | Hot water | Households (hot water) | Energetic | households_hot_water_final_demand_ammonia | Ammonia | EU | Energy demand | 0 | FEC
NL | TYNDP2026 | NT | 2040 | TWh | 365 | Sub_sector | Households | Appliances | Households (appliances) | Energetic | households_appliances_final_demand_electricity | Electricity | EU | Energy demand | 17.0618 | FEC
NL | TYNDP2026 | NT | 2040 | TWh | 366 | Sub_sector | Households | Appliances | Households (appliances) | Energetic | households_appliances_final_demand_hydrogen | Hydrogen | EU | Energy demand | 0 | FEC
NL | TYNDP2026 | NT | 2040 | TWh | 367 | Sub_sector | Households | Appliances | Households (appliances) | Energetic | households_appliances_final_demand_methane | Methane | EU | Energy demand | 0 | FEC
NL | TYNDP2026 | NT | 2040 | TWh | 368 | Sub_sector | Households | Appliances | Households (appliances) | Energetic | households_appliances_final_demand_heat | Heat | EU | Energy demand | 0 | FEC
NL | TYNDP2026 | NT | 2040 | TWh | 369 | Sub_sector | Households | Appliances | Households (appliances) | Energetic | households_appliances_final_demand_biomass | Biomass | EU | Energy demand | 0 | FEC
NL | TYNDP2026 | NT | 2040 | TWh | 370 | Sub_sector | Households | Appliances | Households (appliances) | Energetic | households_appliances_final_demand_coal | Solids | EU | Energy demand | 0 | FEC
NL | TYNDP2026 | NT | 2040 | TWh | 371 | Sub_sector | Households | Appliances | Households (appliances) | Energetic | households_appliances_final_demand_oil | Liquids | EU | Energy demand | 0 | FEC
NL | TYNDP2026 | NT | 2040 | TWh | 372 | Sub_sector | Households | Appliances | Households (appliances) | Energetic | households_appliances_final_demand_other | Others | EU | Energy demand | 0 | FEC
NL | TYNDP2026 | NT | 2040 | TWh | 373 | Sub_sector | Households | Appliances | Households (appliances) | Energetic | households_appliances_final_demand_ammonia | Ammonia | EU | Energy demand | 0 | FEC
NL | TYNDP2026 | NT | 2040 | TWh | 375 | Sub_sector | Buildings | Space heating | Buildings (heat) | Energetic | buildings_heat_final_demand_electricity | Electricity | EU | Energy demand | 7.2303 | FEC
NL | TYNDP2026 | NT | 2040 | TWh | 376 | Sub_sector | Buildings | Space heating | Buildings (heat) | Energetic | buildings_heat_final_demand_hydrogen | Hydrogen | EU | Energy demand | 0 | FEC
NL | TYNDP2026 | NT | 2040 | TWh | 377 | Sub_sector | Buildings | Space heating | Buildings (heat) | Energetic | buildings_heat_final_demand_methane | Methane | EU | Energy demand | 19.5499 | FEC
NL | TYNDP2026 | NT | 2040 | TWh | 378 | Sub_sector | Buildings | Space heating | Buildings (heat) | Energetic | buildings_heat_final_demand_heat | Heat | EU | Energy demand | 7.703 | FEC
NL | TYNDP2026 | NT | 2040 | TWh | 379 | Sub_sector | Buildings | Space heating | Buildings (heat) | Energetic | buildings_heat_final_demand_biomass | Biomass | EU | Energy demand | 0 | FEC
NL | TYNDP2026 | NT | 2040 | TWh | 380 | Sub_sector | Buildings | Space heating | Buildings (heat) | Energetic | buildings_heat_final_demand_coal | Solids | EU | Energy demand | 0 | FEC
NL | TYNDP2026 | NT | 2040 | TWh | 381 | Sub_sector | Buildings | Space heating | Buildings (heat) | Energetic | buildings_heat_final_demand_oil | Liquids | EU | Energy demand | 0 | FEC
NL | TYNDP2026 | NT | 2040 | TWh | 382 | Sub_sector | Buildings | Space heating | Buildings (heat) | Energetic | buildings_heat_final_demand_other | Others | EU | Energy demand | 0 | FEC
NL | TYNDP2026 | NT | 2040 | TWh | 383 | Sub_sector | Buildings | Space heating | Buildings (heat) | Energetic | buildings_heat_final_demand_ammonia | Ammonia | EU | Energy demand | 0 | FEC
NL | TYNDP2026 | NT | 2040 | TWh | 386 | Sub_sector | Buildings | Cooling | Buildings (cooling) | Energetic | buildings_cooling_final_demand_electricity | Electricity | EU | Energy demand | 3.5628 | FEC
NL | TYNDP2026 | NT | 2040 | TWh | 387 | Sub_sector | Buildings | Cooling | Buildings (cooling) | Energetic | buildings_cooling_final_demand_hydrogen | Hydrogen | EU | Energy demand | 0 | FEC
NL | TYNDP2026 | NT | 2040 | TWh | 388 | Sub_sector | Buildings | Cooling | Buildings (cooling) | Energetic | buildings_cooling_final_demand_methane | Methane | EU | Energy demand | 0 | FEC
NL | TYNDP2026 | NT | 2040 | TWh | 389 | Sub_sector | Buildings | Cooling | Buildings (cooling) | Energetic | buildings_cooling_final_demand_heat | Heat | EU | Energy demand | 0 | FEC
NL | TYNDP2026 | NT | 2040 | TWh | 390 | Sub_sector | Buildings | Cooling | Buildings (cooling) | Energetic | buildings_cooling_final_demand_biomass | Biomass | EU | Energy demand | 0 | FEC
NL | TYNDP2026 | NT | 2040 | TWh | 391 | Sub_sector | Buildings | Cooling | Buildings (cooling) | Energetic | buildings_cooling_final_demand_coal | Solids | EU | Energy demand | 0 | FEC
NL | TYNDP2026 | NT | 2040 | TWh | 392 | Sub_sector | Buildings | Cooling | Buildings (cooling) | Energetic | buildings_cooling_final_demand_oil | Liquids | EU | Energy demand | 0 | FEC
NL | TYNDP2026 | NT | 2040 | TWh | 393 | Sub_sector | Buildings | Cooling | Buildings (cooling) | Energetic | buildings_cooling_final_demand_other | Others | EU | Energy demand | 0 | FEC
NL | TYNDP2026 | NT | 2040 | TWh | 394 | Sub_sector | Buildings | Cooling | Buildings (cooling) | Energetic | buildings_cooling_final_demand_ammonia | Ammonia | EU | Energy demand | 0 | FEC
NL | TYNDP2026 | NT | 2040 | TWh | 397 | Sub_sector | Buildings | Appliances | Buildings (appliances) | Energetic | buildings_appliances_final_demand_electricity | Electricity | EU | Energy demand | 17.7449 | FEC
NL | TYNDP2026 | NT | 2040 | TWh | 398 | Sub_sector | Buildings | Appliances | Buildings (appliances) | Energetic | buildings_appliances_final_demand_hydrogen | Hydrogen | EU | Energy demand | 0 | FEC
NL | TYNDP2026 | NT | 2040 | TWh | 399 | Sub_sector | Buildings | Appliances | Buildings (appliances) | Energetic | buildings_appliances_final_demand_methane | Methane | EU | Energy demand | 0.046162 | FEC
NL | TYNDP2026 | NT | 2040 | TWh | 400 | Sub_sector | Buildings | Appliances | Buildings (appliances) | Energetic | buildings_appliances_final_demand_heat | Heat | EU | Energy demand | 0 | FEC
NL | TYNDP2026 | NT | 2040 | TWh | 401 | Sub_sector | Buildings | Appliances | Buildings (appliances) | Energetic | buildings_appliances_final_demand_biomass | Biomass | EU | Energy demand | 0 | FEC
NL | TYNDP2026 | NT | 2040 | TWh | 402 | Sub_sector | Buildings | Appliances | Buildings (appliances) | Energetic | buildings_appliances_final_demand_coal | Solids | EU | Energy demand | 0 | FEC
NL | TYNDP2026 | NT | 2040 | TWh | 403 | Sub_sector | Buildings | Appliances | Buildings (appliances) | Energetic | buildings_appliances_final_demand_oil | Liquids | EU | Energy demand | 0 | FEC
NL | TYNDP2026 | NT | 2040 | TWh | 404 | Sub_sector | Buildings | Appliances | Buildings (appliances) | Energetic | buildings_appliances_final_demand_other | Others | EU | Energy demand | 0 | FEC
NL | TYNDP2026 | NT | 2040 | TWh | 405 | Sub_sector | Buildings | Appliances | Buildings (appliances) | Energetic | buildings_appliances_final_demand_ammonia | Ammonia | EU | Energy demand | 0 | FEC
NL | TYNDP2026 | NT | 2040 | TWh | 407 | Sub_sector | Buildings | Datacenters | Datacenters & ICT | Energetic | datacentres_final_demand_electricity_energetic | Electricity | EU | Energy demand | 47.14 | FEC
NL | TYNDP2026 | NT | 2040 | TWh | 408 | Sub_sector | Buildings | Datacenters | Datacenters & ICT | Energetic | datacentres_final_demand_hydrogen_energetic | Hydrogen | EU | Energy demand | 0 | FEC
NL | TYNDP2026 | NT | 2040 | TWh | 409 | Sub_sector | Buildings | Datacenters | Datacenters & ICT | Energetic | datacentres_final_demand_methane_energetic | Methane | EU | Energy demand | 0 | FEC
NL | TYNDP2026 | NT | 2040 | TWh | 410 | Sub_sector | Buildings | Datacenters | Datacenters & ICT | Energetic | datacentres_final_demand_heat_energetic | Heat | EU | Energy demand | 0 | FEC
NL | TYNDP2026 | NT | 2040 | TWh | 411 | Sub_sector | Buildings | Datacenters | Datacenters & ICT | Energetic | datacentres_final_demand_biomass_energetic | Biomass | EU | Energy demand | 0 | FEC
NL | TYNDP2026 | NT | 2040 | TWh | 412 | Sub_sector | Buildings | Datacenters | Datacenters & ICT | Energetic | datacentres_final_demand_coal_energetic | Solids | EU | Energy demand | 0 | FEC
NL | TYNDP2026 | NT | 2040 | TWh | 413 | Sub_sector | Buildings | Datacenters | Datacenters & ICT | Energetic | datacentres_final_demand_oil_energetic | Liquids | EU | Energy demand | 0 | FEC
NL | TYNDP2026 | NT | 2040 | TWh | 414 | Sub_sector | Buildings | Datacenters | Datacenters & ICT | Energetic | datacentres_final_demand_other_energetic | Others | EU | Energy demand | 0 | FEC
NL | TYNDP2026 | NT | 2040 | TWh | 415 | Sub_sector | Buildings | Datacenters | Datacenters & ICT | Energetic | datacentres_final_demand_ammonia_energetic | Ammonia | EU | Energy demand | 0 | FEC
NL | TYNDP2026 | NT | 2040 | TWh | 417 | Sub_sector | Transport | Others_Sector | Others_Sector | Energetic | other_final_demand_electricity_energetic | Electricity | EU | Energy demand | 0 | FEC
NL | TYNDP2026 | NT | 2040 | TWh | 418 | Sub_sector | Transport | Others_Sector | Others_Sector | Energetic | other_final_demand_hydrogen_energetic | Hydrogen | EU | Energy demand | 0 | FEC
NL | TYNDP2026 | NT | 2040 | TWh | 419 | Sub_sector | Transport | Pipeline Transport | Others_Sector | Energetic | other_final_demand_methane_energetic | Methane | EU | Energy demand | 0.037449 | FEC
NL | TYNDP2026 | NT | 2040 | TWh | 420 | Sub_sector | Transport | Others_Sector | Others_Sector | Energetic | other_final_demand_heat_energetic | Heat | EU | Energy demand | 0 | FEC
NL | TYNDP2026 | NT | 2040 | TWh | 421 | Sub_sector | Transport | Others_Sector | Others_Sector | Energetic | other_final_demand_biomass_energetic | Biomass | EU | Energy demand | 0 | FEC
NL | TYNDP2026 | NT | 2040 | TWh | 422 | Sub_sector | Transport | Others_Sector | Others_Sector | Energetic | other_final_demand_coal_energetic | Solids | EU | Energy demand | 0 | FEC
NL | TYNDP2026 | NT | 2040 | TWh | 423 | Sub_sector | Transport | Others_Sector | Others_Sector | Energetic | other_final_demand_oil_energetic | Liquids | EU | Energy demand | 0.30904 | FEC
NL | TYNDP2026 | NT | 2040 | TWh | 424 | Sub_sector | Others_Sector | Others_Sector | Others_Sector | Non-energetic | other_final_demand_oil_non_energetic | Liquids | EU | Energy demand | 0.44568 | not_included_in_FEC
NL | TYNDP2026 | NT | 2040 | TWh | 425 | Sub_sector | Transport | Others_Sector | Others_Sector | Energetic | other_final_demand_other_energetic | Others | EU | Energy demand | 0 | FEC
NL | TYNDP2026 | NT | 2040 | TWh | 426 | Sub_sector | Transport | Others_Sector | Others_Sector | Energetic | other_final_demand_ammonia_energetic | Ammonia | EU | Energy demand | 0 | FEC
NL | TYNDP2026 | NT | 2040 | TWh | 427 | Sub_sector | Industry | Surplus_Heat_in_Industry | Surplus_Heat_in_Industry | Energetic | final_demand_of_industry_unused_local_production_steam_hot_water | Heat | EU | Energy demand | 1.386 | FEC
NL | TYNDP2026 | NT | 2040 | TWh | 429 | Sub_sector | Agriculture | Total | Agriculture | Energetic | agriculture_final_demand_electricity_energetic | Electricity | EU | Energy demand | 12.3162 | FEC
NL | TYNDP2026 | NT | 2040 | TWh | 430 | Sub_sector | Agriculture | Total | Agriculture | Energetic | agriculture_final_demand_hydrogen_energetic | Hydrogen | EU | Energy demand | 0 | FEC
NL | TYNDP2026 | NT | 2040 | TWh | 431 | Sub_sector | Agriculture | Total | Agriculture | Energetic | agriculture_final_demand_methane_energetic | Methane | EU | Energy demand | 0.17843 | FEC
NL | TYNDP2026 | NT | 2040 | TWh | 432 | Sub_sector | Agriculture | Total | Agriculture | Energetic | agriculture_final_demand_heat_energetic | Heat | EU | Energy demand | 12.8837 | FEC
NL | TYNDP2026 | NT | 2040 | TWh | 433 | Sub_sector | Agriculture | Total | Agriculture | Energetic | agriculture_final_demand_biomass_energetic | Biomass | EU | Energy demand | 1.5665 | FEC
NL | TYNDP2026 | NT | 2040 | TWh | 434 | Sub_sector | Agriculture | Total | Agriculture | Energetic | agriculture_final_demand_coal_energetic | Solids | EU | Energy demand | 0 | FEC
NL | TYNDP2026 | NT | 2040 | TWh | 435 | Sub_sector | Agriculture | Total | Agriculture | Energetic | agriculture_final_demand_oil_energetic | Liquids | EU | Energy demand | 0 | FEC
NL | TYNDP2026 | NT | 2040 | TWh | 436 | Sub_sector | Agriculture | Total | Agriculture | Energetic | agriculture_final_demand_other_energetic | Others | EU | Energy demand | 0 | FEC
NL | TYNDP2026 | NT | 2040 | TWh | 437 | Sub_sector | Agriculture | Total | Agriculture | Energetic | agriculture_final_demand_ammonia_energetic | Ammonia | EU | Energy demand | 0 | FEC
NL | TYNDP2026 | NT | 2040 | TWh | 447 | Sub_sector | Buildings | Surplus Energy | Buildings | Energetic | GAP | Electricity | EU | Energy demand | 0 | FEC
NL | TYNDP2026 | NT | 2040 | TWh | 448 | Sub_sector | Buildings | Surplus Energy | Buildings | Energetic | GAP | Hydrogen | EU | Energy demand | 0 | FEC
NL | TYNDP2026 | NT | 2040 | TWh | 449 | Sub_sector | Buildings | Surplus Energy | Buildings | Energetic | GAP | Methane | EU | Energy demand | 0 | FEC
NL | TYNDP2026 | NT | 2040 | TWh | 450 | Sub_sector | Buildings | Surplus Energy | Buildings | Energetic | GAP | Heat | EU | Energy demand | 0 | FEC
NL | TYNDP2026 | NT | 2040 | TWh | 451 | Sub_sector | Buildings | Surplus Energy | Buildings | Energetic | GAP | Biomass | EU | Energy demand | 0 | FEC
NL | TYNDP2026 | NT | 2040 | TWh | 452 | Sub_sector | Buildings | Surplus Energy | Buildings | Energetic | GAP | Solids | EU | Energy demand | 0.028933 | FEC
NL | TYNDP2026 | NT | 2040 | TWh | 453 | Sub_sector | Buildings | Surplus Energy | Buildings | Energetic | GAP | Liquids | EU | Energy demand | 0.90251 | FEC
NL | TYNDP2026 | NT | 2040 | TWh | 454 | Sub_sector | Buildings | Surplus Energy | Buildings | Energetic | GAP | Others | EU | Energy demand | 0 | FEC
NL | TYNDP2026 | NT | 2040 | TWh | 455 | Sub_sector | Buildings | Surplus Energy | Buildings | Energetic | GAP | Ammonia | EU | Energy demand | 0 | FEC
NL | TYNDP2026 | NT | 2040 | TWh | 456 | Sub_sector | Households | Surplus Energy | Households | Energetic | GAP | Electricity | EU | Energy demand | 0 | FEC
NL | TYNDP2026 | NT | 2040 | TWh | 457 | Sub_sector | Households | Surplus Energy | Households | Energetic | GAP | Hydrogen | EU | Energy demand | 0 | FEC
NL | TYNDP2026 | NT | 2040 | TWh | 458 | Sub_sector | Households | Surplus Energy | Households | Energetic | GAP | Methane | EU | Energy demand | 0 | FEC
NL | TYNDP2026 | NT | 2040 | TWh | 459 | Sub_sector | Households | Surplus Energy | Households | Energetic | GAP | Heat | EU | Energy demand | 0 | FEC
NL | TYNDP2026 | NT | 2040 | TWh | 460 | Sub_sector | Households | Surplus Energy | Households | Energetic | GAP | Biomass | EU | Energy demand | 0 | FEC
NL | TYNDP2026 | NT | 2040 | TWh | 461 | Sub_sector | Households | Surplus Energy | Households | Energetic | GAP | Solids | EU | Energy demand | 0 | FEC
NL | TYNDP2026 | NT | 2040 | TWh | 462 | Sub_sector | Households | Surplus Energy | Households | Energetic | GAP | Liquids | EU | Energy demand | 0 | FEC
NL | TYNDP2026 | NT | 2040 | TWh | 463 | Sub_sector | Households | Surplus Energy | Households | Energetic | GAP | Others | EU | Energy demand | 0 | FEC
NL | TYNDP2026 | NT | 2040 | TWh | 464 | Sub_sector | Households | Surplus Energy | Households | Energetic | GAP | Ammonia | EU | Energy demand | 0 | FEC
NL | TYNDP2026 | NT | 2050 | TWh | 102 | Sub_sector | Industry | Aluminium | Industry (aluminium) | Energetic | industry_aluminium_demand_electricity_energetic | Electricity | EU | Energy demand | 0.0176 | FEC
NL | TYNDP2026 | NT | 2050 | TWh | 103 | Sub_sector | Industry | Aluminium | Industry (aluminium) | Energetic | industry_aluminium_demand_hydrogen_energetic | Hydrogen | EU | Energy demand | 0.0519 | FEC
NL | TYNDP2026 | NT | 2050 | TWh | 104 | Sub_sector | Industry | Aluminium | Industry (aluminium) | Energetic | industry_aluminium_demand_methane_energetic | Methane | EU | Energy demand | 0 | FEC
NL | TYNDP2026 | NT | 2050 | TWh | 105 | Sub_sector | Industry | Aluminium | Industry (aluminium) | Energetic | industry_aluminium_demand_heat_energetic | Heat | EU | Energy demand | 0 | FEC
NL | TYNDP2026 | NT | 2050 | TWh | 106 | Sub_sector | Industry | Aluminium | Industry (aluminium) | Energetic | industry_aluminium_demand_biomass_energetic | Biomass | EU | Energy demand | 0 | FEC
NL | TYNDP2026 | NT | 2050 | TWh | 107 | Sub_sector | Industry | Aluminium | Industry (aluminium) | Energetic | industry_aluminium_demand_coal_energetic | Solids | EU | Energy demand | 0 | FEC
NL | TYNDP2026 | NT | 2050 | TWh | 108 | Sub_sector | Industry | Aluminium | Industry (aluminium) | Energetic | industry_aluminium_demand_oil_energetic | Liquids | EU | Energy demand | 0 | FEC
NL | TYNDP2026 | NT | 2050 | TWh | 109 | Sub_sector | Industry | Aluminium | Industry (aluminium) | Energetic | industry_aluminium_demand_others_energetic | Others | EU | Energy demand | 0 | FEC
NL | TYNDP2026 | NT | 2050 | TWh | 110 | Sub_sector | Industry | Aluminium | Industry (aluminium) | Energetic | industry_ammonia_demand_others_energetic | Ammonia | EU | Energy demand | 0 | FEC
NL | TYNDP2026 | NT | 2050 | TWh | 112 | Sub_sector | Industry | Chemicals | Industry (chemicals, energetic) | Energetic | industry_chemical_demand_electricity_energetic | Electricity | EU | Energy demand | 48.3728 | FEC
NL | TYNDP2026 | NT | 2050 | TWh | 113 | Sub_sector | Industry | Chemicals | Industry (chemicals, energetic) | Energetic | industry_chemical_demand_hydrogen_energetic | Hydrogen | EU | Energy demand | 14.693 | FEC
NL | TYNDP2026 | NT | 2050 | TWh | 114 | Sub_sector | Industry | Chemicals | Industry (chemicals, energetic) | Energetic | industry_chemical_demand_methane_energetic | Methane | EU | Energy demand | 10.1783 | FEC
NL | TYNDP2026 | NT | 2050 | TWh | 115 | Sub_sector | Industry | Chemicals | Industry (chemicals, energetic) | Energetic | industry_chemical_demand_heat_energetic | Heat | EU | Energy demand | 4.954 | FEC
NL | TYNDP2026 | NT | 2050 | TWh | 116 | Sub_sector | Industry | Chemicals | Industry (chemicals, energetic) | Energetic | industry_chemical_demand_biomass_energetic | Biomass | EU | Energy demand | 0.315 | FEC
NL | TYNDP2026 | NT | 2050 | TWh | 117 | Sub_sector | Industry | Chemicals | Industry (chemicals, energetic) | Energetic | industry_chemical_demand_coal_energetic | Solids | EU | Energy demand | 0 | FEC
NL | TYNDP2026 | NT | 2050 | TWh | 118 | Sub_sector | Industry | Chemicals | Industry (chemicals, energetic) | Energetic | industry_chemical_demand_oil_energetic | Liquids | EU | Energy demand | 0.72006 | FEC
NL | TYNDP2026 | NT | 2050 | TWh | 119 | Sub_sector | Industry | Chemicals | Industry (chemicals, energetic) | Energetic | industry_chemical_demand_others_energetic | Others | EU | Energy demand | 0 | FEC
NL | TYNDP2026 | NT | 2050 | TWh | 120 | Sub_sector | Industry | Chemicals | Industry (chemicals, energetic) | Energetic | industry_chemical_demand_ammonia_energetic | Ammonia | EU | Energy demand | 0 | FEC
NL | TYNDP2026 | NT | 2050 | TWh | 122 | Sub_sector | Industry | Chemicals | Industry (chemicals, non-energetic) | Non-energetic | industry_chemical_demand_electricity_non_energetic | Electricity | EU | Energy demand | 0 | not_included_in_FEC
NL | TYNDP2026 | NT | 2050 | TWh | 123 | Sub_sector | Industry | Chemicals | Industry (chemicals, non-energetic) | Non-energetic | industry_chemical_demand_hydrogen_non_energetic | Hydrogen | EU | Energy demand | 13.1083 | not_included_in_FEC
NL | TYNDP2026 | NT | 2050 | TWh | 124 | Sub_sector | Industry | Chemicals | Industry (chemicals, non-energetic) | Non-energetic | industry_chemical_demand_methane_non_energetic | Methane | EU | Energy demand | 24.7189 | not_included_in_FEC
NL | TYNDP2026 | NT | 2050 | TWh | 125 | Sub_sector | Industry | Chemicals | Industry (chemicals, non-energetic) | Non-energetic | industry_chemical_demand_heat_non_energetic | Heat | EU | Energy demand | 0 | not_included_in_FEC
NL | TYNDP2026 | NT | 2050 | TWh | 126 | Sub_sector | Industry | Chemicals | Industry (chemicals, non-energetic) | Non-energetic | industry_chemical_demand_biomass_non_energetic | Biomass | EU | Energy demand | 41.821 | not_included_in_FEC
NL | TYNDP2026 | NT | 2050 | TWh | 127 | Sub_sector | Industry | Chemicals | Industry (chemicals, non-energetic) | Non-energetic | industry_chemical_demand_coal_non_energetic | Solids | EU | Energy demand | 0 | not_included_in_FEC
NL | TYNDP2026 | NT | 2050 | TWh | 128 | Sub_sector | Industry | Chemicals | Industry (chemicals, non-energetic) | Non-energetic | industry_chemical_demand_oil_non_energetic | Liquids | EU | Energy demand | 98.9495 | not_included_in_FEC
NL | TYNDP2026 | NT | 2050 | TWh | 129 | Sub_sector | Industry | Chemicals | Industry (chemicals, non-energetic) | Non-energetic | industry_chemical_demand_others_non_energetic | Others | EU | Energy demand | 9.605 | not_included_in_FEC
NL | TYNDP2026 | NT | 2050 | TWh | 130 | Sub_sector | Industry | Chemicals | Industry (chemicals, non-energetic) | Non-energetic | industry_chemical_demand_ammonia_non_energetic | Ammonia | EU | Energy demand | 0 | not_included_in_FEC
NL | TYNDP2026 | NT | 2050 | TWh | 132 | Sub_sector | Industry | Fertilizers | Industry (fertilizers, energetic) | Energetic | industry_fertilizers_demand_electricity_energetic | Electricity | EU | Energy demand | 0 | FEC
NL | TYNDP2026 | NT | 2050 | TWh | 133 | Sub_sector | Industry | Fertilizers | Industry (fertilizers, energetic) | Energetic | industry_fertilizers_demand_hydrogen_energetic | Hydrogen | EU | Energy demand | 0 | FEC
NL | TYNDP2026 | NT | 2050 | TWh | 134 | Sub_sector | Industry | Fertilizers | Industry (fertilizers, energetic) | Energetic | industry_fertilizers_demand_methane_energetic | Methane | EU | Energy demand | 0 | FEC
NL | TYNDP2026 | NT | 2050 | TWh | 135 | Sub_sector | Industry | Fertilizers | Industry (fertilizers, energetic) | Energetic | industry_fertilizers_demand_heat_energetic | Heat | EU | Energy demand | 0 | FEC
NL | TYNDP2026 | NT | 2050 | TWh | 136 | Sub_sector | Industry | Fertilizers | Industry (fertilizers, energetic) | Energetic | industry_fertilizers_demand_biomass_energetic | Biomass | EU | Energy demand | 0 | FEC
NL | TYNDP2026 | NT | 2050 | TWh | 137 | Sub_sector | Industry | Fertilizers | Industry (fertilizers, energetic) | Energetic | industry_fertilizers_demand_coal_energetic | Solids | EU | Energy demand | 0 | FEC
NL | TYNDP2026 | NT | 2050 | TWh | 138 | Sub_sector | Industry | Fertilizers | Industry (fertilizers, energetic) | Energetic | industry_fertilizers_demand_oil_energetic | Liquids | EU | Energy demand | 0 | FEC
NL | TYNDP2026 | NT | 2050 | TWh | 139 | Sub_sector | Industry | Fertilizers | Industry (fertilizers, energetic) | Energetic | industry_fertilizers_demand_others_energetic | Others | EU | Energy demand | 0 | FEC
NL | TYNDP2026 | NT | 2050 | TWh | 140 | Sub_sector | Industry | Fertilizers | Industry (fertilizers, energetic) | Energetic | industry_fertilizers_demand_ammonia_energetic | Ammonia | EU | Energy demand | 0 | FEC
NL | TYNDP2026 | NT | 2050 | TWh | 142 | Sub_sector | Industry | Fertilizers | Industry (fertilizers, non-energetic) | Non-energetic | industry_fertilizers_demand_electricity_non_energetic | Electricity | EU | Energy demand | 0 | not_included_in_FEC
NL | TYNDP2026 | NT | 2050 | TWh | 143 | Sub_sector | Industry | Fertilizers | Industry (fertilizers, non-energetic) | Non-energetic | industry_fertilizers_demand_hydrogen_non_energetic | Hydrogen | EU | Energy demand | 0 | not_included_in_FEC
NL | TYNDP2026 | NT | 2050 | TWh | 144 | Sub_sector | Industry | Fertilizers | Industry (fertilizers, non-energetic) | Non-energetic | industry_fertilizers_demand_methane_non_energetic | Methane | EU | Energy demand | 0 | not_included_in_FEC
NL | TYNDP2026 | NT | 2050 | TWh | 145 | Sub_sector | Industry | Fertilizers | Industry (fertilizers, non-energetic) | Non-energetic | industry_fertilizers_demand_heat_non_energetic | Heat | EU | Energy demand | 0 | not_included_in_FEC
NL | TYNDP2026 | NT | 2050 | TWh | 146 | Sub_sector | Industry | Fertilizers | Industry (fertilizers, non-energetic) | Non-energetic | industry_fertilizers_demand_biomass_non_energetic | Biomass | EU | Energy demand | 0 | not_included_in_FEC
NL | TYNDP2026 | NT | 2050 | TWh | 147 | Sub_sector | Industry | Fertilizers | Industry (fertilizers, non-energetic) | Non-energetic | industry_fertilizers_demand_coal_non_energetic | Solids | EU | Energy demand | 0 | not_included_in_FEC
NL | TYNDP2026 | NT | 2050 | TWh | 148 | Sub_sector | Industry | Fertilizers | Industry (fertilizers, non-energetic) | Non-energetic | industry_fertilizers_demand_oil_non_energetic | Liquids | EU | Energy demand | 0 | not_included_in_FEC
NL | TYNDP2026 | NT | 2050 | TWh | 149 | Sub_sector | Industry | Fertilizers | Industry (fertilizers, non-energetic) | Non-energetic | industry_fertilizers_demand_others_non_energetic | Others | EU | Energy demand | 0 | not_included_in_FEC
NL | TYNDP2026 | NT | 2050 | TWh | 150 | Sub_sector | Industry | Fertilizers | Industry (fertilizers, non-energetic) | Non-energetic | industry_fertilizers_demand_ammonia_non_energetic | Ammonia | EU | Energy demand | 0 | not_included_in_FEC
NL | TYNDP2026 | NT | 2050 | TWh | 152 | Sub_sector | Industry | Food | Industry (food) | Energetic | industry_food_demand_electricity_energetic | Electricity | EU | Energy demand | 20.6236 | FEC
NL | TYNDP2026 | NT | 2050 | TWh | 153 | Sub_sector | Industry | Food | Industry (food) | Energetic | industry_food_demand_hydrogen_energetic | Hydrogen | EU | Energy demand | 0.5819 | FEC
NL | TYNDP2026 | NT | 2050 | TWh | 154 | Sub_sector | Industry | Food | Industry (food) | Energetic | industry_food_demand_methane_energetic | Methane | EU | Energy demand | 0.76704 | FEC
NL | TYNDP2026 | NT | 2050 | TWh | 155 | Sub_sector | Industry | Food | Industry (food) | Energetic | industry_food_demand_heat_energetic | Heat | EU | Energy demand | 0 | FEC
NL | TYNDP2026 | NT | 2050 | TWh | 156 | Sub_sector | Industry | Food | Industry (food) | Energetic | industry_food_demand_biomass_energetic | Biomass | EU | Energy demand | 0.077778 | FEC
NL | TYNDP2026 | NT | 2050 | TWh | 157 | Sub_sector | Industry | Food | Industry (food) | Energetic | industry_food_demand_coal_energetic | Solids | EU | Energy demand | 0 | FEC
NL | TYNDP2026 | NT | 2050 | TWh | 158 | Sub_sector | Industry | Food | Industry (food) | Energetic | industry_food_demand_oil_energetic | Liquids | EU | Energy demand | 0.054297 | FEC
NL | TYNDP2026 | NT | 2050 | TWh | 159 | Sub_sector | Industry | Food | Industry (food) | Energetic | industry_food_demand_others_energetic | Others | EU | Energy demand | 0 | FEC
NL | TYNDP2026 | NT | 2050 | TWh | 160 | Sub_sector | Industry | Food | Industry (food) | Energetic | industry_food_demand_ammonia_energetic | Ammonia | EU | Energy demand | 0 | FEC
NL | TYNDP2026 | NT | 2050 | TWh | 162 | Sub_sector | Industry | Metals | Industry (metal) | Energetic | industry_metal_demand_electricity_energetic | Electricity | EU | Energy demand | 1.7491 | FEC
NL | TYNDP2026 | NT | 2050 | TWh | 163 | Sub_sector | Industry | Metals | Industry (metal) | Energetic | industry_metal_demand_hydrogen_energetic | Hydrogen | EU | Energy demand | 0.15176 | FEC
NL | TYNDP2026 | NT | 2050 | TWh | 164 | Sub_sector | Industry | Metals | Industry (metal) | Energetic | industry_metal_demand_methane_energetic | Methane | EU | Energy demand | 0.18496 | FEC
NL | TYNDP2026 | NT | 2050 | TWh | 165 | Sub_sector | Industry | Metals | Industry (metal) | Energetic | industry_metal_demand_heat_energetic | Heat | EU | Energy demand | 0 | FEC
NL | TYNDP2026 | NT | 2050 | TWh | 166 | Sub_sector | Industry | Metals | Industry (metal) | Energetic | industry_metal_demand_biomass_energetic | Biomass | EU | Energy demand | 0 | FEC
NL | TYNDP2026 | NT | 2050 | TWh | 167 | Sub_sector | Industry | Metals | Industry (metal) | Energetic | industry_metal_demand_coal_energetic | Solids | EU | Energy demand | 0 | FEC
NL | TYNDP2026 | NT | 2050 | TWh | 168 | Sub_sector | Industry | Metals | Industry (metal) | Energetic | industry_metal_demand_oil_energetic | Liquids | EU | Energy demand | 0.009 | FEC
NL | TYNDP2026 | NT | 2050 | TWh | 169 | Sub_sector | Industry | Metals | Industry (metal) | Energetic | industry_metal_demand_others_energetic | Others | EU | Energy demand | 0 | FEC
NL | TYNDP2026 | NT | 2050 | TWh | 170 | Sub_sector | Industry | Metals | Industry (metal) | Energetic | industry_metal_demand_ammonia_energetic | Ammonia | EU | Energy demand | 0 | FEC
NL | TYNDP2026 | NT | 2050 | TWh | 172 | Sub_sector | Industry | Others | Industry (other, energetic) | Energetic | industry_other_demand_electricity_energetic | Electricity | EU | Energy demand | 23.5783 | FEC
NL | TYNDP2026 | NT | 2050 | TWh | 173 | Sub_sector | Industry | Others | Industry (other, energetic) | Energetic | industry_other_demand_hydrogen_energetic | Hydrogen | EU | Energy demand | 1.701 | FEC
NL | TYNDP2026 | NT | 2050 | TWh | 174 | Sub_sector | Industry | Others | Industry (other, energetic) | Energetic | industry_other_demand_methane_energetic | Methane | EU | Energy demand | 2.0367 | FEC
NL | TYNDP2026 | NT | 2050 | TWh | 175 | Sub_sector | Industry | Others | Industry (other, energetic) | Energetic | industry_other_demand_heat_energetic | Heat | EU | Energy demand | 0.215 | FEC
NL | TYNDP2026 | NT | 2050 | TWh | 176 | Sub_sector | Industry | Others | Industry (other, energetic) | Energetic | industry_other_demand_biomass_energetic | Biomass | EU | Energy demand | 0.076764 | FEC
NL | TYNDP2026 | NT | 2050 | TWh | 177 | Sub_sector | Industry | Others | Industry (other, energetic) | Energetic | industry_other_demand_coal_energetic | Solids | EU | Energy demand | 0.0222 | FEC
NL | TYNDP2026 | NT | 2050 | TWh | 178 | Sub_sector | Industry | Others | Industry (other, energetic) | Energetic | industry_other_demand_oil_energetic | Liquids | EU | Energy demand | 0 | FEC
NL | TYNDP2026 | NT | 2050 | TWh | 179 | Sub_sector | Industry | Others | Industry (other, energetic) | Energetic | industry_other_demand_others_energetic | Others | EU | Energy demand | 0 | FEC
NL | TYNDP2026 | NT | 2050 | TWh | 180 | Sub_sector | Industry | Others | Industry (other, energetic) | Energetic | industry_other_demand_ammonia_energetic | Ammonia | EU | Energy demand | 0 | FEC
NL | TYNDP2026 | NT | 2050 | TWh | 182 | Sub_sector | Industry | Others | Industry (other, non-energetic) | Non-energetic | industry_other_demand_electricity_non_energetic | Electricity | EU | Energy demand | 0 | not_included_in_FEC
NL | TYNDP2026 | NT | 2050 | TWh | 183 | Sub_sector | Industry | Others | Industry (other, non-energetic) | Non-energetic | industry_other_demand_hydrogen_non_energetic | Hydrogen | EU | Energy demand | 0 | not_included_in_FEC
NL | TYNDP2026 | NT | 2050 | TWh | 184 | Sub_sector | Industry | Others | Industry (other, non-energetic) | Non-energetic | industry_other_demand_methane_non_energetic | Methane | EU | Energy demand | 0 | not_included_in_FEC
NL | TYNDP2026 | NT | 2050 | TWh | 185 | Sub_sector | Industry | Others | Industry (other, non-energetic) | Non-energetic | industry_other_demand_heat_non_energetic | Heat | EU | Energy demand | 0 | not_included_in_FEC
NL | TYNDP2026 | NT | 2050 | TWh | 186 | Sub_sector | Industry | Others | Industry (other, non-energetic) | Non-energetic | industry_other_demand_biomass_non_energetic | Biomass | EU | Energy demand | 0 | not_included_in_FEC
NL | TYNDP2026 | NT | 2050 | TWh | 187 | Sub_sector | Industry | Others | Industry (other, non-energetic) | Non-energetic | industry_other_demand_coal_non_energetic | Solids | EU | Energy demand | 0 | not_included_in_FEC
NL | TYNDP2026 | NT | 2050 | TWh | 188 | Sub_sector | Industry | Others | Industry (other, non-energetic) | Non-energetic | industry_other_demand_oil_non_energetic | Liquids | EU | Energy demand | 0 | not_included_in_FEC
NL | TYNDP2026 | NT | 2050 | TWh | 189 | Sub_sector | Industry | Others | Industry (other, non-energetic) | Non-energetic | industry_other_demand_others_non_energetic | Others | EU | Energy demand | 0 | not_included_in_FEC
NL | TYNDP2026 | NT | 2050 | TWh | 190 | Sub_sector | Industry | Others | Industry (other, non-energetic) | Non-energetic | industry_other_demand_ammonia_non_energetic | Ammonia | EU | Energy demand | 0 | not_included_in_FEC
NL | TYNDP2026 | NT | 2050 | TWh | 192 | Sub_sector | Industry | Paper | Industry (paper) | Energetic | industry_paper_demand_electricity_energetic | Electricity | EU | Energy demand | 4.318 | FEC
NL | TYNDP2026 | NT | 2050 | TWh | 193 | Sub_sector | Industry | Paper | Industry (paper) | Energetic | industry_paper_demand_hydrogen_energetic | Hydrogen | EU | Energy demand | 0.12926 | FEC
NL | TYNDP2026 | NT | 2050 | TWh | 194 | Sub_sector | Industry | Paper | Industry (paper) | Energetic | industry_paper_demand_methane_energetic | Methane | EU | Energy demand | 0.18055 | FEC
NL | TYNDP2026 | NT | 2050 | TWh | 195 | Sub_sector | Industry | Paper | Industry (paper) | Energetic | industry_paper_demand_heat_energetic | Heat | EU | Energy demand | 0 | FEC
NL | TYNDP2026 | NT | 2050 | TWh | 196 | Sub_sector | Industry | Paper | Industry (paper) | Energetic | industry_paper_demand_biomass_energetic | Biomass | EU | Energy demand | 0 | FEC
NL | TYNDP2026 | NT | 2050 | TWh | 197 | Sub_sector | Industry | Paper | Industry (paper) | Energetic | industry_paper_demand_coal_energetic | Solids | EU | Energy demand | 0 | FEC
NL | TYNDP2026 | NT | 2050 | TWh | 198 | Sub_sector | Industry | Paper | Industry (paper) | Energetic | industry_paper_demand_oil_energetic | Liquids | EU | Energy demand | 0 | FEC
NL | TYNDP2026 | NT | 2050 | TWh | 199 | Sub_sector | Industry | Paper | Industry (paper) | Energetic | industry_paper_demand_others_energetic | Others | EU | Energy demand | 0 | FEC
NL | TYNDP2026 | NT | 2050 | TWh | 200 | Sub_sector | Industry | Paper | Industry (paper) | Energetic | industry_paper_demand_ammonia_energetic | Ammonia | EU | Energy demand | 0 | FEC
NL | TYNDP2026 | NT | 2050 | TWh | 202 | Sub_sector | Industry | Refineries | Industry (refineries, energetic) | Energetic | industry_refinery_demand_electricity_energetic | Electricity | EU | Energy demand | 27.8733 | not_included_in_FEC
NL | TYNDP2026 | NT | 2050 | TWh | 203 | Sub_sector | Industry | Refineries | Industry (refineries, energetic) | Energetic | industry_refinery_demand_hydrogen_energetic | Hydrogen | EU | Energy demand | 52.1237 | not_included_in_FEC
NL | TYNDP2026 | NT | 2050 | TWh | 204 | Sub_sector | Industry | Refineries | Industry (refineries, energetic) | Energetic | industry_refinery_demand_methane_energetic | Methane | EU | Energy demand | 2.9539 | not_included_in_FEC
NL | TYNDP2026 | NT | 2050 | TWh | 205 | Sub_sector | Industry | Refineries | Industry (refineries, energetic) | Energetic | industry_refinery_demand_heat_energetic | Heat | EU | Energy demand | 0.768 | not_included_in_FEC
NL | TYNDP2026 | NT | 2050 | TWh | 206 | Sub_sector | Industry | Refineries | Industry (refineries, energetic) | Energetic | industry_refinery_demand_biomass_energetic | Biomass | EU | Energy demand | 0 | not_included_in_FEC
NL | TYNDP2026 | NT | 2050 | TWh | 207 | Sub_sector | Industry | Refineries | Industry (refineries, energetic) | Energetic | industry_refinery_demand_coal_energetic | Solids | EU | Energy demand | 0 | not_included_in_FEC
NL | TYNDP2026 | NT | 2050 | TWh | 208 | Sub_sector | Industry | Refineries | Industry (refineries, energetic) | Energetic | industry_refinery_demand_oil_energetic | Liquids | EU | Energy demand | 7.9458 | not_included_in_FEC
NL | TYNDP2026 | NT | 2050 | TWh | 209 | Sub_sector | Industry | Refineries | Industry (refineries, energetic) | Energetic | industry_refinery_demand_others_energetic | Others | EU | Energy demand | 0 | not_included_in_FEC
NL | TYNDP2026 | NT | 2050 | TWh | 210 | Sub_sector | Industry | Refineries | Industry (refineries, energetic) | Energetic | industry_refinery_demand_ammonia_energetic | Ammonia | EU | Energy demand | 0 | not_included_in_FEC
NL | TYNDP2026 | NT | 2050 | TWh | 212 | Sub_sector | Industry | Refineries | Industry (refineries, non-energetic) | Non-energetic | industry_refinery_demand_electricity_non_energetic | Electricity | EU | Energy demand | 0 | not_included_in_FEC
NL | TYNDP2026 | NT | 2050 | TWh | 213 | Sub_sector | Industry | Refineries | Industry (refineries, non-energetic) | Non-energetic | industry_refinery_demand_hydrogen_non_energetic | Hydrogen | EU | Energy demand | 0 | not_included_in_FEC
NL | TYNDP2026 | NT | 2050 | TWh | 214 | Sub_sector | Industry | Refineries | Industry (refineries, non-energetic) | Non-energetic | industry_refinery_demand_methane_non_energetic | Methane | EU | Energy demand | 0 | not_included_in_FEC
NL | TYNDP2026 | NT | 2050 | TWh | 215 | Sub_sector | Industry | Refineries | Industry (refineries, non-energetic) | Non-energetic | industry_refinery_demand_heat_non_energetic | Heat | EU | Energy demand | 0 | not_included_in_FEC
NL | TYNDP2026 | NT | 2050 | TWh | 216 | Sub_sector | Industry | Refineries | Industry (refineries, non-energetic) | Non-energetic | industry_refinery_demand_biomass_non_energetic | Biomass | EU | Energy demand | 0 | not_included_in_FEC
NL | TYNDP2026 | NT | 2050 | TWh | 217 | Sub_sector | Industry | Refineries | Industry (refineries, non-energetic) | Non-energetic | industry_refinery_demand_coal_non_energetic | Solids | EU | Energy demand | 0 | not_included_in_FEC
NL | TYNDP2026 | NT | 2050 | TWh | 218 | Sub_sector | Industry | Refineries | Industry (refineries, non-energetic) | Non-energetic | industry_refinery_demand_oil_non_energetic | Liquids | EU | Energy demand | 0 | not_included_in_FEC
NL | TYNDP2026 | NT | 2050 | TWh | 219 | Sub_sector | Industry | Refineries | Industry (refineries, non-energetic) | Non-energetic | industry_refinery_demand_others_non_energetic | Others | EU | Energy demand | 0 | not_included_in_FEC
NL | TYNDP2026 | NT | 2050 | TWh | 220 | Sub_sector | Industry | Refineries | Industry (refineries, non-energetic) | Non-energetic | industry_refinery_demand_ammonia_non_energetic | Ammonia | EU | Energy demand | 0 | not_included_in_FEC
NL | TYNDP2026 | NT | 2050 | TWh | 222 | Sub_sector | Industry | Steel | Industry (steel) | Energetic | industry_steel_demand_electricity_energetic | Electricity | EU | Energy demand | 9.2635 | FEC
NL | TYNDP2026 | NT | 2050 | TWh | 223 | Sub_sector | Industry | Steel | Industry (steel) | Energetic | industry_steel_demand_hydrogen_energetic | Hydrogen | EU | Energy demand | 9.1131 | FEC
NL | TYNDP2026 | NT | 2050 | TWh | 224 | Sub_sector | Industry | Steel | Industry (steel) | Energetic | industry_steel_demand_methane_energetic | Methane | EU | Energy demand | 4.1713 | FEC
NL | TYNDP2026 | NT | 2050 | TWh | 225 | Sub_sector | Industry | Steel | Industry (steel) | Energetic | industry_steel_demand_heat_energetic | Heat | EU | Energy demand | 0 | FEC
NL | TYNDP2026 | NT | 2050 | TWh | 226 | Sub_sector | Industry | Steel | Industry (steel) | Energetic | industry_steel_demand_biomass_energetic | Biomass | EU | Energy demand | 2.327 | FEC
NL | TYNDP2026 | NT | 2050 | TWh | 227 | Sub_sector | Industry | Steel | Industry (steel) | Energetic | industry_steel_demand_coal_energetic | Solids | EU | Energy demand | 0 | FEC
NL | TYNDP2026 | NT | 2050 | TWh | 228 | Sub_sector | Industry | Steel | Industry (steel) | Energetic | industry_steel_demand_oil_energetic | Liquids | EU | Energy demand | 0 | FEC
NL | TYNDP2026 | NT | 2050 | TWh | 229 | Sub_sector | Industry | Steel | Industry (steel) | Energetic | industry_steel_demand_others_energetic | Others | EU | Energy demand | 0 | FEC
NL | TYNDP2026 | NT | 2050 | TWh | 230 | Sub_sector | Industry | Steel | Industry (steel) | Energetic | industry_steel_demand_ammonia_energetic | Ammonia | EU | Energy demand | 0 | FEC
NL | TYNDP2026 | NT | 2050 | TWh | 232 | Sub_sector | Transport | Cars | Transport (cars) | Energetic | transport_cars_final_demand_electricity | Electricity | EU | Energy demand | 27.607 | FEC
NL | TYNDP2026 | NT | 2050 | TWh | 233 | Sub_sector | Transport | Cars | Transport (cars) | Energetic | transport_cars_final_demand_hydrogen | Hydrogen | EU | Energy demand | 0 | FEC
NL | TYNDP2026 | NT | 2050 | TWh | 234 | Sub_sector | Transport | Cars | Transport (cars) | Energetic | transport_cars_final_demand_methane | Methane | EU | Energy demand | 0 | FEC
NL | TYNDP2026 | NT | 2050 | TWh | 235 | Sub_sector | Transport | Cars | Transport (cars) | Energetic | transport_cars_final_demand_heat | Heat | EU | Energy demand | 0 | FEC
NL | TYNDP2026 | NT | 2050 | TWh | 236 | Sub_sector | Transport | Cars | Transport (cars) | Energetic | transport_cars_final_demand_biomass | Biomass | EU | Energy demand | 0 | FEC
NL | TYNDP2026 | NT | 2050 | TWh | 237 | Sub_sector | Transport | Cars | Transport (cars) | Energetic | transport_cars_final_demand_coal | Solids | EU | Energy demand | 0 | FEC
NL | TYNDP2026 | NT | 2050 | TWh | 238 | Sub_sector | Transport | Cars | Transport (cars) | Energetic | transport_cars_final_demand_oil | Liquids | EU | Energy demand | 0 | FEC
NL | TYNDP2026 | NT | 2050 | TWh | 239 | Sub_sector | Transport | Cars | Transport (cars) | Energetic | transport_cars_final_demand_other | Others | EU | Energy demand | 0 | FEC
NL | TYNDP2026 | NT | 2050 | TWh | 240 | Sub_sector | Transport | Cars | Transport (cars) | Energetic | transport_cars_final_demand_ammonia | Ammonia | EU | Energy demand | 0 | FEC
NL | TYNDP2026 | NT | 2050 | TWh | 242 | Sub_sector | Transport | Busses | Transport (busses) | Energetic | transport_busses_final_demand_electricity | Electricity | EU | Energy demand | 1.7137 | FEC
NL | TYNDP2026 | NT | 2050 | TWh | 243 | Sub_sector | Transport | Busses | Transport (busses) | Energetic | transport_busses_final_demand_hydrogen | Hydrogen | EU | Energy demand | 0.025965 | FEC
NL | TYNDP2026 | NT | 2050 | TWh | 244 | Sub_sector | Transport | Busses | Transport (busses) | Energetic | transport_busses_final_demand_methane | Methane | EU | Energy demand | 0 | FEC
NL | TYNDP2026 | NT | 2050 | TWh | 245 | Sub_sector | Transport | Busses | Transport (busses) | Energetic | transport_busses_final_demand_heat | Heat | EU | Energy demand | 0 | FEC
NL | TYNDP2026 | NT | 2050 | TWh | 246 | Sub_sector | Transport | Busses | Transport (busses) | Energetic | transport_busses_final_demand_biomass | Biomass | EU | Energy demand | 0 | FEC
NL | TYNDP2026 | NT | 2050 | TWh | 247 | Sub_sector | Transport | Busses | Transport (busses) | Energetic | transport_busses_final_demand_coal | Solids | EU | Energy demand | 0 | FEC
NL | TYNDP2026 | NT | 2050 | TWh | 248 | Sub_sector | Transport | Busses | Transport (busses) | Energetic | transport_busses_final_demand_oil | Liquids | EU | Energy demand | 0 | FEC
NL | TYNDP2026 | NT | 2050 | TWh | 249 | Sub_sector | Transport | Busses | Transport (busses) | Energetic | transport_busses_final_demand_other | Others | EU | Energy demand | 0 | FEC
NL | TYNDP2026 | NT | 2050 | TWh | 250 | Sub_sector | Transport | Busses | Transport (busses) | Energetic | transport_busses_final_demand_ammonia | Ammonia | EU | Energy demand | 0 | FEC
NL | TYNDP2026 | NT | 2050 | TWh | 252 | Sub_sector | Transport | Trucks | Transport (trucks) | Energetic | transport_trucks_final_demand_electricity | Electricity | EU | Energy demand | 19.6911 | FEC
NL | TYNDP2026 | NT | 2050 | TWh | 253 | Sub_sector | Transport | Trucks | Transport (trucks) | Energetic | transport_trucks_final_demand_hydrogen | Hydrogen | EU | Energy demand | 2.7669 | FEC
NL | TYNDP2026 | NT | 2050 | TWh | 254 | Sub_sector | Transport | Trucks | Transport (trucks) | Energetic | transport_trucks_final_demand_methane | Methane | EU | Energy demand | 3.2984 | FEC
NL | TYNDP2026 | NT | 2050 | TWh | 255 | Sub_sector | Transport | Trucks | Transport (trucks) | Energetic | transport_trucks_final_demand_heat | Heat | EU | Energy demand | 0 | FEC
NL | TYNDP2026 | NT | 2050 | TWh | 256 | Sub_sector | Transport | Trucks | Transport (trucks) | Energetic | transport_trucks_final_demand_biomass | Biomass | EU | Energy demand | 0 | FEC
NL | TYNDP2026 | NT | 2050 | TWh | 257 | Sub_sector | Transport | Trucks | Transport (trucks) | Energetic | transport_trucks_final_demand_coal | Solids | EU | Energy demand | 0 | FEC
NL | TYNDP2026 | NT | 2050 | TWh | 258 | Sub_sector | Transport | Trucks | Transport (trucks) | Energetic | transport_trucks_final_demand_oil | Liquids | EU | Energy demand | 1.8805 | FEC
NL | TYNDP2026 | NT | 2050 | TWh | 259 | Sub_sector | Transport | Trucks | Transport (trucks) | Energetic | transport_trucks_final_demand_other | Others | EU | Energy demand | 0 | FEC
NL | TYNDP2026 | NT | 2050 | TWh | 260 | Sub_sector | Transport | Trucks | Transport (trucks) | Energetic | transport_trucks_final_demand_ammonia | Ammonia | EU | Energy demand | 0 | FEC
NL | TYNDP2026 | NT | 2050 | TWh | 262 | Sub_sector | Transport | Vans | Transport (vans) | Energetic | transport_vans_final_demand_electricity | Electricity | EU | Energy demand | 13.7096 | FEC
NL | TYNDP2026 | NT | 2050 | TWh | 263 | Sub_sector | Transport | Vans | Transport (vans) | Energetic | transport_vans_final_demand_hydrogen | Hydrogen | EU | Energy demand | 0 | FEC
NL | TYNDP2026 | NT | 2050 | TWh | 264 | Sub_sector | Transport | Vans | Transport (vans) | Energetic | transport_vans_final_demand_methane | Methane | EU | Energy demand | 0 | FEC
NL | TYNDP2026 | NT | 2050 | TWh | 265 | Sub_sector | Transport | Vans | Transport (vans) | Energetic | transport_vans_final_demand_heat | Heat | EU | Energy demand | 0 | FEC
NL | TYNDP2026 | NT | 2050 | TWh | 266 | Sub_sector | Transport | Vans | Transport (vans) | Energetic | transport_vans_final_demand_biomass | Biomass | EU | Energy demand | 0 | FEC
NL | TYNDP2026 | NT | 2050 | TWh | 267 | Sub_sector | Transport | Vans | Transport (vans) | Energetic | transport_vans_final_demand_coal | Solids | EU | Energy demand | 0 | FEC
NL | TYNDP2026 | NT | 2050 | TWh | 268 | Sub_sector | Transport | Vans | Transport (vans) | Energetic | transport_vans_final_demand_oil | Liquids | EU | Energy demand | 0 | FEC
NL | TYNDP2026 | NT | 2050 | TWh | 269 | Sub_sector | Transport | Vans | Transport (vans) | Energetic | transport_vans_final_demand_other | Others | EU | Energy demand | 0 | FEC
NL | TYNDP2026 | NT | 2050 | TWh | 270 | Sub_sector | Transport | Vans | Transport (vans) | Energetic | transport_vans_final_demand_ammonia | Ammonia | EU | Energy demand | 0 | FEC
NL | TYNDP2026 | NT | 2050 | TWh | 272 | Sub_sector | Transport | Freight trains | Transport (trains) | Energetic | transport_trains_final_demand_electricity | Electricity | EU | Energy demand | 2.2904 | FEC
NL | TYNDP2026 | NT | 2050 | TWh | 273 | Sub_sector | Transport | Freight trains | Transport (trains) | Energetic | transport_trains_final_demand_hydrogen | Hydrogen | EU | Energy demand | 0 | FEC
NL | TYNDP2026 | NT | 2050 | TWh | 274 | Sub_sector | Transport | Freight trains | Transport (trains) | Energetic | transport_trains_final_demand_methane | Methane | EU | Energy demand | 0 | FEC
NL | TYNDP2026 | NT | 2050 | TWh | 275 | Sub_sector | Transport | Freight trains | Transport (trains) | Energetic | transport_trains_final_demand_heat | Heat | EU | Energy demand | 0 | FEC
NL | TYNDP2026 | NT | 2050 | TWh | 276 | Sub_sector | Transport | Freight trains | Transport (trains) | Energetic | transport_trains_final_demand_biomass | Biomass | EU | Energy demand | 0 | FEC
NL | TYNDP2026 | NT | 2050 | TWh | 277 | Sub_sector | Transport | Freight trains | Transport (trains) | Energetic | transport_trains_final_demand_coal | Solids | EU | Energy demand | 0 | FEC
NL | TYNDP2026 | NT | 2050 | TWh | 278 | Sub_sector | Transport | Freight trains | Transport (trains) | Energetic | transport_trains_final_demand_oil | Liquids | EU | Energy demand | 0 | FEC
NL | TYNDP2026 | NT | 2050 | TWh | 279 | Sub_sector | Transport | Freight trains | Transport (trains) | Energetic | transport_trains_final_demand_other | Others | EU | Energy demand | 0 | FEC
NL | TYNDP2026 | NT | 2050 | TWh | 280 | Sub_sector | Transport | Freight trains | Transport (trains) | Energetic | transport_trains_final_demand_ammonia | Ammonia | EU | Energy demand | 0 | FEC
NL | TYNDP2026 | NT | 2050 | TWh | 282 | Sub_sector | Transport | Ships | Transport (ships) | Energetic | transport_ships_final_demand_electricity | Electricity | EU | Energy demand | 0.62332 | FEC
NL | TYNDP2026 | NT | 2050 | TWh | 283 | Sub_sector | Transport | Ships | Transport (ships) | Energetic | transport_ships_final_demand_hydrogen | Hydrogen | EU | Energy demand | 1.1467 | FEC
NL | TYNDP2026 | NT | 2050 | TWh | 284 | Sub_sector | Transport | Ships | Transport (ships) | Energetic | transport_ships_final_demand_methane | Methane | EU | Energy demand | 0.73715 | FEC
NL | TYNDP2026 | NT | 2050 | TWh | 285 | Sub_sector | Transport | Ships | Transport (ships) | Energetic | transport_ships_final_demand_heat | Heat | EU | Energy demand | 0 | FEC
NL | TYNDP2026 | NT | 2050 | TWh | 286 | Sub_sector | Transport | Ships | Transport (ships) | Energetic | transport_ships_final_demand_biomass | Biomass | EU | Energy demand | 0 | FEC
NL | TYNDP2026 | NT | 2050 | TWh | 287 | Sub_sector | Transport | Ships | Transport (ships) | Energetic | transport_ships_final_demand_coal | Solids | EU | Energy demand | 0 | FEC
NL | TYNDP2026 | NT | 2050 | TWh | 288 | Sub_sector | Transport | Ships | Transport (ships) | Energetic | transport_ships_final_demand_oil | Liquids | EU | Energy demand | 0.49143 | FEC
NL | TYNDP2026 | NT | 2050 | TWh | 289 | Sub_sector | Transport | Ships | Transport (ships) | Energetic | transport_ships_final_demand_other | Others | EU | Energy demand | 0 | FEC
NL | TYNDP2026 | NT | 2050 | TWh | 290 | Sub_sector | Transport | Ships | Transport (ships) | Energetic | transport_ships_final_demand_ammonia | Ammonia | EU | Energy demand | 1.0445 | FEC
NL | TYNDP2026 | NT | 2050 | TWh | 292 | Sub_sector | Transport | Planes | Transport (planes) | Energetic | transport_planes_final_demand_electricity | Electricity | EU | Energy demand | 0.023961 | FEC
NL | TYNDP2026 | NT | 2050 | TWh | 293 | Sub_sector | Transport | Planes | Transport (planes) | Energetic | transport_planes_final_demand_hydrogen | Hydrogen | EU | Energy demand | 0.10706 | FEC
NL | TYNDP2026 | NT | 2050 | TWh | 294 | Sub_sector | Transport | Planes | Transport (planes) | Energetic | transport_planes_final_demand_methane | Methane | EU | Energy demand | 0 | FEC
NL | TYNDP2026 | NT | 2050 | TWh | 295 | Sub_sector | Transport | Planes | Transport (planes) | Energetic | transport_planes_final_demand_heat | Heat | EU | Energy demand | 0 | FEC
NL | TYNDP2026 | NT | 2050 | TWh | 296 | Sub_sector | Transport | Planes | Transport (planes) | Energetic | transport_planes_final_demand_biomass | Biomass | EU | Energy demand | 0 | FEC
NL | TYNDP2026 | NT | 2050 | TWh | 297 | Sub_sector | Transport | Planes | Transport (planes) | Energetic | transport_planes_final_demand_coal | Solids | EU | Energy demand | 0 | FEC
NL | TYNDP2026 | NT | 2050 | TWh | 298 | Sub_sector | Transport | Planes | Transport (planes) | Energetic | transport_planes_final_demand_oil | Liquids | EU | Energy demand | 0 | FEC
NL | TYNDP2026 | NT | 2050 | TWh | 299 | Sub_sector | Transport | Planes | Transport (planes) | Energetic | transport_planes_final_demand_other | Others | EU | Energy demand | 0 | FEC
NL | TYNDP2026 | NT | 2050 | TWh | 300 | Sub_sector | Transport | Planes | Transport (planes) | Energetic | transport_planes_final_demand_ammonia | Ammonia | EU | Energy demand | 0 | FEC
NL | TYNDP2026 | NT | 2050 | TWh | 302 | Sub_sector | Transport | Others | Transport (others) | Energetic | transport_other_final_demand_electricity | Electricity | EU | Energy demand | 0.18547 | FEC
NL | TYNDP2026 | NT | 2050 | TWh | 303 | Sub_sector | Transport | Others | Transport (others) | Energetic | transport_other_final_demand_hydrogen | Hydrogen | EU | Energy demand | 0 | FEC
NL | TYNDP2026 | NT | 2050 | TWh | 304 | Sub_sector | Transport | Others | Transport (others) | Energetic | transport_other_final_demand_methane | Methane | EU | Energy demand | 0 | FEC
NL | TYNDP2026 | NT | 2050 | TWh | 305 | Sub_sector | Transport | Others | Transport (others) | Energetic | transport_other_final_demand_heat | Heat | EU | Energy demand | 0 | FEC
NL | TYNDP2026 | NT | 2050 | TWh | 306 | Sub_sector | Transport | Others | Transport (others) | Energetic | transport_other_final_demand_biomass | Biomass | EU | Energy demand | 0 | FEC
NL | TYNDP2026 | NT | 2050 | TWh | 307 | Sub_sector | Transport | Others | Transport (others) | Energetic | transport_other_final_demand_coal | Solids | EU | Energy demand | 0 | FEC
NL | TYNDP2026 | NT | 2050 | TWh | 308 | Sub_sector | Transport | Others | Transport (others) | Energetic | transport_other_final_demand_oil | Liquids | EU | Energy demand | 1.4529 | FEC
NL | TYNDP2026 | NT | 2050 | TWh | 309 | Sub_sector | Transport | Others | Transport (others) | Energetic | transport_other_final_demand_other | Others | EU | Energy demand | 0 | FEC
NL | TYNDP2026 | NT | 2050 | TWh | 310 | Sub_sector | Transport | Others | Transport (others) | Energetic | transport_other_final_demand_ammonia | Ammonia | EU | Energy demand | 0 | FEC
NL | TYNDP2026 | NT | 2050 | TWh | 312 | Sub_sector | International transport | International aviation | Transport (int. aviation) | Energetic | transport_int_aviation_final_demand_electricity | Electricity | EU | Energy demand | 0.92383 | FEC
NL | TYNDP2026 | NT | 2050 | TWh | 313 | Sub_sector | International transport | International aviation | Transport (int. aviation) | Energetic | transport_int_aviation_final_demand_hydrogen | Hydrogen | EU | Energy demand | 9.2383 | FEC
NL | TYNDP2026 | NT | 2050 | TWh | 314 | Sub_sector | International transport | International aviation | Transport (int. aviation) | Energetic | transport_int_aviation_final_demand_methane | Methane | EU | Energy demand | 0 | FEC
NL | TYNDP2026 | NT | 2050 | TWh | 315 | Sub_sector | International transport | International aviation | Transport (int. aviation) | Energetic | transport_int_aviation_final_demand_heat | Heat | EU | Energy demand | 0 | FEC
NL | TYNDP2026 | NT | 2050 | TWh | 316 | Sub_sector | International transport | International aviation | Transport (int. aviation) | Energetic | transport_int_aviation_final_demand_biofuels | Biomass | EU | Energy demand | 0 | FEC
NL | TYNDP2026 | NT | 2050 | TWh | 317 | Sub_sector | International transport | International aviation | Transport (int. aviation) | Energetic | transport_int_aviation_final_demand_coal | Solids | EU | Energy demand | 0 | FEC
NL | TYNDP2026 | NT | 2050 | TWh | 318 | Sub_sector | International transport | International aviation | Transport (int. aviation) | Energetic | transport_int_aviation_final_demand_oil | Liquids | EU | Energy demand | 29.7471 | FEC
NL | TYNDP2026 | NT | 2050 | TWh | 319 | Sub_sector | International transport | International aviation | Transport (int. aviation) | Energetic | transport_int_aviation_final_demand_other | Others | EU | Energy demand | 0 | FEC
NL | TYNDP2026 | NT | 2050 | TWh | 320 | Sub_sector | International transport | International aviation | Transport (int. aviation) | Energetic | transport_int_aviation_final_demand_ammonia | Ammonia | EU | Energy demand | 0 | FEC
NL | TYNDP2026 | NT | 2050 | TWh | 322 | Sub_sector | International transport | International shipping | Transport (int. shipping) | Energetic | transport_int_shipping_final_demand_electricity | Electricity | EU | Energy demand | 1.5066 | not_included_in_FEC
NL | TYNDP2026 | NT | 2050 | TWh | 323 | Sub_sector | International transport | International shipping | Transport (int. shipping) | Energetic | transport_int_shipping_final_demand_hydrogen | Hydrogen | EU | Energy demand | 6.3909 | not_included_in_FEC
NL | TYNDP2026 | NT | 2050 | TWh | 324 | Sub_sector | International transport | International shipping | Transport (int. shipping) | Energetic | transport_int_shipping_final_demand_methane | Methane | EU | Energy demand | 15.9121 | not_included_in_FEC
NL | TYNDP2026 | NT | 2050 | TWh | 325 | Sub_sector | International transport | International shipping | Transport (int. shipping) | Energetic | transport_int_shipping_final_demand_heat | Heat | EU | Energy demand | 0 | not_included_in_FEC
NL | TYNDP2026 | NT | 2050 | TWh | 326 | Sub_sector | International transport | International shipping | Transport (int. shipping) | Energetic | transport_int_shipping_final_demand_biofuels | Biomass | EU | Energy demand | 0 | not_included_in_FEC
NL | TYNDP2026 | NT | 2050 | TWh | 327 | Sub_sector | International transport | International shipping | Transport (int. shipping) | Energetic | transport_int_shipping_final_demand_coal | Solids | EU | Energy demand | 0 | not_included_in_FEC
NL | TYNDP2026 | NT | 2050 | TWh | 328 | Sub_sector | International transport | International shipping | Transport (int. shipping) | Energetic | transport_int_shipping_final_demand_oil | Liquids | EU | Energy demand | 19.4663 | not_included_in_FEC
NL | TYNDP2026 | NT | 2050 | TWh | 329 | Sub_sector | International transport | International shipping | Transport (int. shipping) | Energetic | transport_int_shipping_final_demand_other | Others | EU | Energy demand | 0 | not_included_in_FEC
NL | TYNDP2026 | NT | 2050 | TWh | 330 | Sub_sector | International transport | International shipping | Transport (int. shipping) | Energetic | transport_int_shipping_final_demand_ammonia | Ammonia | EU | Energy demand | 22.303 | not_included_in_FEC
NL | TYNDP2026 | NT | 2050 | TWh | 332 | Sub_sector | Households | Space heating | Households (heating) | Energetic | households_heating_final_demand_electricity | Electricity | EU | Energy demand | 29.4745 | FEC
NL | TYNDP2026 | NT | 2050 | TWh | 333 | Sub_sector | Households | Space heating | Households (heating) | Energetic | households_heating_final_demand_hydrogen | Hydrogen | EU | Energy demand | 0 | FEC
NL | TYNDP2026 | NT | 2050 | TWh | 334 | Sub_sector | Households | Space heating | Households (heating) | Energetic | households_heating_final_demand_methane | Methane | EU | Energy demand | 0.097747 | FEC
NL | TYNDP2026 | NT | 2050 | TWh | 335 | Sub_sector | Households | Space heating | Households (heating) | Energetic | households_heating_final_demand_heat | Heat | EU | Energy demand | 18.6489 | FEC
NL | TYNDP2026 | NT | 2050 | TWh | 336 | Sub_sector | Households | Space heating | Households (heating) | Energetic | households_heating_final_demand_biomass | Biomass | EU | Energy demand | 0 | FEC
NL | TYNDP2026 | NT | 2050 | TWh | 337 | Sub_sector | Households | Space heating | Households (heating) | Energetic | households_heating_final_demand_coal | Solids | EU | Energy demand | 0 | FEC
NL | TYNDP2026 | NT | 2050 | TWh | 338 | Sub_sector | Households | Space heating | Households (heating) | Energetic | households_heating_final_demand_oil | Liquids | EU | Energy demand | 0 | FEC
NL | TYNDP2026 | NT | 2050 | TWh | 339 | Sub_sector | Households | Space heating | Households (heating) | Energetic | households_heating_final_demand_other | Others | EU | Energy demand | 0 | FEC
NL | TYNDP2026 | NT | 2050 | TWh | 340 | Sub_sector | Households | Space heating | Households (heating) | Energetic | households_heating_final_demand_ammonia | Ammonia | EU | Energy demand | 0 | FEC
NL | TYNDP2026 | NT | 2050 | TWh | 343 | Sub_sector | Households | Cooling | Households (cooling) | Energetic | households_cooling_final_demand_electricity | Electricity | EU | Energy demand | 3.01 | FEC
NL | TYNDP2026 | NT | 2050 | TWh | 344 | Sub_sector | Households | Cooling | Households (cooling) | Energetic | households_cooling_final_demand_hydrogen | Hydrogen | EU | Energy demand | 0 | FEC
NL | TYNDP2026 | NT | 2050 | TWh | 345 | Sub_sector | Households | Cooling | Households (cooling) | Energetic | households_cooling_final_demand_methane | Methane | EU | Energy demand | 0 | FEC
NL | TYNDP2026 | NT | 2050 | TWh | 346 | Sub_sector | Households | Cooling | Households (cooling) | Energetic | households_cooling_final_demand_heat | Heat | EU | Energy demand | 0 | FEC
NL | TYNDP2026 | NT | 2050 | TWh | 347 | Sub_sector | Households | Cooling | Households (cooling) | Energetic | households_cooling_final_demand_biomass | Biomass | EU | Energy demand | 0 | FEC
NL | TYNDP2026 | NT | 2050 | TWh | 348 | Sub_sector | Households | Cooling | Households (cooling) | Energetic | households_cooling_final_demand_coal | Solids | EU | Energy demand | 0 | FEC
NL | TYNDP2026 | NT | 2050 | TWh | 349 | Sub_sector | Households | Cooling | Households (cooling) | Energetic | households_cooling_final_demand_oil | Liquids | EU | Energy demand | 0 | FEC
NL | TYNDP2026 | NT | 2050 | TWh | 350 | Sub_sector | Households | Cooling | Households (cooling) | Energetic | households_cooling_final_demand_other | Others | EU | Energy demand | 0 | FEC
NL | TYNDP2026 | NT | 2050 | TWh | 351 | Sub_sector | Households | Cooling | Households (cooling) | Energetic | households_cooling_final_demand_ammonia | Ammonia | EU | Energy demand | 0 | FEC
NL | TYNDP2026 | NT | 2050 | TWh | 354 | Sub_sector | Households | Hot water | Households (hot water) | Energetic | households_hot_water_final_demand_electricity | Electricity | EU | Energy demand | 2.9635 | FEC
NL | TYNDP2026 | NT | 2050 | TWh | 355 | Sub_sector | Households | Hot water | Households (hot water) | Energetic | households_hot_water_final_demand_hydrogen | Hydrogen | EU | Energy demand | 0 | FEC
NL | TYNDP2026 | NT | 2050 | TWh | 356 | Sub_sector | Households | Hot water | Households (hot water) | Energetic | households_hot_water_final_demand_methane | Methane | EU | Energy demand | 2.5176 | FEC
NL | TYNDP2026 | NT | 2050 | TWh | 357 | Sub_sector | Households | Hot water | Households (hot water) | Energetic | households_hot_water_final_demand_heat | Heat | EU | Energy demand | 2.0599 | FEC
NL | TYNDP2026 | NT | 2050 | TWh | 358 | Sub_sector | Households | Hot water | Households (hot water) | Energetic | households_hot_water_final_demand_biomass | Biomass | EU | Energy demand | 0 | FEC
NL | TYNDP2026 | NT | 2050 | TWh | 359 | Sub_sector | Households | Hot water | Households (hot water) | Energetic | households_hot_water_final_demand_coal | Solids | EU | Energy demand | 0 | FEC
NL | TYNDP2026 | NT | 2050 | TWh | 360 | Sub_sector | Households | Hot water | Households (hot water) | Energetic | households_hot_water_final_demand_oil | Liquids | EU | Energy demand | 0 | FEC
NL | TYNDP2026 | NT | 2050 | TWh | 361 | Sub_sector | Households | Hot water | Households (hot water) | Energetic | households_hot_water_final_demand_other | Others | EU | Energy demand | 3.4331 | FEC
NL | TYNDP2026 | NT | 2050 | TWh | 362 | Sub_sector | Households | Hot water | Households (hot water) | Energetic | households_hot_water_final_demand_ammonia | Ammonia | EU | Energy demand | 0 | FEC
NL | TYNDP2026 | NT | 2050 | TWh | 365 | Sub_sector | Households | Appliances | Households (appliances) | Energetic | households_appliances_final_demand_electricity | Electricity | EU | Energy demand | 15.5808 | FEC
NL | TYNDP2026 | NT | 2050 | TWh | 366 | Sub_sector | Households | Appliances | Households (appliances) | Energetic | households_appliances_final_demand_hydrogen | Hydrogen | EU | Energy demand | 0 | FEC
NL | TYNDP2026 | NT | 2050 | TWh | 367 | Sub_sector | Households | Appliances | Households (appliances) | Energetic | households_appliances_final_demand_methane | Methane | EU | Energy demand | 0 | FEC
NL | TYNDP2026 | NT | 2050 | TWh | 368 | Sub_sector | Households | Appliances | Households (appliances) | Energetic | households_appliances_final_demand_heat | Heat | EU | Energy demand | 0 | FEC
NL | TYNDP2026 | NT | 2050 | TWh | 369 | Sub_sector | Households | Appliances | Households (appliances) | Energetic | households_appliances_final_demand_biomass | Biomass | EU | Energy demand | 0 | FEC
NL | TYNDP2026 | NT | 2050 | TWh | 370 | Sub_sector | Households | Appliances | Households (appliances) | Energetic | households_appliances_final_demand_coal | Solids | EU | Energy demand | 0 | FEC
NL | TYNDP2026 | NT | 2050 | TWh | 371 | Sub_sector | Households | Appliances | Households (appliances) | Energetic | households_appliances_final_demand_oil | Liquids | EU | Energy demand | 0 | FEC
NL | TYNDP2026 | NT | 2050 | TWh | 372 | Sub_sector | Households | Appliances | Households (appliances) | Energetic | households_appliances_final_demand_other | Others | EU | Energy demand | 0 | FEC
NL | TYNDP2026 | NT | 2050 | TWh | 373 | Sub_sector | Households | Appliances | Households (appliances) | Energetic | households_appliances_final_demand_ammonia | Ammonia | EU | Energy demand | 0 | FEC
NL | TYNDP2026 | NT | 2050 | TWh | 375 | Sub_sector | Buildings | Space heating | Buildings (heat) | Energetic | buildings_heat_final_demand_electricity | Electricity | EU | Energy demand | 11.005 | FEC
NL | TYNDP2026 | NT | 2050 | TWh | 376 | Sub_sector | Buildings | Space heating | Buildings (heat) | Energetic | buildings_heat_final_demand_hydrogen | Hydrogen | EU | Energy demand | 0 | FEC
NL | TYNDP2026 | NT | 2050 | TWh | 377 | Sub_sector | Buildings | Space heating | Buildings (heat) | Energetic | buildings_heat_final_demand_methane | Methane | EU | Energy demand | 5.52 | FEC
NL | TYNDP2026 | NT | 2050 | TWh | 378 | Sub_sector | Buildings | Space heating | Buildings (heat) | Energetic | buildings_heat_final_demand_heat | Heat | EU | Energy demand | 10.2415 | FEC
NL | TYNDP2026 | NT | 2050 | TWh | 379 | Sub_sector | Buildings | Space heating | Buildings (heat) | Energetic | buildings_heat_final_demand_biomass | Biomass | EU | Energy demand | 0 | FEC
NL | TYNDP2026 | NT | 2050 | TWh | 380 | Sub_sector | Buildings | Space heating | Buildings (heat) | Energetic | buildings_heat_final_demand_coal | Solids | EU | Energy demand | 0 | FEC
NL | TYNDP2026 | NT | 2050 | TWh | 381 | Sub_sector | Buildings | Space heating | Buildings (heat) | Energetic | buildings_heat_final_demand_oil | Liquids | EU | Energy demand | 0 | FEC
NL | TYNDP2026 | NT | 2050 | TWh | 382 | Sub_sector | Buildings | Space heating | Buildings (heat) | Energetic | buildings_heat_final_demand_other | Others | EU | Energy demand | 0 | FEC
NL | TYNDP2026 | NT | 2050 | TWh | 383 | Sub_sector | Buildings | Space heating | Buildings (heat) | Energetic | buildings_heat_final_demand_ammonia | Ammonia | EU | Energy demand | 0 | FEC
NL | TYNDP2026 | NT | 2050 | TWh | 386 | Sub_sector | Buildings | Cooling | Buildings (cooling) | Energetic | buildings_cooling_final_demand_electricity | Electricity | EU | Energy demand | 3.5468 | FEC
NL | TYNDP2026 | NT | 2050 | TWh | 387 | Sub_sector | Buildings | Cooling | Buildings (cooling) | Energetic | buildings_cooling_final_demand_hydrogen | Hydrogen | EU | Energy demand | 0 | FEC
NL | TYNDP2026 | NT | 2050 | TWh | 388 | Sub_sector | Buildings | Cooling | Buildings (cooling) | Energetic | buildings_cooling_final_demand_methane | Methane | EU | Energy demand | 0 | FEC
NL | TYNDP2026 | NT | 2050 | TWh | 389 | Sub_sector | Buildings | Cooling | Buildings (cooling) | Energetic | buildings_cooling_final_demand_heat | Heat | EU | Energy demand | 0 | FEC
NL | TYNDP2026 | NT | 2050 | TWh | 390 | Sub_sector | Buildings | Cooling | Buildings (cooling) | Energetic | buildings_cooling_final_demand_biomass | Biomass | EU | Energy demand | 0 | FEC
NL | TYNDP2026 | NT | 2050 | TWh | 391 | Sub_sector | Buildings | Cooling | Buildings (cooling) | Energetic | buildings_cooling_final_demand_coal | Solids | EU | Energy demand | 0 | FEC
NL | TYNDP2026 | NT | 2050 | TWh | 392 | Sub_sector | Buildings | Cooling | Buildings (cooling) | Energetic | buildings_cooling_final_demand_oil | Liquids | EU | Energy demand | 0 | FEC
NL | TYNDP2026 | NT | 2050 | TWh | 393 | Sub_sector | Buildings | Cooling | Buildings (cooling) | Energetic | buildings_cooling_final_demand_other | Others | EU | Energy demand | 0 | FEC
NL | TYNDP2026 | NT | 2050 | TWh | 394 | Sub_sector | Buildings | Cooling | Buildings (cooling) | Energetic | buildings_cooling_final_demand_ammonia | Ammonia | EU | Energy demand | 0 | FEC
NL | TYNDP2026 | NT | 2050 | TWh | 397 | Sub_sector | Buildings | Appliances | Buildings (appliances) | Energetic | buildings_appliances_final_demand_electricity | Electricity | EU | Energy demand | 15.4098 | FEC
NL | TYNDP2026 | NT | 2050 | TWh | 398 | Sub_sector | Buildings | Appliances | Buildings (appliances) | Energetic | buildings_appliances_final_demand_hydrogen | Hydrogen | EU | Energy demand | 0 | FEC
NL | TYNDP2026 | NT | 2050 | TWh | 399 | Sub_sector | Buildings | Appliances | Buildings (appliances) | Energetic | buildings_appliances_final_demand_methane | Methane | EU | Energy demand | 0.03844 | FEC
NL | TYNDP2026 | NT | 2050 | TWh | 400 | Sub_sector | Buildings | Appliances | Buildings (appliances) | Energetic | buildings_appliances_final_demand_heat | Heat | EU | Energy demand | 0 | FEC
NL | TYNDP2026 | NT | 2050 | TWh | 401 | Sub_sector | Buildings | Appliances | Buildings (appliances) | Energetic | buildings_appliances_final_demand_biomass | Biomass | EU | Energy demand | 0 | FEC
NL | TYNDP2026 | NT | 2050 | TWh | 402 | Sub_sector | Buildings | Appliances | Buildings (appliances) | Energetic | buildings_appliances_final_demand_coal | Solids | EU | Energy demand | 0 | FEC
NL | TYNDP2026 | NT | 2050 | TWh | 403 | Sub_sector | Buildings | Appliances | Buildings (appliances) | Energetic | buildings_appliances_final_demand_oil | Liquids | EU | Energy demand | 0 | FEC
NL | TYNDP2026 | NT | 2050 | TWh | 404 | Sub_sector | Buildings | Appliances | Buildings (appliances) | Energetic | buildings_appliances_final_demand_other | Others | EU | Energy demand | 0 | FEC
NL | TYNDP2026 | NT | 2050 | TWh | 405 | Sub_sector | Buildings | Appliances | Buildings (appliances) | Energetic | buildings_appliances_final_demand_ammonia | Ammonia | EU | Energy demand | 0 | FEC
NL | TYNDP2026 | NT | 2050 | TWh | 407 | Sub_sector | Buildings | Datacenters | Datacenters & ICT | Energetic | datacentres_final_demand_electricity_energetic | Electricity | EU | Energy demand | 54.9364 | FEC
NL | TYNDP2026 | NT | 2050 | TWh | 408 | Sub_sector | Buildings | Datacenters | Datacenters & ICT | Energetic | datacentres_final_demand_hydrogen_energetic | Hydrogen | EU | Energy demand | 0 | FEC
NL | TYNDP2026 | NT | 2050 | TWh | 409 | Sub_sector | Buildings | Datacenters | Datacenters & ICT | Energetic | datacentres_final_demand_methane_energetic | Methane | EU | Energy demand | 0 | FEC
NL | TYNDP2026 | NT | 2050 | TWh | 410 | Sub_sector | Buildings | Datacenters | Datacenters & ICT | Energetic | datacentres_final_demand_heat_energetic | Heat | EU | Energy demand | 0 | FEC
NL | TYNDP2026 | NT | 2050 | TWh | 411 | Sub_sector | Buildings | Datacenters | Datacenters & ICT | Energetic | datacentres_final_demand_biomass_energetic | Biomass | EU | Energy demand | 0 | FEC
NL | TYNDP2026 | NT | 2050 | TWh | 412 | Sub_sector | Buildings | Datacenters | Datacenters & ICT | Energetic | datacentres_final_demand_coal_energetic | Solids | EU | Energy demand | 0 | FEC
NL | TYNDP2026 | NT | 2050 | TWh | 413 | Sub_sector | Buildings | Datacenters | Datacenters & ICT | Energetic | datacentres_final_demand_oil_energetic | Liquids | EU | Energy demand | 0 | FEC
NL | TYNDP2026 | NT | 2050 | TWh | 414 | Sub_sector | Buildings | Datacenters | Datacenters & ICT | Energetic | datacentres_final_demand_other_energetic | Others | EU | Energy demand | 0 | FEC
NL | TYNDP2026 | NT | 2050 | TWh | 415 | Sub_sector | Buildings | Datacenters | Datacenters & ICT | Energetic | datacentres_final_demand_ammonia_energetic | Ammonia | EU | Energy demand | 0 | FEC
NL | TYNDP2026 | NT | 2050 | TWh | 417 | Sub_sector | Transport | Others_Sector | Others_Sector | Energetic | other_final_demand_electricity_energetic | Electricity | EU | Energy demand | 0 | FEC
NL | TYNDP2026 | NT | 2050 | TWh | 418 | Sub_sector | Transport | Others_Sector | Others_Sector | Energetic | other_final_demand_hydrogen_energetic | Hydrogen | EU | Energy demand | 0 | FEC
NL | TYNDP2026 | NT | 2050 | TWh | 419 | Sub_sector | Transport | Pipeline Transport | Others_Sector | Energetic | other_final_demand_methane_energetic | Methane | EU | Energy demand | 0.007636 | FEC
NL | TYNDP2026 | NT | 2050 | TWh | 420 | Sub_sector | Transport | Others_Sector | Others_Sector | Energetic | other_final_demand_heat_energetic | Heat | EU | Energy demand | 0 | FEC
NL | TYNDP2026 | NT | 2050 | TWh | 421 | Sub_sector | Transport | Others_Sector | Others_Sector | Energetic | other_final_demand_biomass_energetic | Biomass | EU | Energy demand | 0 | FEC
NL | TYNDP2026 | NT | 2050 | TWh | 422 | Sub_sector | Transport | Others_Sector | Others_Sector | Energetic | other_final_demand_coal_energetic | Solids | EU | Energy demand | 0 | FEC
NL | TYNDP2026 | NT | 2050 | TWh | 423 | Sub_sector | Transport | Others_Sector | Others_Sector | Energetic | other_final_demand_oil_energetic | Liquids | EU | Energy demand | 0.063016 | FEC
NL | TYNDP2026 | NT | 2050 | TWh | 424 | Sub_sector | Others_Sector | Others_Sector | Others_Sector | Non-energetic | other_final_demand_oil_non_energetic | Liquids | EU | Energy demand | 0.090878 | not_included_in_FEC
NL | TYNDP2026 | NT | 2050 | TWh | 425 | Sub_sector | Transport | Others_Sector | Others_Sector | Energetic | other_final_demand_other_energetic | Others | EU | Energy demand | 0 | FEC
NL | TYNDP2026 | NT | 2050 | TWh | 426 | Sub_sector | Transport | Others_Sector | Others_Sector | Energetic | other_final_demand_ammonia_energetic | Ammonia | EU | Energy demand | 0 | FEC
NL | TYNDP2026 | NT | 2050 | TWh | 427 | Sub_sector | Industry | Surplus_Heat_in_Industry | Surplus_Heat_in_Industry | Energetic | final_demand_of_industry_unused_local_production_steam_hot_water | Heat | EU | Energy demand | 0 | FEC
NL | TYNDP2026 | NT | 2050 | TWh | 429 | Sub_sector | Agriculture | Total | Agriculture | Energetic | agriculture_final_demand_electricity_energetic | Electricity | EU | Energy demand | 13.8979 | FEC
NL | TYNDP2026 | NT | 2050 | TWh | 430 | Sub_sector | Agriculture | Total | Agriculture | Energetic | agriculture_final_demand_hydrogen_energetic | Hydrogen | EU | Energy demand | 0 | FEC
NL | TYNDP2026 | NT | 2050 | TWh | 431 | Sub_sector | Agriculture | Total | Agriculture | Energetic | agriculture_final_demand_methane_energetic | Methane | EU | Energy demand | 0.11851 | FEC
NL | TYNDP2026 | NT | 2050 | TWh | 432 | Sub_sector | Agriculture | Total | Agriculture | Energetic | agriculture_final_demand_heat_energetic | Heat | EU | Energy demand | 7.3465 | FEC
NL | TYNDP2026 | NT | 2050 | TWh | 433 | Sub_sector | Agriculture | Total | Agriculture | Energetic | agriculture_final_demand_biomass_energetic | Biomass | EU | Energy demand | 1.5174 | FEC
NL | TYNDP2026 | NT | 2050 | TWh | 434 | Sub_sector | Agriculture | Total | Agriculture | Energetic | agriculture_final_demand_coal_energetic | Solids | EU | Energy demand | 0 | FEC
NL | TYNDP2026 | NT | 2050 | TWh | 435 | Sub_sector | Agriculture | Total | Agriculture | Energetic | agriculture_final_demand_oil_energetic | Liquids | EU | Energy demand | 0 | FEC
NL | TYNDP2026 | NT | 2050 | TWh | 436 | Sub_sector | Agriculture | Total | Agriculture | Energetic | agriculture_final_demand_other_energetic | Others | EU | Energy demand | 0 | FEC
NL | TYNDP2026 | NT | 2050 | TWh | 437 | Sub_sector | Agriculture | Total | Agriculture | Energetic | agriculture_final_demand_ammonia_energetic | Ammonia | EU | Energy demand | 0 | FEC
NL | TYNDP2026 | NT | 2050 | TWh | 447 | Sub_sector | Buildings | Surplus Energy | Buildings | Energetic | GAP | Electricity | EU | Energy demand | 0 | FEC
NL | TYNDP2026 | NT | 2050 | TWh | 448 | Sub_sector | Buildings | Surplus Energy | Buildings | Energetic | GAP | Hydrogen | EU | Energy demand | 0 | FEC
NL | TYNDP2026 | NT | 2050 | TWh | 449 | Sub_sector | Buildings | Surplus Energy | Buildings | Energetic | GAP | Methane | EU | Energy demand | 0 | FEC
NL | TYNDP2026 | NT | 2050 | TWh | 450 | Sub_sector | Buildings | Surplus Energy | Buildings | Energetic | GAP | Heat | EU | Energy demand | 0 | FEC
NL | TYNDP2026 | NT | 2050 | TWh | 451 | Sub_sector | Buildings | Surplus Energy | Buildings | Energetic | GAP | Biomass | EU | Energy demand | 0 | FEC
NL | TYNDP2026 | NT | 2050 | TWh | 452 | Sub_sector | Buildings | Surplus Energy | Buildings | Energetic | GAP | Solids | EU | Energy demand | 0.024093 | FEC
NL | TYNDP2026 | NT | 2050 | TWh | 453 | Sub_sector | Buildings | Surplus Energy | Buildings | Energetic | GAP | Liquids | EU | Energy demand | 0.75154 | FEC
NL | TYNDP2026 | NT | 2050 | TWh | 454 | Sub_sector | Buildings | Surplus Energy | Buildings | Energetic | GAP | Others | EU | Energy demand | 0 | FEC
NL | TYNDP2026 | NT | 2050 | TWh | 455 | Sub_sector | Buildings | Surplus Energy | Buildings | Energetic | GAP | Ammonia | EU | Energy demand | 0 | FEC
NL | TYNDP2026 | NT | 2050 | TWh | 456 | Sub_sector | Households | Surplus Energy | Households | Energetic | GAP | Electricity | EU | Energy demand | 0 | FEC
NL | TYNDP2026 | NT | 2050 | TWh | 457 | Sub_sector | Households | Surplus Energy | Households | Energetic | GAP | Hydrogen | EU | Energy demand | 0 | FEC
NL | TYNDP2026 | NT | 2050 | TWh | 458 | Sub_sector | Households | Surplus Energy | Households | Energetic | GAP | Methane | EU | Energy demand | 0 | FEC
NL | TYNDP2026 | NT | 2050 | TWh | 459 | Sub_sector | Households | Surplus Energy | Households | Energetic | GAP | Heat | EU | Energy demand | 0 | FEC
NL | TYNDP2026 | NT | 2050 | TWh | 460 | Sub_sector | Households | Surplus Energy | Households | Energetic | GAP | Biomass | EU | Energy demand | 0 | FEC
NL | TYNDP2026 | NT | 2050 | TWh | 461 | Sub_sector | Households | Surplus Energy | Households | Energetic | GAP | Solids | EU | Energy demand | 0 | FEC
NL | TYNDP2026 | NT | 2050 | TWh | 462 | Sub_sector | Households | Surplus Energy | Households | Energetic | GAP | Liquids | EU | Energy demand | 0 | FEC
NL | TYNDP2026 | NT | 2050 | TWh | 463 | Sub_sector | Households | Surplus Energy | Households | Energetic | GAP | Others | EU | Energy demand | 0 | FEC
NL | TYNDP2026 | NT | 2050 | TWh | 464 | Sub_sector | Households | Surplus Energy | Households | Energetic | GAP | Ammonia | EU | Energy demand | 0 | FEC
NL | TYNDP2026 | HEV | 2035 | TWh | 102 | Sub_sector | Industry | Aluminium | Industry (aluminium) | Energetic | industry_aluminium_demand_electricity_energetic | Electricity | EU | Energy demand | 0.01892 | FEC
NL | TYNDP2026 | HEV | 2035 | TWh | 103 | Sub_sector | Industry | Aluminium | Industry (aluminium) | Energetic | industry_aluminium_demand_hydrogen_energetic | Hydrogen | EU | Energy demand | 0 | FEC
NL | TYNDP2026 | HEV | 2035 | TWh | 104 | Sub_sector | Industry | Aluminium | Industry (aluminium) | Energetic | industry_aluminium_demand_methane_energetic | Methane | EU | Energy demand | 0.055793 | FEC
NL | TYNDP2026 | HEV | 2035 | TWh | 105 | Sub_sector | Industry | Aluminium | Industry (aluminium) | Energetic | industry_aluminium_demand_heat_energetic | Heat | EU | Energy demand | 0 | FEC
NL | TYNDP2026 | HEV | 2035 | TWh | 106 | Sub_sector | Industry | Aluminium | Industry (aluminium) | Energetic | industry_aluminium_demand_biomass_energetic | Biomass | EU | Energy demand | 0 | FEC
NL | TYNDP2026 | HEV | 2035 | TWh | 107 | Sub_sector | Industry | Aluminium | Industry (aluminium) | Energetic | industry_aluminium_demand_coal_energetic | Solids | EU | Energy demand | 0 | FEC
NL | TYNDP2026 | HEV | 2035 | TWh | 108 | Sub_sector | Industry | Aluminium | Industry (aluminium) | Energetic | industry_aluminium_demand_oil_energetic | Liquids | EU | Energy demand | 0 | FEC
NL | TYNDP2026 | HEV | 2035 | TWh | 109 | Sub_sector | Industry | Aluminium | Industry (aluminium) | Energetic | industry_aluminium_demand_others_energetic | Others | EU | Energy demand | 0 | FEC
NL | TYNDP2026 | HEV | 2035 | TWh | 110 | Sub_sector | Industry | Aluminium | Industry (aluminium) | Energetic | industry_ammonia_demand_others_energetic | Ammonia | EU | Energy demand | 0 | FEC
NL | TYNDP2026 | HEV | 2035 | TWh | 112 | Sub_sector | Industry | Chemicals | Industry (chemicals, energetic) | Energetic | industry_chemical_demand_electricity_energetic | Electricity | EU | Energy demand | 26.951 | FEC
NL | TYNDP2026 | HEV | 2035 | TWh | 113 | Sub_sector | Industry | Chemicals | Industry (chemicals, energetic) | Energetic | industry_chemical_demand_hydrogen_energetic | Hydrogen | EU | Energy demand | 6.9023 | FEC
NL | TYNDP2026 | HEV | 2035 | TWh | 114 | Sub_sector | Industry | Chemicals | Industry (chemicals, energetic) | Energetic | industry_chemical_demand_methane_energetic | Methane | EU | Energy demand | 16.4362 | FEC
NL | TYNDP2026 | HEV | 2035 | TWh | 115 | Sub_sector | Industry | Chemicals | Industry (chemicals, energetic) | Energetic | industry_chemical_demand_heat_energetic | Heat | EU | Energy demand | 6.1384 | FEC
NL | TYNDP2026 | HEV | 2035 | TWh | 116 | Sub_sector | Industry | Chemicals | Industry (chemicals, energetic) | Energetic | industry_chemical_demand_biomass_energetic | Biomass | EU | Energy demand | 0.16237 | FEC
NL | TYNDP2026 | HEV | 2035 | TWh | 117 | Sub_sector | Industry | Chemicals | Industry (chemicals, energetic) | Energetic | industry_chemical_demand_coal_energetic | Solids | EU | Energy demand | 0.57344 | FEC
NL | TYNDP2026 | HEV | 2035 | TWh | 118 | Sub_sector | Industry | Chemicals | Industry (chemicals, energetic) | Energetic | industry_chemical_demand_oil_energetic | Liquids | EU | Energy demand | 0.88528 | FEC
NL | TYNDP2026 | HEV | 2035 | TWh | 119 | Sub_sector | Industry | Chemicals | Industry (chemicals, energetic) | Energetic | industry_chemical_demand_others_energetic | Others | EU | Energy demand | 0 | FEC
NL | TYNDP2026 | HEV | 2035 | TWh | 120 | Sub_sector | Industry | Chemicals | Industry (chemicals, energetic) | Energetic | industry_chemical_demand_ammonia_energetic | Ammonia | EU | Energy demand | 0 | FEC
NL | TYNDP2026 | HEV | 2035 | TWh | 122 | Sub_sector | Industry | Chemicals | Industry (chemicals, non-energetic) | Non-energetic | industry_chemical_demand_electricity_non_energetic | Electricity | EU | Energy demand | 0 | not_included_in_FEC
NL | TYNDP2026 | HEV | 2035 | TWh | 123 | Sub_sector | Industry | Chemicals | Industry (chemicals, non-energetic) | Non-energetic | industry_chemical_demand_hydrogen_non_energetic | Hydrogen | EU | Energy demand | 8.3704 | not_included_in_FEC
NL | TYNDP2026 | HEV | 2035 | TWh | 124 | Sub_sector | Industry | Chemicals | Industry (chemicals, non-energetic) | Non-energetic | industry_chemical_demand_methane_non_energetic | Methane | EU | Energy demand | 33.0505 | not_included_in_FEC
NL | TYNDP2026 | HEV | 2035 | TWh | 125 | Sub_sector | Industry | Chemicals | Industry (chemicals, non-energetic) | Non-energetic | industry_chemical_demand_heat_non_energetic | Heat | EU | Energy demand | 0 | not_included_in_FEC
NL | TYNDP2026 | HEV | 2035 | TWh | 126 | Sub_sector | Industry | Chemicals | Industry (chemicals, non-energetic) | Non-energetic | industry_chemical_demand_biomass_non_energetic | Biomass | EU | Energy demand | 15.4298 | not_included_in_FEC
NL | TYNDP2026 | HEV | 2035 | TWh | 127 | Sub_sector | Industry | Chemicals | Industry (chemicals, non-energetic) | Non-energetic | industry_chemical_demand_coal_non_energetic | Solids | EU | Energy demand | 0 | not_included_in_FEC
NL | TYNDP2026 | HEV | 2035 | TWh | 128 | Sub_sector | Industry | Chemicals | Industry (chemicals, non-energetic) | Non-energetic | industry_chemical_demand_oil_non_energetic | Liquids | EU | Energy demand | 130.6009 | not_included_in_FEC
NL | TYNDP2026 | HEV | 2035 | TWh | 129 | Sub_sector | Industry | Chemicals | Industry (chemicals, non-energetic) | Non-energetic | industry_chemical_demand_others_non_energetic | Others | EU | Energy demand | 9.632 | not_included_in_FEC
NL | TYNDP2026 | HEV | 2035 | TWh | 130 | Sub_sector | Industry | Chemicals | Industry (chemicals, non-energetic) | Non-energetic | industry_chemical_demand_ammonia_non_energetic | Ammonia | EU | Energy demand | 0 | not_included_in_FEC
NL | TYNDP2026 | HEV | 2035 | TWh | 132 | Sub_sector | Industry | Fertilizers | Industry (fertilizers, energetic) | Energetic | industry_fertilizers_demand_electricity_energetic | Electricity | EU | Energy demand | 0 | FEC
NL | TYNDP2026 | HEV | 2035 | TWh | 133 | Sub_sector | Industry | Fertilizers | Industry (fertilizers, energetic) | Energetic | industry_fertilizers_demand_hydrogen_energetic | Hydrogen | EU | Energy demand | 0 | FEC
NL | TYNDP2026 | HEV | 2035 | TWh | 134 | Sub_sector | Industry | Fertilizers | Industry (fertilizers, energetic) | Energetic | industry_fertilizers_demand_methane_energetic | Methane | EU | Energy demand | 0 | FEC
NL | TYNDP2026 | HEV | 2035 | TWh | 135 | Sub_sector | Industry | Fertilizers | Industry (fertilizers, energetic) | Energetic | industry_fertilizers_demand_heat_energetic | Heat | EU | Energy demand | 0 | FEC
NL | TYNDP2026 | HEV | 2035 | TWh | 136 | Sub_sector | Industry | Fertilizers | Industry (fertilizers, energetic) | Energetic | industry_fertilizers_demand_biomass_energetic | Biomass | EU | Energy demand | 0 | FEC
NL | TYNDP2026 | HEV | 2035 | TWh | 137 | Sub_sector | Industry | Fertilizers | Industry (fertilizers, energetic) | Energetic | industry_fertilizers_demand_coal_energetic | Solids | EU | Energy demand | 0 | FEC
NL | TYNDP2026 | HEV | 2035 | TWh | 138 | Sub_sector | Industry | Fertilizers | Industry (fertilizers, energetic) | Energetic | industry_fertilizers_demand_oil_energetic | Liquids | EU | Energy demand | 0 | FEC
NL | TYNDP2026 | HEV | 2035 | TWh | 139 | Sub_sector | Industry | Fertilizers | Industry (fertilizers, energetic) | Energetic | industry_fertilizers_demand_others_energetic | Others | EU | Energy demand | 0 | FEC
NL | TYNDP2026 | HEV | 2035 | TWh | 140 | Sub_sector | Industry | Fertilizers | Industry (fertilizers, energetic) | Energetic | industry_fertilizers_demand_ammonia_energetic | Ammonia | EU | Energy demand | 0 | FEC
NL | TYNDP2026 | HEV | 2035 | TWh | 142 | Sub_sector | Industry | Fertilizers | Industry (fertilizers, non-energetic) | Non-energetic | industry_fertilizers_demand_electricity_non_energetic | Electricity | EU | Energy demand | 0 | not_included_in_FEC
NL | TYNDP2026 | HEV | 2035 | TWh | 143 | Sub_sector | Industry | Fertilizers | Industry (fertilizers, non-energetic) | Non-energetic | industry_fertilizers_demand_hydrogen_non_energetic | Hydrogen | EU | Energy demand | 0 | not_included_in_FEC
NL | TYNDP2026 | HEV | 2035 | TWh | 144 | Sub_sector | Industry | Fertilizers | Industry (fertilizers, non-energetic) | Non-energetic | industry_fertilizers_demand_methane_non_energetic | Methane | EU | Energy demand | 0 | not_included_in_FEC
NL | TYNDP2026 | HEV | 2035 | TWh | 145 | Sub_sector | Industry | Fertilizers | Industry (fertilizers, non-energetic) | Non-energetic | industry_fertilizers_demand_heat_non_energetic | Heat | EU | Energy demand | 0 | not_included_in_FEC
NL | TYNDP2026 | HEV | 2035 | TWh | 146 | Sub_sector | Industry | Fertilizers | Industry (fertilizers, non-energetic) | Non-energetic | industry_fertilizers_demand_biomass_non_energetic | Biomass | EU | Energy demand | 0 | not_included_in_FEC
NL | TYNDP2026 | HEV | 2035 | TWh | 147 | Sub_sector | Industry | Fertilizers | Industry (fertilizers, non-energetic) | Non-energetic | industry_fertilizers_demand_coal_non_energetic | Solids | EU | Energy demand | 0 | not_included_in_FEC
NL | TYNDP2026 | HEV | 2035 | TWh | 148 | Sub_sector | Industry | Fertilizers | Industry (fertilizers, non-energetic) | Non-energetic | industry_fertilizers_demand_oil_non_energetic | Liquids | EU | Energy demand | 0 | not_included_in_FEC
NL | TYNDP2026 | HEV | 2035 | TWh | 149 | Sub_sector | Industry | Fertilizers | Industry (fertilizers, non-energetic) | Non-energetic | industry_fertilizers_demand_others_non_energetic | Others | EU | Energy demand | 0 | not_included_in_FEC
NL | TYNDP2026 | HEV | 2035 | TWh | 150 | Sub_sector | Industry | Fertilizers | Industry (fertilizers, non-energetic) | Non-energetic | industry_fertilizers_demand_ammonia_non_energetic | Ammonia | EU | Energy demand | 0 | not_included_in_FEC
NL | TYNDP2026 | HEV | 2035 | TWh | 152 | Sub_sector | Industry | Food | Industry (food) | Energetic | industry_food_demand_electricity_energetic | Electricity | EU | Energy demand | 17.0855 | FEC
NL | TYNDP2026 | HEV | 2035 | TWh | 153 | Sub_sector | Industry | Food | Industry (food) | Energetic | industry_food_demand_hydrogen_energetic | Hydrogen | EU | Energy demand | 0.0032531 | FEC
NL | TYNDP2026 | HEV | 2035 | TWh | 154 | Sub_sector | Industry | Food | Industry (food) | Energetic | industry_food_demand_methane_energetic | Methane | EU | Energy demand | 4.3946 | FEC
NL | TYNDP2026 | HEV | 2035 | TWh | 155 | Sub_sector | Industry | Food | Industry (food) | Energetic | industry_food_demand_heat_energetic | Heat | EU | Energy demand | 0 | FEC
NL | TYNDP2026 | HEV | 2035 | TWh | 156 | Sub_sector | Industry | Food | Industry (food) | Energetic | industry_food_demand_biomass_energetic | Biomass | EU | Energy demand | 0.057296 | FEC
NL | TYNDP2026 | HEV | 2035 | TWh | 157 | Sub_sector | Industry | Food | Industry (food) | Energetic | industry_food_demand_coal_energetic | Solids | EU | Energy demand | 0 | FEC
NL | TYNDP2026 | HEV | 2035 | TWh | 158 | Sub_sector | Industry | Food | Industry (food) | Energetic | industry_food_demand_oil_energetic | Liquids | EU | Energy demand | 0.058369 | FEC
NL | TYNDP2026 | HEV | 2035 | TWh | 159 | Sub_sector | Industry | Food | Industry (food) | Energetic | industry_food_demand_others_energetic | Others | EU | Energy demand | 0 | FEC
NL | TYNDP2026 | HEV | 2035 | TWh | 160 | Sub_sector | Industry | Food | Industry (food) | Energetic | industry_food_demand_ammonia_energetic | Ammonia | EU | Energy demand | 0 | FEC
NL | TYNDP2026 | HEV | 2035 | TWh | 162 | Sub_sector | Industry | Metals | Industry (metal) | Energetic | industry_metal_demand_electricity_energetic | Electricity | EU | Energy demand | 1.6961 | FEC
NL | TYNDP2026 | HEV | 2035 | TWh | 163 | Sub_sector | Industry | Metals | Industry (metal) | Energetic | industry_metal_demand_hydrogen_energetic | Hydrogen | EU | Energy demand | 0.0051972 | FEC
NL | TYNDP2026 | HEV | 2035 | TWh | 164 | Sub_sector | Industry | Metals | Industry (metal) | Energetic | industry_metal_demand_methane_energetic | Methane | EU | Energy demand | 0.39665 | FEC
NL | TYNDP2026 | HEV | 2035 | TWh | 165 | Sub_sector | Industry | Metals | Industry (metal) | Energetic | industry_metal_demand_heat_energetic | Heat | EU | Energy demand | 0 | FEC
NL | TYNDP2026 | HEV | 2035 | TWh | 166 | Sub_sector | Industry | Metals | Industry (metal) | Energetic | industry_metal_demand_biomass_energetic | Biomass | EU | Energy demand | 0 | FEC
NL | TYNDP2026 | HEV | 2035 | TWh | 167 | Sub_sector | Industry | Metals | Industry (metal) | Energetic | industry_metal_demand_coal_energetic | Solids | EU | Energy demand | 0 | FEC
NL | TYNDP2026 | HEV | 2035 | TWh | 168 | Sub_sector | Industry | Metals | Industry (metal) | Energetic | industry_metal_demand_oil_energetic | Liquids | EU | Energy demand | 0.009 | FEC
NL | TYNDP2026 | HEV | 2035 | TWh | 169 | Sub_sector | Industry | Metals | Industry (metal) | Energetic | industry_metal_demand_others_energetic | Others | EU | Energy demand | 0 | FEC
NL | TYNDP2026 | HEV | 2035 | TWh | 170 | Sub_sector | Industry | Metals | Industry (metal) | Energetic | industry_metal_demand_ammonia_energetic | Ammonia | EU | Energy demand | 0 | FEC
NL | TYNDP2026 | HEV | 2035 | TWh | 172 | Sub_sector | Industry | Others | Industry (other, energetic) | Energetic | industry_other_demand_electricity_energetic | Electricity | EU | Energy demand | 22.4489 | FEC
NL | TYNDP2026 | HEV | 2035 | TWh | 173 | Sub_sector | Industry | Others | Industry (other, energetic) | Energetic | industry_other_demand_hydrogen_energetic | Hydrogen | EU | Energy demand | 0.203 | FEC
NL | TYNDP2026 | HEV | 2035 | TWh | 174 | Sub_sector | Industry | Others | Industry (other, energetic) | Energetic | industry_other_demand_methane_energetic | Methane | EU | Energy demand | 5.1916 | FEC
NL | TYNDP2026 | HEV | 2035 | TWh | 175 | Sub_sector | Industry | Others | Industry (other, energetic) | Energetic | industry_other_demand_heat_energetic | Heat | EU | Energy demand | 0.57148 | FEC
NL | TYNDP2026 | HEV | 2035 | TWh | 176 | Sub_sector | Industry | Others | Industry (other, energetic) | Energetic | industry_other_demand_biomass_energetic | Biomass | EU | Energy demand | 0 | FEC
NL | TYNDP2026 | HEV | 2035 | TWh | 177 | Sub_sector | Industry | Others | Industry (other, energetic) | Energetic | industry_other_demand_coal_energetic | Solids | EU | Energy demand | 0.094035 | FEC
NL | TYNDP2026 | HEV | 2035 | TWh | 178 | Sub_sector | Industry | Others | Industry (other, energetic) | Energetic | industry_other_demand_oil_energetic | Liquids | EU | Energy demand | 0 | FEC
NL | TYNDP2026 | HEV | 2035 | TWh | 179 | Sub_sector | Industry | Others | Industry (other, energetic) | Energetic | industry_other_demand_others_energetic | Others | EU | Energy demand | 0 | FEC
NL | TYNDP2026 | HEV | 2035 | TWh | 180 | Sub_sector | Industry | Others | Industry (other, energetic) | Energetic | industry_other_demand_ammonia_energetic | Ammonia | EU | Energy demand | 0 | FEC
NL | TYNDP2026 | HEV | 2035 | TWh | 182 | Sub_sector | Industry | Others | Industry (other, non-energetic) | Non-energetic | industry_other_demand_electricity_non_energetic | Electricity | EU | Energy demand | 0 | not_included_in_FEC
NL | TYNDP2026 | HEV | 2035 | TWh | 183 | Sub_sector | Industry | Others | Industry (other, non-energetic) | Non-energetic | industry_other_demand_hydrogen_non_energetic | Hydrogen | EU | Energy demand | 0 | not_included_in_FEC
NL | TYNDP2026 | HEV | 2035 | TWh | 184 | Sub_sector | Industry | Others | Industry (other, non-energetic) | Non-energetic | industry_other_demand_methane_non_energetic | Methane | EU | Energy demand | 0 | not_included_in_FEC
NL | TYNDP2026 | HEV | 2035 | TWh | 185 | Sub_sector | Industry | Others | Industry (other, non-energetic) | Non-energetic | industry_other_demand_heat_non_energetic | Heat | EU | Energy demand | 0 | not_included_in_FEC
NL | TYNDP2026 | HEV | 2035 | TWh | 186 | Sub_sector | Industry | Others | Industry (other, non-energetic) | Non-energetic | industry_other_demand_biomass_non_energetic | Biomass | EU | Energy demand | 0 | not_included_in_FEC
NL | TYNDP2026 | HEV | 2035 | TWh | 187 | Sub_sector | Industry | Others | Industry (other, non-energetic) | Non-energetic | industry_other_demand_coal_non_energetic | Solids | EU | Energy demand | 0 | not_included_in_FEC
NL | TYNDP2026 | HEV | 2035 | TWh | 188 | Sub_sector | Industry | Others | Industry (other, non-energetic) | Non-energetic | industry_other_demand_oil_non_energetic | Liquids | EU | Energy demand | 0 | not_included_in_FEC
NL | TYNDP2026 | HEV | 2035 | TWh | 189 | Sub_sector | Industry | Others | Industry (other, non-energetic) | Non-energetic | industry_other_demand_others_non_energetic | Others | EU | Energy demand | 0 | not_included_in_FEC
NL | TYNDP2026 | HEV | 2035 | TWh | 190 | Sub_sector | Industry | Others | Industry (other, non-energetic) | Non-energetic | industry_other_demand_ammonia_non_energetic | Ammonia | EU | Energy demand | 0 | not_included_in_FEC
NL | TYNDP2026 | HEV | 2035 | TWh | 192 | Sub_sector | Industry | Paper | Industry (paper) | Energetic | industry_paper_demand_electricity_energetic | Electricity | EU | Energy demand | 3.3947 | FEC
NL | TYNDP2026 | HEV | 2035 | TWh | 193 | Sub_sector | Industry | Paper | Industry (paper) | Energetic | industry_paper_demand_hydrogen_energetic | Hydrogen | EU | Energy demand | 0 | FEC
NL | TYNDP2026 | HEV | 2035 | TWh | 194 | Sub_sector | Industry | Paper | Industry (paper) | Energetic | industry_paper_demand_methane_energetic | Methane | EU | Energy demand | 0.81156 | FEC
NL | TYNDP2026 | HEV | 2035 | TWh | 195 | Sub_sector | Industry | Paper | Industry (paper) | Energetic | industry_paper_demand_heat_energetic | Heat | EU | Energy demand | 0 | FEC
NL | TYNDP2026 | HEV | 2035 | TWh | 196 | Sub_sector | Industry | Paper | Industry (paper) | Energetic | industry_paper_demand_biomass_energetic | Biomass | EU | Energy demand | 0 | FEC
NL | TYNDP2026 | HEV | 2035 | TWh | 197 | Sub_sector | Industry | Paper | Industry (paper) | Energetic | industry_paper_demand_coal_energetic | Solids | EU | Energy demand | 0 | FEC
NL | TYNDP2026 | HEV | 2035 | TWh | 198 | Sub_sector | Industry | Paper | Industry (paper) | Energetic | industry_paper_demand_oil_energetic | Liquids | EU | Energy demand | 0 | FEC
NL | TYNDP2026 | HEV | 2035 | TWh | 199 | Sub_sector | Industry | Paper | Industry (paper) | Energetic | industry_paper_demand_others_energetic | Others | EU | Energy demand | 0 | FEC
NL | TYNDP2026 | HEV | 2035 | TWh | 200 | Sub_sector | Industry | Paper | Industry (paper) | Energetic | industry_paper_demand_ammonia_energetic | Ammonia | EU | Energy demand | 0 | FEC
NL | TYNDP2026 | HEV | 2035 | TWh | 202 | Sub_sector | Industry | Refineries | Industry (refineries, energetic) | Energetic | industry_refinery_demand_electricity_energetic | Electricity | EU | Energy demand | 7.7075 | not_included_in_FEC
NL | TYNDP2026 | HEV | 2035 | TWh | 203 | Sub_sector | Industry | Refineries | Industry (refineries, energetic) | Energetic | industry_refinery_demand_hydrogen_energetic | Hydrogen | EU | Energy demand | 12.2819 | not_included_in_FEC
NL | TYNDP2026 | HEV | 2035 | TWh | 204 | Sub_sector | Industry | Refineries | Industry (refineries, energetic) | Energetic | industry_refinery_demand_methane_energetic | Methane | EU | Energy demand | 7.3303 | not_included_in_FEC
NL | TYNDP2026 | HEV | 2035 | TWh | 205 | Sub_sector | Industry | Refineries | Industry (refineries, energetic) | Energetic | industry_refinery_demand_heat_energetic | Heat | EU | Energy demand | 2.0609 | not_included_in_FEC
NL | TYNDP2026 | HEV | 2035 | TWh | 206 | Sub_sector | Industry | Refineries | Industry (refineries, energetic) | Energetic | industry_refinery_demand_biomass_energetic | Biomass | EU | Energy demand | 0 | not_included_in_FEC
NL | TYNDP2026 | HEV | 2035 | TWh | 207 | Sub_sector | Industry | Refineries | Industry (refineries, energetic) | Energetic | industry_refinery_demand_coal_energetic | Solids | EU | Energy demand | 0 | not_included_in_FEC
NL | TYNDP2026 | HEV | 2035 | TWh | 208 | Sub_sector | Industry | Refineries | Industry (refineries, energetic) | Energetic | industry_refinery_demand_oil_energetic | Liquids | EU | Energy demand | 2.7273 | not_included_in_FEC
NL | TYNDP2026 | HEV | 2035 | TWh | 209 | Sub_sector | Industry | Refineries | Industry (refineries, energetic) | Energetic | industry_refinery_demand_others_energetic | Others | EU | Energy demand | 0 | not_included_in_FEC
NL | TYNDP2026 | HEV | 2035 | TWh | 210 | Sub_sector | Industry | Refineries | Industry (refineries, energetic) | Energetic | industry_refinery_demand_ammonia_energetic | Ammonia | EU | Energy demand | 0 | not_included_in_FEC
NL | TYNDP2026 | HEV | 2035 | TWh | 212 | Sub_sector | Industry | Refineries | Industry (refineries, non-energetic) | Non-energetic | industry_refinery_demand_electricity_non_energetic | Electricity | EU | Energy demand | 0 | not_included_in_FEC
NL | TYNDP2026 | HEV | 2035 | TWh | 213 | Sub_sector | Industry | Refineries | Industry (refineries, non-energetic) | Non-energetic | industry_refinery_demand_hydrogen_non_energetic | Hydrogen | EU | Energy demand | 0 | not_included_in_FEC
NL | TYNDP2026 | HEV | 2035 | TWh | 214 | Sub_sector | Industry | Refineries | Industry (refineries, non-energetic) | Non-energetic | industry_refinery_demand_methane_non_energetic | Methane | EU | Energy demand | 0 | not_included_in_FEC
NL | TYNDP2026 | HEV | 2035 | TWh | 215 | Sub_sector | Industry | Refineries | Industry (refineries, non-energetic) | Non-energetic | industry_refinery_demand_heat_non_energetic | Heat | EU | Energy demand | 0 | not_included_in_FEC
NL | TYNDP2026 | HEV | 2035 | TWh | 216 | Sub_sector | Industry | Refineries | Industry (refineries, non-energetic) | Non-energetic | industry_refinery_demand_biomass_non_energetic | Biomass | EU | Energy demand | 0 | not_included_in_FEC
NL | TYNDP2026 | HEV | 2035 | TWh | 217 | Sub_sector | Industry | Refineries | Industry (refineries, non-energetic) | Non-energetic | industry_refinery_demand_coal_non_energetic | Solids | EU | Energy demand | 0 | not_included_in_FEC
NL | TYNDP2026 | HEV | 2035 | TWh | 218 | Sub_sector | Industry | Refineries | Industry (refineries, non-energetic) | Non-energetic | industry_refinery_demand_oil_non_energetic | Liquids | EU | Energy demand | 0 | not_included_in_FEC
NL | TYNDP2026 | HEV | 2035 | TWh | 219 | Sub_sector | Industry | Refineries | Industry (refineries, non-energetic) | Non-energetic | industry_refinery_demand_others_non_energetic | Others | EU | Energy demand | 0 | not_included_in_FEC
NL | TYNDP2026 | HEV | 2035 | TWh | 220 | Sub_sector | Industry | Refineries | Industry (refineries, non-energetic) | Non-energetic | industry_refinery_demand_ammonia_non_energetic | Ammonia | EU | Energy demand | 0 | not_included_in_FEC
NL | TYNDP2026 | HEV | 2035 | TWh | 222 | Sub_sector | Industry | Steel | Industry (steel) | Energetic | industry_steel_demand_electricity_energetic | Electricity | EU | Energy demand | 4.1302 | FEC
NL | TYNDP2026 | HEV | 2035 | TWh | 223 | Sub_sector | Industry | Steel | Industry (steel) | Energetic | industry_steel_demand_hydrogen_energetic | Hydrogen | EU | Energy demand | 1.0793 | FEC
NL | TYNDP2026 | HEV | 2035 | TWh | 224 | Sub_sector | Industry | Steel | Industry (steel) | Energetic | industry_steel_demand_methane_energetic | Methane | EU | Energy demand | 13.3921 | FEC
NL | TYNDP2026 | HEV | 2035 | TWh | 225 | Sub_sector | Industry | Steel | Industry (steel) | Energetic | industry_steel_demand_heat_energetic | Heat | EU | Energy demand | 0 | FEC
NL | TYNDP2026 | HEV | 2035 | TWh | 226 | Sub_sector | Industry | Steel | Industry (steel) | Energetic | industry_steel_demand_biomass_energetic | Biomass | EU | Energy demand | 0 | FEC
NL | TYNDP2026 | HEV | 2035 | TWh | 227 | Sub_sector | Industry | Steel | Industry (steel) | Energetic | industry_steel_demand_coal_energetic | Solids | EU | Energy demand | 15.4272 | FEC
NL | TYNDP2026 | HEV | 2035 | TWh | 228 | Sub_sector | Industry | Steel | Industry (steel) | Energetic | industry_steel_demand_oil_energetic | Liquids | EU | Energy demand | 0 | FEC
NL | TYNDP2026 | HEV | 2035 | TWh | 229 | Sub_sector | Industry | Steel | Industry (steel) | Energetic | industry_steel_demand_others_energetic | Others | EU | Energy demand | 0 | FEC
NL | TYNDP2026 | HEV | 2035 | TWh | 230 | Sub_sector | Industry | Steel | Industry (steel) | Energetic | industry_steel_demand_ammonia_energetic | Ammonia | EU | Energy demand | 0 | FEC
NL | TYNDP2026 | HEV | 2035 | TWh | 232 | Sub_sector | Transport | Cars | Transport (cars) | Energetic | transport_cars_final_demand_electricity | Electricity | EU | Energy demand | 14.8213 | FEC
NL | TYNDP2026 | HEV | 2035 | TWh | 233 | Sub_sector | Transport | Cars | Transport (cars) | Energetic | transport_cars_final_demand_hydrogen | Hydrogen | EU | Energy demand | 0 | FEC
NL | TYNDP2026 | HEV | 2035 | TWh | 234 | Sub_sector | Transport | Cars | Transport (cars) | Energetic | transport_cars_final_demand_methane | Methane | EU | Energy demand | 0 | FEC
NL | TYNDP2026 | HEV | 2035 | TWh | 235 | Sub_sector | Transport | Cars | Transport (cars) | Energetic | transport_cars_final_demand_heat | Heat | EU | Energy demand | 0 | FEC
NL | TYNDP2026 | HEV | 2035 | TWh | 236 | Sub_sector | Transport | Cars | Transport (cars) | Energetic | transport_cars_final_demand_biomass | Biomass | EU | Energy demand | 0 | FEC
NL | TYNDP2026 | HEV | 2035 | TWh | 237 | Sub_sector | Transport | Cars | Transport (cars) | Energetic | transport_cars_final_demand_coal | Solids | EU | Energy demand | 0 | FEC
NL | TYNDP2026 | HEV | 2035 | TWh | 238 | Sub_sector | Transport | Cars | Transport (cars) | Energetic | transport_cars_final_demand_oil | Liquids | EU | Energy demand | 36.2841 | FEC
NL | TYNDP2026 | HEV | 2035 | TWh | 239 | Sub_sector | Transport | Cars | Transport (cars) | Energetic | transport_cars_final_demand_other | Others | EU | Energy demand | 0 | FEC
NL | TYNDP2026 | HEV | 2035 | TWh | 240 | Sub_sector | Transport | Cars | Transport (cars) | Energetic | transport_cars_final_demand_ammonia | Ammonia | EU | Energy demand | 0 | FEC
NL | TYNDP2026 | HEV | 2035 | TWh | 242 | Sub_sector | Transport | Busses | Transport (busses) | Energetic | transport_busses_final_demand_electricity | Electricity | EU | Energy demand | 1.636 | FEC
NL | TYNDP2026 | HEV | 2035 | TWh | 243 | Sub_sector | Transport | Busses | Transport (busses) | Energetic | transport_busses_final_demand_hydrogen | Hydrogen | EU | Energy demand | 0.024788 | FEC
NL | TYNDP2026 | HEV | 2035 | TWh | 244 | Sub_sector | Transport | Busses | Transport (busses) | Energetic | transport_busses_final_demand_methane | Methane | EU | Energy demand | 0 | FEC
NL | TYNDP2026 | HEV | 2035 | TWh | 245 | Sub_sector | Transport | Busses | Transport (busses) | Energetic | transport_busses_final_demand_heat | Heat | EU | Energy demand | 0 | FEC
NL | TYNDP2026 | HEV | 2035 | TWh | 246 | Sub_sector | Transport | Busses | Transport (busses) | Energetic | transport_busses_final_demand_biomass | Biomass | EU | Energy demand | 0 | FEC
NL | TYNDP2026 | HEV | 2035 | TWh | 247 | Sub_sector | Transport | Busses | Transport (busses) | Energetic | transport_busses_final_demand_coal | Solids | EU | Energy demand | 0 | FEC
NL | TYNDP2026 | HEV | 2035 | TWh | 248 | Sub_sector | Transport | Busses | Transport (busses) | Energetic | transport_busses_final_demand_oil | Liquids | EU | Energy demand | 0 | FEC
NL | TYNDP2026 | HEV | 2035 | TWh | 249 | Sub_sector | Transport | Busses | Transport (busses) | Energetic | transport_busses_final_demand_other | Others | EU | Energy demand | 0 | FEC
NL | TYNDP2026 | HEV | 2035 | TWh | 250 | Sub_sector | Transport | Busses | Transport (busses) | Energetic | transport_busses_final_demand_ammonia | Ammonia | EU | Energy demand | 0 | FEC
NL | TYNDP2026 | HEV | 2035 | TWh | 252 | Sub_sector | Transport | Trucks | Transport (trucks) | Energetic | transport_trucks_final_demand_electricity | Electricity | EU | Energy demand | 12.804 | FEC
NL | TYNDP2026 | HEV | 2035 | TWh | 253 | Sub_sector | Transport | Trucks | Transport (trucks) | Energetic | transport_trucks_final_demand_hydrogen | Hydrogen | EU | Energy demand | 1.1631 | FEC
NL | TYNDP2026 | HEV | 2035 | TWh | 254 | Sub_sector | Transport | Trucks | Transport (trucks) | Energetic | transport_trucks_final_demand_methane | Methane | EU | Energy demand | 1.4241 | FEC
NL | TYNDP2026 | HEV | 2035 | TWh | 255 | Sub_sector | Transport | Trucks | Transport (trucks) | Energetic | transport_trucks_final_demand_heat | Heat | EU | Energy demand | 0 | FEC
NL | TYNDP2026 | HEV | 2035 | TWh | 256 | Sub_sector | Transport | Trucks | Transport (trucks) | Energetic | transport_trucks_final_demand_biomass | Biomass | EU | Energy demand | 0 | FEC
NL | TYNDP2026 | HEV | 2035 | TWh | 257 | Sub_sector | Transport | Trucks | Transport (trucks) | Energetic | transport_trucks_final_demand_coal | Solids | EU | Energy demand | 0 | FEC
NL | TYNDP2026 | HEV | 2035 | TWh | 258 | Sub_sector | Transport | Trucks | Transport (trucks) | Energetic | transport_trucks_final_demand_oil | Liquids | EU | Energy demand | 16.6828 | FEC
NL | TYNDP2026 | HEV | 2035 | TWh | 259 | Sub_sector | Transport | Trucks | Transport (trucks) | Energetic | transport_trucks_final_demand_other | Others | EU | Energy demand | 0 | FEC
NL | TYNDP2026 | HEV | 2035 | TWh | 260 | Sub_sector | Transport | Trucks | Transport (trucks) | Energetic | transport_trucks_final_demand_ammonia | Ammonia | EU | Energy demand | 0 | FEC
NL | TYNDP2026 | HEV | 2035 | TWh | 262 | Sub_sector | Transport | Vans | Transport (vans) | Energetic | transport_vans_final_demand_electricity | Electricity | EU | Energy demand | 5.7384 | FEC
NL | TYNDP2026 | HEV | 2035 | TWh | 263 | Sub_sector | Transport | Vans | Transport (vans) | Energetic | transport_vans_final_demand_hydrogen | Hydrogen | EU | Energy demand | 0 | FEC
NL | TYNDP2026 | HEV | 2035 | TWh | 264 | Sub_sector | Transport | Vans | Transport (vans) | Energetic | transport_vans_final_demand_methane | Methane | EU | Energy demand | 0.046623 | FEC
NL | TYNDP2026 | HEV | 2035 | TWh | 265 | Sub_sector | Transport | Vans | Transport (vans) | Energetic | transport_vans_final_demand_heat | Heat | EU | Energy demand | 0 | FEC
NL | TYNDP2026 | HEV | 2035 | TWh | 266 | Sub_sector | Transport | Vans | Transport (vans) | Energetic | transport_vans_final_demand_biomass | Biomass | EU | Energy demand | 0 | FEC
NL | TYNDP2026 | HEV | 2035 | TWh | 267 | Sub_sector | Transport | Vans | Transport (vans) | Energetic | transport_vans_final_demand_coal | Solids | EU | Energy demand | 0 | FEC
NL | TYNDP2026 | HEV | 2035 | TWh | 268 | Sub_sector | Transport | Vans | Transport (vans) | Energetic | transport_vans_final_demand_oil | Liquids | EU | Energy demand | 12.3092 | FEC
NL | TYNDP2026 | HEV | 2035 | TWh | 269 | Sub_sector | Transport | Vans | Transport (vans) | Energetic | transport_vans_final_demand_other | Others | EU | Energy demand | 0 | FEC
NL | TYNDP2026 | HEV | 2035 | TWh | 270 | Sub_sector | Transport | Vans | Transport (vans) | Energetic | transport_vans_final_demand_ammonia | Ammonia | EU | Energy demand | 0 | FEC
NL | TYNDP2026 | HEV | 2035 | TWh | 272 | Sub_sector | Transport | Freight trains | Transport (trains) | Energetic | transport_trains_final_demand_electricity | Electricity | EU | Energy demand | 2.1037 | FEC
NL | TYNDP2026 | HEV | 2035 | TWh | 273 | Sub_sector | Transport | Freight trains | Transport (trains) | Energetic | transport_trains_final_demand_hydrogen | Hydrogen | EU | Energy demand | 0 | FEC
NL | TYNDP2026 | HEV | 2035 | TWh | 274 | Sub_sector | Transport | Freight trains | Transport (trains) | Energetic | transport_trains_final_demand_methane | Methane | EU | Energy demand | 0 | FEC
NL | TYNDP2026 | HEV | 2035 | TWh | 275 | Sub_sector | Transport | Freight trains | Transport (trains) | Energetic | transport_trains_final_demand_heat | Heat | EU | Energy demand | 0 | FEC
NL | TYNDP2026 | HEV | 2035 | TWh | 276 | Sub_sector | Transport | Freight trains | Transport (trains) | Energetic | transport_trains_final_demand_biomass | Biomass | EU | Energy demand | 0 | FEC
NL | TYNDP2026 | HEV | 2035 | TWh | 277 | Sub_sector | Transport | Freight trains | Transport (trains) | Energetic | transport_trains_final_demand_coal | Solids | EU | Energy demand | 0 | FEC
NL | TYNDP2026 | HEV | 2035 | TWh | 278 | Sub_sector | Transport | Freight trains | Transport (trains) | Energetic | transport_trains_final_demand_oil | Liquids | EU | Energy demand | 0 | FEC
NL | TYNDP2026 | HEV | 2035 | TWh | 279 | Sub_sector | Transport | Freight trains | Transport (trains) | Energetic | transport_trains_final_demand_other | Others | EU | Energy demand | 0 | FEC
NL | TYNDP2026 | HEV | 2035 | TWh | 280 | Sub_sector | Transport | Freight trains | Transport (trains) | Energetic | transport_trains_final_demand_ammonia | Ammonia | EU | Energy demand | 0 | FEC
NL | TYNDP2026 | HEV | 2035 | TWh | 282 | Sub_sector | Transport | Ships | Transport (ships) | Energetic | transport_ships_final_demand_electricity | Electricity | EU | Energy demand | 0.15584 | FEC
NL | TYNDP2026 | HEV | 2035 | TWh | 283 | Sub_sector | Transport | Ships | Transport (ships) | Energetic | transport_ships_final_demand_hydrogen | Hydrogen | EU | Energy demand | 0.28668 | FEC
NL | TYNDP2026 | HEV | 2035 | TWh | 284 | Sub_sector | Transport | Ships | Transport (ships) | Energetic | transport_ships_final_demand_methane | Methane | EU | Energy demand | 0.84183 | FEC
NL | TYNDP2026 | HEV | 2035 | TWh | 285 | Sub_sector | Transport | Ships | Transport (ships) | Energetic | transport_ships_final_demand_heat | Heat | EU | Energy demand | 0 | FEC
NL | TYNDP2026 | HEV | 2035 | TWh | 286 | Sub_sector | Transport | Ships | Transport (ships) | Energetic | transport_ships_final_demand_biomass | Biomass | EU | Energy demand | 0 | FEC
NL | TYNDP2026 | HEV | 2035 | TWh | 287 | Sub_sector | Transport | Ships | Transport (ships) | Energetic | transport_ships_final_demand_coal | Solids | EU | Energy demand | 0 | FEC
NL | TYNDP2026 | HEV | 2035 | TWh | 288 | Sub_sector | Transport | Ships | Transport (ships) | Energetic | transport_ships_final_demand_oil | Liquids | EU | Energy demand | 1.3528 | FEC
NL | TYNDP2026 | HEV | 2035 | TWh | 289 | Sub_sector | Transport | Ships | Transport (ships) | Energetic | transport_ships_final_demand_other | Others | EU | Energy demand | 0 | FEC
NL | TYNDP2026 | HEV | 2035 | TWh | 290 | Sub_sector | Transport | Ships | Transport (ships) | Energetic | transport_ships_final_demand_ammonia | Ammonia | EU | Energy demand | 0.12694 | FEC
NL | TYNDP2026 | HEV | 2035 | TWh | 292 | Sub_sector | Transport | Planes | Transport (planes) | Energetic | transport_planes_final_demand_electricity | Electricity | EU | Energy demand | 0 | FEC
NL | TYNDP2026 | HEV | 2035 | TWh | 293 | Sub_sector | Transport | Planes | Transport (planes) | Energetic | transport_planes_final_demand_hydrogen | Hydrogen | EU | Energy demand | 0 | FEC
NL | TYNDP2026 | HEV | 2035 | TWh | 294 | Sub_sector | Transport | Planes | Transport (planes) | Energetic | transport_planes_final_demand_methane | Methane | EU | Energy demand | 0 | FEC
NL | TYNDP2026 | HEV | 2035 | TWh | 295 | Sub_sector | Transport | Planes | Transport (planes) | Energetic | transport_planes_final_demand_heat | Heat | EU | Energy demand | 0 | FEC
NL | TYNDP2026 | HEV | 2035 | TWh | 296 | Sub_sector | Transport | Planes | Transport (planes) | Energetic | transport_planes_final_demand_biomass | Biomass | EU | Energy demand | 0 | FEC
NL | TYNDP2026 | HEV | 2035 | TWh | 297 | Sub_sector | Transport | Planes | Transport (planes) | Energetic | transport_planes_final_demand_coal | Solids | EU | Energy demand | 0 | FEC
NL | TYNDP2026 | HEV | 2035 | TWh | 298 | Sub_sector | Transport | Planes | Transport (planes) | Energetic | transport_planes_final_demand_oil | Liquids | EU | Energy demand | 0.24283 | FEC
NL | TYNDP2026 | HEV | 2035 | TWh | 299 | Sub_sector | Transport | Planes | Transport (planes) | Energetic | transport_planes_final_demand_other | Others | EU | Energy demand | 0 | FEC
NL | TYNDP2026 | HEV | 2035 | TWh | 300 | Sub_sector | Transport | Planes | Transport (planes) | Energetic | transport_planes_final_demand_ammonia | Ammonia | EU | Energy demand | 0 | FEC
NL | TYNDP2026 | HEV | 2035 | TWh | 302 | Sub_sector | Transport | Others | Transport (others) | Energetic | transport_other_final_demand_electricity | Electricity | EU | Energy demand | 0.11875 | FEC
NL | TYNDP2026 | HEV | 2035 | TWh | 303 | Sub_sector | Transport | Others | Transport (others) | Energetic | transport_other_final_demand_hydrogen | Hydrogen | EU | Energy demand | 0 | FEC
NL | TYNDP2026 | HEV | 2035 | TWh | 304 | Sub_sector | Transport | Others | Transport (others) | Energetic | transport_other_final_demand_methane | Methane | EU | Energy demand | 0 | FEC
NL | TYNDP2026 | HEV | 2035 | TWh | 305 | Sub_sector | Transport | Others | Transport (others) | Energetic | transport_other_final_demand_heat | Heat | EU | Energy demand | 0 | FEC
NL | TYNDP2026 | HEV | 2035 | TWh | 306 | Sub_sector | Transport | Others | Transport (others) | Energetic | transport_other_final_demand_biomass | Biomass | EU | Energy demand | 0 | FEC
NL | TYNDP2026 | HEV | 2035 | TWh | 307 | Sub_sector | Transport | Others | Transport (others) | Energetic | transport_other_final_demand_coal | Solids | EU | Energy demand | 0 | FEC
NL | TYNDP2026 | HEV | 2035 | TWh | 308 | Sub_sector | Transport | Others | Transport (others) | Energetic | transport_other_final_demand_oil | Liquids | EU | Energy demand | 1.9946 | FEC
NL | TYNDP2026 | HEV | 2035 | TWh | 309 | Sub_sector | Transport | Others | Transport (others) | Energetic | transport_other_final_demand_other | Others | EU | Energy demand | 0 | FEC
NL | TYNDP2026 | HEV | 2035 | TWh | 310 | Sub_sector | Transport | Others | Transport (others) | Energetic | transport_other_final_demand_ammonia | Ammonia | EU | Energy demand | 0 | FEC
NL | TYNDP2026 | HEV | 2035 | TWh | 312 | Sub_sector | International transport | International aviation | Transport (int. aviation) | Energetic | transport_int_aviation_final_demand_electricity | Electricity | EU | Energy demand | 0 | FEC
NL | TYNDP2026 | HEV | 2035 | TWh | 313 | Sub_sector | International transport | International aviation | Transport (int. aviation) | Energetic | transport_int_aviation_final_demand_hydrogen | Hydrogen | EU | Energy demand | 0 | FEC
NL | TYNDP2026 | HEV | 2035 | TWh | 314 | Sub_sector | International transport | International aviation | Transport (int. aviation) | Energetic | transport_int_aviation_final_demand_methane | Methane | EU | Energy demand | 0 | FEC
NL | TYNDP2026 | HEV | 2035 | TWh | 315 | Sub_sector | International transport | International aviation | Transport (int. aviation) | Energetic | transport_int_aviation_final_demand_heat | Heat | EU | Energy demand | 0 | FEC
NL | TYNDP2026 | HEV | 2035 | TWh | 316 | Sub_sector | International transport | International aviation | Transport (int. aviation) | Energetic | transport_int_aviation_final_demand_biofuels | Biomass | EU | Energy demand | 0 | FEC
NL | TYNDP2026 | HEV | 2035 | TWh | 317 | Sub_sector | International transport | International aviation | Transport (int. aviation) | Energetic | transport_int_aviation_final_demand_coal | Solids | EU | Energy demand | 0 | FEC
NL | TYNDP2026 | HEV | 2035 | TWh | 318 | Sub_sector | International transport | International aviation | Transport (int. aviation) | Energetic | transport_int_aviation_final_demand_oil | Liquids | EU | Energy demand | 41.8423 | FEC
NL | TYNDP2026 | HEV | 2035 | TWh | 319 | Sub_sector | International transport | International aviation | Transport (int. aviation) | Energetic | transport_int_aviation_final_demand_other | Others | EU | Energy demand | 0 | FEC
NL | TYNDP2026 | HEV | 2035 | TWh | 320 | Sub_sector | International transport | International aviation | Transport (int. aviation) | Energetic | transport_int_aviation_final_demand_ammonia | Ammonia | EU | Energy demand | 0 | FEC
NL | TYNDP2026 | HEV | 2035 | TWh | 322 | Sub_sector | International transport | International shipping | Transport (int. shipping) | Energetic | transport_int_shipping_final_demand_electricity | Electricity | EU | Energy demand | 1.2593 | not_included_in_FEC
NL | TYNDP2026 | HEV | 2035 | TWh | 323 | Sub_sector | International transport | International shipping | Transport (int. shipping) | Energetic | transport_int_shipping_final_demand_hydrogen | Hydrogen | EU | Energy demand | 1.8993 | not_included_in_FEC
NL | TYNDP2026 | HEV | 2035 | TWh | 324 | Sub_sector | International transport | International shipping | Transport (int. shipping) | Energetic | transport_int_shipping_final_demand_methane | Methane | EU | Energy demand | 9.7294 | not_included_in_FEC
NL | TYNDP2026 | HEV | 2035 | TWh | 325 | Sub_sector | International transport | International shipping | Transport (int. shipping) | Energetic | transport_int_shipping_final_demand_heat | Heat | EU | Energy demand | 0 | not_included_in_FEC
NL | TYNDP2026 | HEV | 2035 | TWh | 326 | Sub_sector | International transport | International shipping | Transport (int. shipping) | Energetic | transport_int_shipping_final_demand_biofuels | Biomass | EU | Energy demand | 0 | not_included_in_FEC
NL | TYNDP2026 | HEV | 2035 | TWh | 327 | Sub_sector | International transport | International shipping | Transport (int. shipping) | Energetic | transport_int_shipping_final_demand_coal | Solids | EU | Energy demand | 0 | not_included_in_FEC
NL | TYNDP2026 | HEV | 2035 | TWh | 328 | Sub_sector | International transport | International shipping | Transport (int. shipping) | Energetic | transport_int_shipping_final_demand_oil | Liquids | EU | Energy demand | 52.0999 | not_included_in_FEC
NL | TYNDP2026 | HEV | 2035 | TWh | 329 | Sub_sector | International transport | International shipping | Transport (int. shipping) | Energetic | transport_int_shipping_final_demand_other | Others | EU | Energy demand | 0 | not_included_in_FEC
NL | TYNDP2026 | HEV | 2035 | TWh | 330 | Sub_sector | International transport | International shipping | Transport (int. shipping) | Energetic | transport_int_shipping_final_demand_ammonia | Ammonia | EU | Energy demand | 29.9034 | not_included_in_FEC
NL | TYNDP2026 | HEV | 2035 | TWh | 332 | Sub_sector | Households | Space heating | Households (heating) | Energetic | households_heating_final_demand_electricity | Electricity | EU | Energy demand | 18.9123 | FEC
NL | TYNDP2026 | HEV | 2035 | TWh | 333 | Sub_sector | Households | Space heating | Households (heating) | Energetic | households_heating_final_demand_hydrogen | Hydrogen | EU | Energy demand | 0 | FEC
NL | TYNDP2026 | HEV | 2035 | TWh | 334 | Sub_sector | Households | Space heating | Households (heating) | Energetic | households_heating_final_demand_methane | Methane | EU | Energy demand | 27.6276 | FEC
NL | TYNDP2026 | HEV | 2035 | TWh | 335 | Sub_sector | Households | Space heating | Households (heating) | Energetic | households_heating_final_demand_heat | Heat | EU | Energy demand | 10.7196 | FEC
NL | TYNDP2026 | HEV | 2035 | TWh | 336 | Sub_sector | Households | Space heating | Households (heating) | Energetic | households_heating_final_demand_biomass | Biomass | EU | Energy demand | 2.2914 | FEC
NL | TYNDP2026 | HEV | 2035 | TWh | 337 | Sub_sector | Households | Space heating | Households (heating) | Energetic | households_heating_final_demand_coal | Solids | EU | Energy demand | 0 | FEC
NL | TYNDP2026 | HEV | 2035 | TWh | 338 | Sub_sector | Households | Space heating | Households (heating) | Energetic | households_heating_final_demand_oil | Liquids | EU | Energy demand | 0 | FEC
NL | TYNDP2026 | HEV | 2035 | TWh | 339 | Sub_sector | Households | Space heating | Households (heating) | Energetic | households_heating_final_demand_other | Others | EU | Energy demand | 0 | FEC
NL | TYNDP2026 | HEV | 2035 | TWh | 340 | Sub_sector | Households | Space heating | Households (heating) | Energetic | households_heating_final_demand_ammonia | Ammonia | EU | Energy demand | 0 | FEC
NL | TYNDP2026 | HEV | 2035 | TWh | 343 | Sub_sector | Households | Cooling | Households (cooling) | Energetic | households_cooling_final_demand_electricity | Electricity | EU | Energy demand | 1.8436 | FEC
NL | TYNDP2026 | HEV | 2035 | TWh | 344 | Sub_sector | Households | Cooling | Households (cooling) | Energetic | households_cooling_final_demand_hydrogen | Hydrogen | EU | Energy demand | 0 | FEC
NL | TYNDP2026 | HEV | 2035 | TWh | 345 | Sub_sector | Households | Cooling | Households (cooling) | Energetic | households_cooling_final_demand_methane | Methane | EU | Energy demand | 0 | FEC
NL | TYNDP2026 | HEV | 2035 | TWh | 346 | Sub_sector | Households | Cooling | Households (cooling) | Energetic | households_cooling_final_demand_heat | Heat | EU | Energy demand | 0 | FEC
NL | TYNDP2026 | HEV | 2035 | TWh | 347 | Sub_sector | Households | Cooling | Households (cooling) | Energetic | households_cooling_final_demand_biomass | Biomass | EU | Energy demand | 0 | FEC
NL | TYNDP2026 | HEV | 2035 | TWh | 348 | Sub_sector | Households | Cooling | Households (cooling) | Energetic | households_cooling_final_demand_coal | Solids | EU | Energy demand | 0 | FEC
NL | TYNDP2026 | HEV | 2035 | TWh | 349 | Sub_sector | Households | Cooling | Households (cooling) | Energetic | households_cooling_final_demand_oil | Liquids | EU | Energy demand | 0 | FEC
NL | TYNDP2026 | HEV | 2035 | TWh | 350 | Sub_sector | Households | Cooling | Households (cooling) | Energetic | households_cooling_final_demand_other | Others | EU | Energy demand | 0 | FEC
NL | TYNDP2026 | HEV | 2035 | TWh | 351 | Sub_sector | Households | Cooling | Households (cooling) | Energetic | households_cooling_final_demand_ammonia | Ammonia | EU | Energy demand | 0 | FEC
NL | TYNDP2026 | HEV | 2035 | TWh | 354 | Sub_sector | Households | Hot water | Households (hot water) | Energetic | households_hot_water_final_demand_electricity | Electricity | EU | Energy demand | 1.6965 | FEC
NL | TYNDP2026 | HEV | 2035 | TWh | 355 | Sub_sector | Households | Hot water | Households (hot water) | Energetic | households_hot_water_final_demand_hydrogen | Hydrogen | EU | Energy demand | 0 | FEC
NL | TYNDP2026 | HEV | 2035 | TWh | 356 | Sub_sector | Households | Hot water | Households (hot water) | Energetic | households_hot_water_final_demand_methane | Methane | EU | Energy demand | 8.2342 | FEC
NL | TYNDP2026 | HEV | 2035 | TWh | 357 | Sub_sector | Households | Hot water | Households (hot water) | Energetic | households_hot_water_final_demand_heat | Heat | EU | Energy demand | 1.466 | FEC
NL | TYNDP2026 | HEV | 2035 | TWh | 358 | Sub_sector | Households | Hot water | Households (hot water) | Energetic | households_hot_water_final_demand_biomass | Biomass | EU | Energy demand | 0.31039 | FEC
NL | TYNDP2026 | HEV | 2035 | TWh | 359 | Sub_sector | Households | Hot water | Households (hot water) | Energetic | households_hot_water_final_demand_coal | Solids | EU | Energy demand | 0 | FEC
NL | TYNDP2026 | HEV | 2035 | TWh | 360 | Sub_sector | Households | Hot water | Households (hot water) | Energetic | households_hot_water_final_demand_oil | Liquids | EU | Energy demand | 0 | FEC
NL | TYNDP2026 | HEV | 2035 | TWh | 361 | Sub_sector | Households | Hot water | Households (hot water) | Energetic | households_hot_water_final_demand_other | Others | EU | Energy demand | 0.29372 | FEC
NL | TYNDP2026 | HEV | 2035 | TWh | 362 | Sub_sector | Households | Hot water | Households (hot water) | Energetic | households_hot_water_final_demand_ammonia | Ammonia | EU | Energy demand | 0 | FEC
NL | TYNDP2026 | HEV | 2035 | TWh | 365 | Sub_sector | Households | Appliances | Households (appliances) | Energetic | households_appliances_final_demand_electricity | Electricity | EU | Energy demand | 17.7671 | FEC
NL | TYNDP2026 | HEV | 2035 | TWh | 366 | Sub_sector | Households | Appliances | Households (appliances) | Energetic | households_appliances_final_demand_hydrogen | Hydrogen | EU | Energy demand | 0 | FEC
NL | TYNDP2026 | HEV | 2035 | TWh | 367 | Sub_sector | Households | Appliances | Households (appliances) | Energetic | households_appliances_final_demand_methane | Methane | EU | Energy demand | 0.29752 | FEC
NL | TYNDP2026 | HEV | 2035 | TWh | 368 | Sub_sector | Households | Appliances | Households (appliances) | Energetic | households_appliances_final_demand_heat | Heat | EU | Energy demand | 0 | FEC
NL | TYNDP2026 | HEV | 2035 | TWh | 369 | Sub_sector | Households | Appliances | Households (appliances) | Energetic | households_appliances_final_demand_biomass | Biomass | EU | Energy demand | 0 | FEC
NL | TYNDP2026 | HEV | 2035 | TWh | 370 | Sub_sector | Households | Appliances | Households (appliances) | Energetic | households_appliances_final_demand_coal | Solids | EU | Energy demand | 0 | FEC
NL | TYNDP2026 | HEV | 2035 | TWh | 371 | Sub_sector | Households | Appliances | Households (appliances) | Energetic | households_appliances_final_demand_oil | Liquids | EU | Energy demand | 0 | FEC
NL | TYNDP2026 | HEV | 2035 | TWh | 372 | Sub_sector | Households | Appliances | Households (appliances) | Energetic | households_appliances_final_demand_other | Others | EU | Energy demand | 0 | FEC
NL | TYNDP2026 | HEV | 2035 | TWh | 373 | Sub_sector | Households | Appliances | Households (appliances) | Energetic | households_appliances_final_demand_ammonia | Ammonia | EU | Energy demand | 0 | FEC
NL | TYNDP2026 | HEV | 2035 | TWh | 375 | Sub_sector | Buildings | Space heating | Buildings (heat) | Energetic | buildings_heat_final_demand_electricity | Electricity | EU | Energy demand | 5.655 | FEC
NL | TYNDP2026 | HEV | 2035 | TWh | 376 | Sub_sector | Buildings | Space heating | Buildings (heat) | Energetic | buildings_heat_final_demand_hydrogen | Hydrogen | EU | Energy demand | 0 | FEC
NL | TYNDP2026 | HEV | 2035 | TWh | 377 | Sub_sector | Buildings | Space heating | Buildings (heat) | Energetic | buildings_heat_final_demand_methane | Methane | EU | Energy demand | 25.076 | FEC
NL | TYNDP2026 | HEV | 2035 | TWh | 378 | Sub_sector | Buildings | Space heating | Buildings (heat) | Energetic | buildings_heat_final_demand_heat | Heat | EU | Energy demand | 6.356 | FEC
NL | TYNDP2026 | HEV | 2035 | TWh | 379 | Sub_sector | Buildings | Space heating | Buildings (heat) | Energetic | buildings_heat_final_demand_biomass | Biomass | EU | Energy demand | 0 | FEC
NL | TYNDP2026 | HEV | 2035 | TWh | 380 | Sub_sector | Buildings | Space heating | Buildings (heat) | Energetic | buildings_heat_final_demand_coal | Solids | EU | Energy demand | 0 | FEC
NL | TYNDP2026 | HEV | 2035 | TWh | 381 | Sub_sector | Buildings | Space heating | Buildings (heat) | Energetic | buildings_heat_final_demand_oil | Liquids | EU | Energy demand | 0 | FEC
NL | TYNDP2026 | HEV | 2035 | TWh | 382 | Sub_sector | Buildings | Space heating | Buildings (heat) | Energetic | buildings_heat_final_demand_other | Others | EU | Energy demand | 0 | FEC
NL | TYNDP2026 | HEV | 2035 | TWh | 383 | Sub_sector | Buildings | Space heating | Buildings (heat) | Energetic | buildings_heat_final_demand_ammonia | Ammonia | EU | Energy demand | 0 | FEC
NL | TYNDP2026 | HEV | 2035 | TWh | 386 | Sub_sector | Buildings | Cooling | Buildings (cooling) | Energetic | buildings_cooling_final_demand_electricity | Electricity | EU | Energy demand | 3.6008 | FEC
NL | TYNDP2026 | HEV | 2035 | TWh | 387 | Sub_sector | Buildings | Cooling | Buildings (cooling) | Energetic | buildings_cooling_final_demand_hydrogen | Hydrogen | EU | Energy demand | 0 | FEC
NL | TYNDP2026 | HEV | 2035 | TWh | 388 | Sub_sector | Buildings | Cooling | Buildings (cooling) | Energetic | buildings_cooling_final_demand_methane | Methane | EU | Energy demand | 1.13e-14 | FEC
NL | TYNDP2026 | HEV | 2035 | TWh | 389 | Sub_sector | Buildings | Cooling | Buildings (cooling) | Energetic | buildings_cooling_final_demand_heat | Heat | EU | Energy demand | 0 | FEC
NL | TYNDP2026 | HEV | 2035 | TWh | 390 | Sub_sector | Buildings | Cooling | Buildings (cooling) | Energetic | buildings_cooling_final_demand_biomass | Biomass | EU | Energy demand | 0 | FEC
NL | TYNDP2026 | HEV | 2035 | TWh | 391 | Sub_sector | Buildings | Cooling | Buildings (cooling) | Energetic | buildings_cooling_final_demand_coal | Solids | EU | Energy demand | 0 | FEC
NL | TYNDP2026 | HEV | 2035 | TWh | 392 | Sub_sector | Buildings | Cooling | Buildings (cooling) | Energetic | buildings_cooling_final_demand_oil | Liquids | EU | Energy demand | 0 | FEC
NL | TYNDP2026 | HEV | 2035 | TWh | 393 | Sub_sector | Buildings | Cooling | Buildings (cooling) | Energetic | buildings_cooling_final_demand_other | Others | EU | Energy demand | 0 | FEC
NL | TYNDP2026 | HEV | 2035 | TWh | 394 | Sub_sector | Buildings | Cooling | Buildings (cooling) | Energetic | buildings_cooling_final_demand_ammonia | Ammonia | EU | Energy demand | 0 | FEC
NL | TYNDP2026 | HEV | 2035 | TWh | 397 | Sub_sector | Buildings | Appliances | Buildings (appliances) | Energetic | buildings_appliances_final_demand_electricity | Electricity | EU | Energy demand | 18.8859 | FEC
NL | TYNDP2026 | HEV | 2035 | TWh | 398 | Sub_sector | Buildings | Appliances | Buildings (appliances) | Energetic | buildings_appliances_final_demand_hydrogen | Hydrogen | EU | Energy demand | 0 | FEC
NL | TYNDP2026 | HEV | 2035 | TWh | 399 | Sub_sector | Buildings | Appliances | Buildings (appliances) | Energetic | buildings_appliances_final_demand_methane | Methane | EU | Energy demand | 0.049952 | FEC
NL | TYNDP2026 | HEV | 2035 | TWh | 400 | Sub_sector | Buildings | Appliances | Buildings (appliances) | Energetic | buildings_appliances_final_demand_heat | Heat | EU | Energy demand | 0 | FEC
NL | TYNDP2026 | HEV | 2035 | TWh | 401 | Sub_sector | Buildings | Appliances | Buildings (appliances) | Energetic | buildings_appliances_final_demand_biomass | Biomass | EU | Energy demand | 0 | FEC
NL | TYNDP2026 | HEV | 2035 | TWh | 402 | Sub_sector | Buildings | Appliances | Buildings (appliances) | Energetic | buildings_appliances_final_demand_coal | Solids | EU | Energy demand | 0 | FEC
NL | TYNDP2026 | HEV | 2035 | TWh | 403 | Sub_sector | Buildings | Appliances | Buildings (appliances) | Energetic | buildings_appliances_final_demand_oil | Liquids | EU | Energy demand | 0 | FEC
NL | TYNDP2026 | HEV | 2035 | TWh | 404 | Sub_sector | Buildings | Appliances | Buildings (appliances) | Energetic | buildings_appliances_final_demand_other | Others | EU | Energy demand | 0 | FEC
NL | TYNDP2026 | HEV | 2035 | TWh | 405 | Sub_sector | Buildings | Appliances | Buildings (appliances) | Energetic | buildings_appliances_final_demand_ammonia | Ammonia | EU | Energy demand | 0 | FEC
NL | TYNDP2026 | HEV | 2035 | TWh | 407 | Sub_sector | Buildings | Datacenters | Datacenters & ICT | Energetic | datacentres_final_demand_electricity_energetic | Electricity | EU | Energy demand | 41.0848 | FEC
NL | TYNDP2026 | HEV | 2035 | TWh | 408 | Sub_sector | Buildings | Datacenters | Datacenters & ICT | Energetic | datacentres_final_demand_hydrogen_energetic | Hydrogen | EU | Energy demand | 0 | FEC
NL | TYNDP2026 | HEV | 2035 | TWh | 409 | Sub_sector | Buildings | Datacenters | Datacenters & ICT | Energetic | datacentres_final_demand_methane_energetic | Methane | EU | Energy demand | 0 | FEC
NL | TYNDP2026 | HEV | 2035 | TWh | 410 | Sub_sector | Buildings | Datacenters | Datacenters & ICT | Energetic | datacentres_final_demand_heat_energetic | Heat | EU | Energy demand | 0 | FEC
NL | TYNDP2026 | HEV | 2035 | TWh | 411 | Sub_sector | Buildings | Datacenters | Datacenters & ICT | Energetic | datacentres_final_demand_biomass_energetic | Biomass | EU | Energy demand | 0 | FEC
NL | TYNDP2026 | HEV | 2035 | TWh | 412 | Sub_sector | Buildings | Datacenters | Datacenters & ICT | Energetic | datacentres_final_demand_coal_energetic | Solids | EU | Energy demand | 0 | FEC
NL | TYNDP2026 | HEV | 2035 | TWh | 413 | Sub_sector | Buildings | Datacenters | Datacenters & ICT | Energetic | datacentres_final_demand_oil_energetic | Liquids | EU | Energy demand | 0 | FEC
NL | TYNDP2026 | HEV | 2035 | TWh | 414 | Sub_sector | Buildings | Datacenters | Datacenters & ICT | Energetic | datacentres_final_demand_other_energetic | Others | EU | Energy demand | 0 | FEC
NL | TYNDP2026 | HEV | 2035 | TWh | 415 | Sub_sector | Buildings | Datacenters | Datacenters & ICT | Energetic | datacentres_final_demand_ammonia_energetic | Ammonia | EU | Energy demand | 0 | FEC
NL | TYNDP2026 | HEV | 2035 | TWh | 417 | Sub_sector | Transport | Others_Sector | Others_Sector | Energetic | other_final_demand_electricity_energetic | Electricity | EU | Energy demand | 0 | FEC
NL | TYNDP2026 | HEV | 2035 | TWh | 418 | Sub_sector | Transport | Others_Sector | Others_Sector | Energetic | other_final_demand_hydrogen_energetic | Hydrogen | EU | Energy demand | 0 | FEC
NL | TYNDP2026 | HEV | 2035 | TWh | 419 | Sub_sector | Transport | Pipeline Transport | Others_Sector | Energetic | other_final_demand_methane_energetic | Methane | EU | Energy demand | 0.037449 | FEC
NL | TYNDP2026 | HEV | 2035 | TWh | 420 | Sub_sector | Transport | Others_Sector | Others_Sector | Energetic | other_final_demand_heat_energetic | Heat | EU | Energy demand | 0 | FEC
NL | TYNDP2026 | HEV | 2035 | TWh | 421 | Sub_sector | Transport | Others_Sector | Others_Sector | Energetic | other_final_demand_biomass_energetic | Biomass | EU | Energy demand | 0 | FEC
NL | TYNDP2026 | HEV | 2035 | TWh | 422 | Sub_sector | Transport | Others_Sector | Others_Sector | Energetic | other_final_demand_coal_energetic | Solids | EU | Energy demand | 0 | FEC
NL | TYNDP2026 | HEV | 2035 | TWh | 423 | Sub_sector | Transport | Others_Sector | Others_Sector | Energetic | other_final_demand_oil_energetic | Liquids | EU | Energy demand | 0.30904 | FEC
NL | TYNDP2026 | HEV | 2035 | TWh | 424 | Sub_sector | Others_Sector | Others_Sector | Others_Sector | Non-energetic | other_final_demand_oil_non_energetic | Liquids | EU | Energy demand | 0.44568 | not_included_in_FEC
NL | TYNDP2026 | HEV | 2035 | TWh | 425 | Sub_sector | Transport | Others_Sector | Others_Sector | Energetic | other_final_demand_other_energetic | Others | EU | Energy demand | 0 | FEC
NL | TYNDP2026 | HEV | 2035 | TWh | 426 | Sub_sector | Transport | Others_Sector | Others_Sector | Energetic | other_final_demand_ammonia_energetic | Ammonia | EU | Energy demand | 0 | FEC
NL | TYNDP2026 | HEV | 2035 | TWh | 427 | Sub_sector | Industry | Surplus_Heat_in_Industry | Surplus_Heat_in_Industry | Energetic | final_demand_of_industry_unused_local_production_steam_hot_water | Heat | EU | Energy demand | 3.6766 | FEC
NL | TYNDP2026 | HEV | 2035 | TWh | 429 | Sub_sector | Agriculture | Total | Agriculture | Energetic | agriculture_final_demand_electricity_energetic | Electricity | EU | Energy demand | 11.8656 | FEC
NL | TYNDP2026 | HEV | 2035 | TWh | 430 | Sub_sector | Agriculture | Total | Agriculture | Energetic | agriculture_final_demand_hydrogen_energetic | Hydrogen | EU | Energy demand | 0 | FEC
NL | TYNDP2026 | HEV | 2035 | TWh | 431 | Sub_sector | Agriculture | Total | Agriculture | Energetic | agriculture_final_demand_methane_energetic | Methane | EU | Energy demand | 1.9943 | FEC
NL | TYNDP2026 | HEV | 2035 | TWh | 432 | Sub_sector | Agriculture | Total | Agriculture | Energetic | agriculture_final_demand_heat_energetic | Heat | EU | Energy demand | 23.666 | FEC
NL | TYNDP2026 | HEV | 2035 | TWh | 433 | Sub_sector | Agriculture | Total | Agriculture | Energetic | agriculture_final_demand_biomass_energetic | Biomass | EU | Energy demand | 1.9068 | FEC
NL | TYNDP2026 | HEV | 2035 | TWh | 434 | Sub_sector | Agriculture | Total | Agriculture | Energetic | agriculture_final_demand_coal_energetic | Solids | EU | Energy demand | 0 | FEC
NL | TYNDP2026 | HEV | 2035 | TWh | 435 | Sub_sector | Agriculture | Total | Agriculture | Energetic | agriculture_final_demand_oil_energetic | Liquids | EU | Energy demand | 0 | FEC
NL | TYNDP2026 | HEV | 2035 | TWh | 436 | Sub_sector | Agriculture | Total | Agriculture | Energetic | agriculture_final_demand_other_energetic | Others | EU | Energy demand | 0 | FEC
NL | TYNDP2026 | HEV | 2035 | TWh | 437 | Sub_sector | Agriculture | Total | Agriculture | Energetic | agriculture_final_demand_ammonia_energetic | Ammonia | EU | Energy demand | 0 | FEC
NL | TYNDP2026 | HEV | 2035 | TWh | 447 | Sub_sector | Buildings | Surplus Energy | Buildings | Energetic | GAP | Electricity | EU | Energy demand | 0 | FEC
NL | TYNDP2026 | HEV | 2035 | TWh | 448 | Sub_sector | Buildings | Surplus Energy | Buildings | Energetic | GAP | Hydrogen | EU | Energy demand | 0 | FEC
NL | TYNDP2026 | HEV | 2035 | TWh | 449 | Sub_sector | Buildings | Surplus Energy | Buildings | Energetic | GAP | Methane | EU | Energy demand | 0 | FEC
NL | TYNDP2026 | HEV | 2035 | TWh | 450 | Sub_sector | Buildings | Surplus Energy | Buildings | Energetic | GAP | Heat | EU | Energy demand | 0 | FEC
NL | TYNDP2026 | HEV | 2035 | TWh | 451 | Sub_sector | Buildings | Surplus Energy | Buildings | Energetic | GAP | Biomass | EU | Energy demand | 0 | FEC
NL | TYNDP2026 | HEV | 2035 | TWh | 452 | Sub_sector | Buildings | Surplus Energy | Buildings | Energetic | GAP | Solids | EU | Energy demand | 0.031308 | FEC
NL | TYNDP2026 | HEV | 2035 | TWh | 453 | Sub_sector | Buildings | Surplus Energy | Buildings | Energetic | GAP | Liquids | EU | Energy demand | 0.9766 | FEC
NL | TYNDP2026 | HEV | 2035 | TWh | 454 | Sub_sector | Buildings | Surplus Energy | Buildings | Energetic | GAP | Others | EU | Energy demand | 0 | FEC
NL | TYNDP2026 | HEV | 2035 | TWh | 455 | Sub_sector | Buildings | Surplus Energy | Buildings | Energetic | GAP | Ammonia | EU | Energy demand | 0 | FEC
NL | TYNDP2026 | HEV | 2035 | TWh | 456 | Sub_sector | Households | Surplus Energy | Households | Energetic | GAP | Electricity | EU | Energy demand | 0 | FEC
NL | TYNDP2026 | HEV | 2035 | TWh | 457 | Sub_sector | Households | Surplus Energy | Households | Energetic | GAP | Hydrogen | EU | Energy demand | 0 | FEC
NL | TYNDP2026 | HEV | 2035 | TWh | 458 | Sub_sector | Households | Surplus Energy | Households | Energetic | GAP | Methane | EU | Energy demand | 0 | FEC
NL | TYNDP2026 | HEV | 2035 | TWh | 459 | Sub_sector | Households | Surplus Energy | Households | Energetic | GAP | Heat | EU | Energy demand | 0 | FEC
NL | TYNDP2026 | HEV | 2035 | TWh | 460 | Sub_sector | Households | Surplus Energy | Households | Energetic | GAP | Biomass | EU | Energy demand | 0 | FEC
NL | TYNDP2026 | HEV | 2035 | TWh | 461 | Sub_sector | Households | Surplus Energy | Households | Energetic | GAP | Solids | EU | Energy demand | 0 | FEC
NL | TYNDP2026 | HEV | 2035 | TWh | 462 | Sub_sector | Households | Surplus Energy | Households | Energetic | GAP | Liquids | EU | Energy demand | 0 | FEC
NL | TYNDP2026 | HEV | 2035 | TWh | 463 | Sub_sector | Households | Surplus Energy | Households | Energetic | GAP | Others | EU | Energy demand | 0 | FEC
NL | TYNDP2026 | HEV | 2035 | TWh | 464 | Sub_sector | Households | Surplus Energy | Households | Energetic | GAP | Ammonia | EU | Energy demand | 0 | FEC
NL | TYNDP2026 | HEV | 2040 | TWh | 102 | Sub_sector | Industry | Aluminium | Industry (aluminium) | Energetic | industry_aluminium_demand_electricity_energetic | Electricity | EU | Energy demand | 0.01892 | FEC
NL | TYNDP2026 | HEV | 2040 | TWh | 103 | Sub_sector | Industry | Aluminium | Industry (aluminium) | Energetic | industry_aluminium_demand_hydrogen_energetic | Hydrogen | EU | Energy demand | 0.055793 | FEC
NL | TYNDP2026 | HEV | 2040 | TWh | 104 | Sub_sector | Industry | Aluminium | Industry (aluminium) | Energetic | industry_aluminium_demand_methane_energetic | Methane | EU | Energy demand | 0 | FEC
NL | TYNDP2026 | HEV | 2040 | TWh | 105 | Sub_sector | Industry | Aluminium | Industry (aluminium) | Energetic | industry_aluminium_demand_heat_energetic | Heat | EU | Energy demand | 0 | FEC
NL | TYNDP2026 | HEV | 2040 | TWh | 106 | Sub_sector | Industry | Aluminium | Industry (aluminium) | Energetic | industry_aluminium_demand_biomass_energetic | Biomass | EU | Energy demand | 0 | FEC
NL | TYNDP2026 | HEV | 2040 | TWh | 107 | Sub_sector | Industry | Aluminium | Industry (aluminium) | Energetic | industry_aluminium_demand_coal_energetic | Solids | EU | Energy demand | 0 | FEC
NL | TYNDP2026 | HEV | 2040 | TWh | 108 | Sub_sector | Industry | Aluminium | Industry (aluminium) | Energetic | industry_aluminium_demand_oil_energetic | Liquids | EU | Energy demand | 0 | FEC
NL | TYNDP2026 | HEV | 2040 | TWh | 109 | Sub_sector | Industry | Aluminium | Industry (aluminium) | Energetic | industry_aluminium_demand_others_energetic | Others | EU | Energy demand | 0 | FEC
NL | TYNDP2026 | HEV | 2040 | TWh | 110 | Sub_sector | Industry | Aluminium | Industry (aluminium) | Energetic | industry_ammonia_demand_others_energetic | Ammonia | EU | Energy demand | 0 | FEC
NL | TYNDP2026 | HEV | 2040 | TWh | 112 | Sub_sector | Industry | Chemicals | Industry (chemicals, energetic) | Energetic | industry_chemical_demand_electricity_energetic | Electricity | EU | Energy demand | 40.0328 | FEC
NL | TYNDP2026 | HEV | 2040 | TWh | 113 | Sub_sector | Industry | Chemicals | Industry (chemicals, energetic) | Energetic | industry_chemical_demand_hydrogen_energetic | Hydrogen | EU | Energy demand | 13.1577 | FEC
NL | TYNDP2026 | HEV | 2040 | TWh | 114 | Sub_sector | Industry | Chemicals | Industry (chemicals, energetic) | Energetic | industry_chemical_demand_methane_energetic | Methane | EU | Energy demand | 12.3913 | FEC
NL | TYNDP2026 | HEV | 2040 | TWh | 115 | Sub_sector | Industry | Chemicals | Industry (chemicals, energetic) | Energetic | industry_chemical_demand_heat_energetic | Heat | EU | Energy demand | 5.4316 | FEC
NL | TYNDP2026 | HEV | 2040 | TWh | 116 | Sub_sector | Industry | Chemicals | Industry (chemicals, energetic) | Energetic | industry_chemical_demand_biomass_energetic | Biomass | EU | Energy demand | 0.33933 | FEC
NL | TYNDP2026 | HEV | 2040 | TWh | 117 | Sub_sector | Industry | Chemicals | Industry (chemicals, energetic) | Energetic | industry_chemical_demand_coal_energetic | Solids | EU | Energy demand | 0 | FEC
NL | TYNDP2026 | HEV | 2040 | TWh | 118 | Sub_sector | Industry | Chemicals | Industry (chemicals, energetic) | Energetic | industry_chemical_demand_oil_energetic | Liquids | EU | Energy demand | 0.85328 | FEC
NL | TYNDP2026 | HEV | 2040 | TWh | 119 | Sub_sector | Industry | Chemicals | Industry (chemicals, energetic) | Energetic | industry_chemical_demand_others_energetic | Others | EU | Energy demand | 0 | FEC
NL | TYNDP2026 | HEV | 2040 | TWh | 120 | Sub_sector | Industry | Chemicals | Industry (chemicals, energetic) | Energetic | industry_chemical_demand_ammonia_energetic | Ammonia | EU | Energy demand | 0 | FEC
NL | TYNDP2026 | HEV | 2040 | TWh | 122 | Sub_sector | Industry | Chemicals | Industry (chemicals, non-energetic) | Non-energetic | industry_chemical_demand_electricity_non_energetic | Electricity | EU | Energy demand | 2.48e-11 | not_included_in_FEC
NL | TYNDP2026 | HEV | 2040 | TWh | 123 | Sub_sector | Industry | Chemicals | Industry (chemicals, non-energetic) | Non-energetic | industry_chemical_demand_hydrogen_non_energetic | Hydrogen | EU | Energy demand | 11.7179 | not_included_in_FEC
NL | TYNDP2026 | HEV | 2040 | TWh | 124 | Sub_sector | Industry | Chemicals | Industry (chemicals, non-energetic) | Non-energetic | industry_chemical_demand_methane_non_energetic | Methane | EU | Energy demand | 28.4003 | not_included_in_FEC
NL | TYNDP2026 | HEV | 2040 | TWh | 125 | Sub_sector | Industry | Chemicals | Industry (chemicals, non-energetic) | Non-energetic | industry_chemical_demand_heat_non_energetic | Heat | EU | Energy demand | 0 | not_included_in_FEC
NL | TYNDP2026 | HEV | 2040 | TWh | 126 | Sub_sector | Industry | Chemicals | Industry (chemicals, non-energetic) | Non-energetic | industry_chemical_demand_biomass_non_energetic | Biomass | EU | Energy demand | 34.5437 | not_included_in_FEC
NL | TYNDP2026 | HEV | 2040 | TWh | 127 | Sub_sector | Industry | Chemicals | Industry (chemicals, non-energetic) | Non-energetic | industry_chemical_demand_coal_non_energetic | Solids | EU | Energy demand | 0 | not_included_in_FEC
NL | TYNDP2026 | HEV | 2040 | TWh | 128 | Sub_sector | Industry | Chemicals | Industry (chemicals, non-energetic) | Non-energetic | industry_chemical_demand_oil_non_energetic | Liquids | EU | Energy demand | 116.688 | not_included_in_FEC
NL | TYNDP2026 | HEV | 2040 | TWh | 129 | Sub_sector | Industry | Chemicals | Industry (chemicals, non-energetic) | Non-energetic | industry_chemical_demand_others_non_energetic | Others | EU | Energy demand | 9.9545 | not_included_in_FEC
NL | TYNDP2026 | HEV | 2040 | TWh | 130 | Sub_sector | Industry | Chemicals | Industry (chemicals, non-energetic) | Non-energetic | industry_chemical_demand_ammonia_non_energetic | Ammonia | EU | Energy demand | 0 | not_included_in_FEC
NL | TYNDP2026 | HEV | 2040 | TWh | 132 | Sub_sector | Industry | Fertilizers | Industry (fertilizers, energetic) | Energetic | industry_fertilizers_demand_electricity_energetic | Electricity | EU | Energy demand | 0 | FEC
NL | TYNDP2026 | HEV | 2040 | TWh | 133 | Sub_sector | Industry | Fertilizers | Industry (fertilizers, energetic) | Energetic | industry_fertilizers_demand_hydrogen_energetic | Hydrogen | EU | Energy demand | 0 | FEC
NL | TYNDP2026 | HEV | 2040 | TWh | 134 | Sub_sector | Industry | Fertilizers | Industry (fertilizers, energetic) | Energetic | industry_fertilizers_demand_methane_energetic | Methane | EU | Energy demand | 0 | FEC
NL | TYNDP2026 | HEV | 2040 | TWh | 135 | Sub_sector | Industry | Fertilizers | Industry (fertilizers, energetic) | Energetic | industry_fertilizers_demand_heat_energetic | Heat | EU | Energy demand | 0 | FEC
NL | TYNDP2026 | HEV | 2040 | TWh | 136 | Sub_sector | Industry | Fertilizers | Industry (fertilizers, energetic) | Energetic | industry_fertilizers_demand_biomass_energetic | Biomass | EU | Energy demand | 0 | FEC
NL | TYNDP2026 | HEV | 2040 | TWh | 137 | Sub_sector | Industry | Fertilizers | Industry (fertilizers, energetic) | Energetic | industry_fertilizers_demand_coal_energetic | Solids | EU | Energy demand | 0 | FEC
NL | TYNDP2026 | HEV | 2040 | TWh | 138 | Sub_sector | Industry | Fertilizers | Industry (fertilizers, energetic) | Energetic | industry_fertilizers_demand_oil_energetic | Liquids | EU | Energy demand | 0 | FEC
NL | TYNDP2026 | HEV | 2040 | TWh | 139 | Sub_sector | Industry | Fertilizers | Industry (fertilizers, energetic) | Energetic | industry_fertilizers_demand_others_energetic | Others | EU | Energy demand | 0 | FEC
NL | TYNDP2026 | HEV | 2040 | TWh | 140 | Sub_sector | Industry | Fertilizers | Industry (fertilizers, energetic) | Energetic | industry_fertilizers_demand_ammonia_energetic | Ammonia | EU | Energy demand | 0 | FEC
NL | TYNDP2026 | HEV | 2040 | TWh | 142 | Sub_sector | Industry | Fertilizers | Industry (fertilizers, non-energetic) | Non-energetic | industry_fertilizers_demand_electricity_non_energetic | Electricity | EU | Energy demand | 0 | not_included_in_FEC
NL | TYNDP2026 | HEV | 2040 | TWh | 143 | Sub_sector | Industry | Fertilizers | Industry (fertilizers, non-energetic) | Non-energetic | industry_fertilizers_demand_hydrogen_non_energetic | Hydrogen | EU | Energy demand | 0 | not_included_in_FEC
NL | TYNDP2026 | HEV | 2040 | TWh | 144 | Sub_sector | Industry | Fertilizers | Industry (fertilizers, non-energetic) | Non-energetic | industry_fertilizers_demand_methane_non_energetic | Methane | EU | Energy demand | 0 | not_included_in_FEC
NL | TYNDP2026 | HEV | 2040 | TWh | 145 | Sub_sector | Industry | Fertilizers | Industry (fertilizers, non-energetic) | Non-energetic | industry_fertilizers_demand_heat_non_energetic | Heat | EU | Energy demand | 0 | not_included_in_FEC
NL | TYNDP2026 | HEV | 2040 | TWh | 146 | Sub_sector | Industry | Fertilizers | Industry (fertilizers, non-energetic) | Non-energetic | industry_fertilizers_demand_biomass_non_energetic | Biomass | EU | Energy demand | 0 | not_included_in_FEC
NL | TYNDP2026 | HEV | 2040 | TWh | 147 | Sub_sector | Industry | Fertilizers | Industry (fertilizers, non-energetic) | Non-energetic | industry_fertilizers_demand_coal_non_energetic | Solids | EU | Energy demand | 0 | not_included_in_FEC
NL | TYNDP2026 | HEV | 2040 | TWh | 148 | Sub_sector | Industry | Fertilizers | Industry (fertilizers, non-energetic) | Non-energetic | industry_fertilizers_demand_oil_non_energetic | Liquids | EU | Energy demand | 0 | not_included_in_FEC
NL | TYNDP2026 | HEV | 2040 | TWh | 149 | Sub_sector | Industry | Fertilizers | Industry (fertilizers, non-energetic) | Non-energetic | industry_fertilizers_demand_others_non_energetic | Others | EU | Energy demand | 0 | not_included_in_FEC
NL | TYNDP2026 | HEV | 2040 | TWh | 150 | Sub_sector | Industry | Fertilizers | Industry (fertilizers, non-energetic) | Non-energetic | industry_fertilizers_demand_ammonia_non_energetic | Ammonia | EU | Energy demand | 0 | not_included_in_FEC
NL | TYNDP2026 | HEV | 2040 | TWh | 152 | Sub_sector | Industry | Food | Industry (food) | Energetic | industry_food_demand_electricity_energetic | Electricity | EU | Energy demand | 18.2652 | FEC
NL | TYNDP2026 | HEV | 2040 | TWh | 153 | Sub_sector | Industry | Food | Industry (food) | Energetic | industry_food_demand_hydrogen_energetic | Hydrogen | EU | Energy demand | 0.29964 | FEC
NL | TYNDP2026 | HEV | 2040 | TWh | 154 | Sub_sector | Industry | Food | Industry (food) | Energetic | industry_food_demand_methane_energetic | Methane | EU | Energy demand | 3.4893 | FEC
NL | TYNDP2026 | HEV | 2040 | TWh | 155 | Sub_sector | Industry | Food | Industry (food) | Energetic | industry_food_demand_heat_energetic | Heat | EU | Energy demand | 0 | FEC
NL | TYNDP2026 | HEV | 2040 | TWh | 156 | Sub_sector | Industry | Food | Industry (food) | Energetic | industry_food_demand_biomass_energetic | Biomass | EU | Energy demand | 0.056452 | FEC
NL | TYNDP2026 | HEV | 2040 | TWh | 157 | Sub_sector | Industry | Food | Industry (food) | Energetic | industry_food_demand_coal_energetic | Solids | EU | Energy demand | 0 | FEC
NL | TYNDP2026 | HEV | 2040 | TWh | 158 | Sub_sector | Industry | Food | Industry (food) | Energetic | industry_food_demand_oil_energetic | Liquids | EU | Energy demand | 0.058368 | FEC
NL | TYNDP2026 | HEV | 2040 | TWh | 159 | Sub_sector | Industry | Food | Industry (food) | Energetic | industry_food_demand_others_energetic | Others | EU | Energy demand | 0 | FEC
NL | TYNDP2026 | HEV | 2040 | TWh | 160 | Sub_sector | Industry | Food | Industry (food) | Energetic | industry_food_demand_ammonia_energetic | Ammonia | EU | Energy demand | 0 | FEC
NL | TYNDP2026 | HEV | 2040 | TWh | 162 | Sub_sector | Industry | Metals | Industry (metal) | Energetic | industry_metal_demand_electricity_energetic | Electricity | EU | Energy demand | 1.9336 | FEC
NL | TYNDP2026 | HEV | 2040 | TWh | 163 | Sub_sector | Industry | Metals | Industry (metal) | Energetic | industry_metal_demand_hydrogen_energetic | Hydrogen | EU | Energy demand | 0.019658 | FEC
NL | TYNDP2026 | HEV | 2040 | TWh | 164 | Sub_sector | Industry | Metals | Industry (metal) | Energetic | industry_metal_demand_methane_energetic | Methane | EU | Energy demand | 0.31493 | FEC
NL | TYNDP2026 | HEV | 2040 | TWh | 165 | Sub_sector | Industry | Metals | Industry (metal) | Energetic | industry_metal_demand_heat_energetic | Heat | EU | Energy demand | 0 | FEC
NL | TYNDP2026 | HEV | 2040 | TWh | 166 | Sub_sector | Industry | Metals | Industry (metal) | Energetic | industry_metal_demand_biomass_energetic | Biomass | EU | Energy demand | 0 | FEC
NL | TYNDP2026 | HEV | 2040 | TWh | 167 | Sub_sector | Industry | Metals | Industry (metal) | Energetic | industry_metal_demand_coal_energetic | Solids | EU | Energy demand | 0 | FEC
NL | TYNDP2026 | HEV | 2040 | TWh | 168 | Sub_sector | Industry | Metals | Industry (metal) | Energetic | industry_metal_demand_oil_energetic | Liquids | EU | Energy demand | 0.009 | FEC
NL | TYNDP2026 | HEV | 2040 | TWh | 169 | Sub_sector | Industry | Metals | Industry (metal) | Energetic | industry_metal_demand_others_energetic | Others | EU | Energy demand | 0 | FEC
NL | TYNDP2026 | HEV | 2040 | TWh | 170 | Sub_sector | Industry | Metals | Industry (metal) | Energetic | industry_metal_demand_ammonia_energetic | Ammonia | EU | Energy demand | 0 | FEC
NL | TYNDP2026 | HEV | 2040 | TWh | 172 | Sub_sector | Industry | Others | Industry (other, energetic) | Energetic | industry_other_demand_electricity_energetic | Electricity | EU | Energy demand | 24.7077 | FEC
NL | TYNDP2026 | HEV | 2040 | TWh | 173 | Sub_sector | Industry | Others | Industry (other, energetic) | Energetic | industry_other_demand_hydrogen_energetic | Hydrogen | EU | Energy demand | 0.80966 | FEC
NL | TYNDP2026 | HEV | 2040 | TWh | 174 | Sub_sector | Industry | Others | Industry (other, energetic) | Energetic | industry_other_demand_methane_energetic | Methane | EU | Energy demand | 2.236 | FEC
NL | TYNDP2026 | HEV | 2040 | TWh | 175 | Sub_sector | Industry | Others | Industry (other, energetic) | Energetic | industry_other_demand_heat_energetic | Heat | EU | Energy demand | 0.5176 | FEC
NL | TYNDP2026 | HEV | 2040 | TWh | 176 | Sub_sector | Industry | Others | Industry (other, energetic) | Energetic | industry_other_demand_biomass_energetic | Biomass | EU | Energy demand | 0.074497 | FEC
NL | TYNDP2026 | HEV | 2040 | TWh | 177 | Sub_sector | Industry | Others | Industry (other, energetic) | Energetic | industry_other_demand_coal_energetic | Solids | EU | Energy demand | 0.023767 | FEC
NL | TYNDP2026 | HEV | 2040 | TWh | 178 | Sub_sector | Industry | Others | Industry (other, energetic) | Energetic | industry_other_demand_oil_energetic | Liquids | EU | Energy demand | 0 | FEC
NL | TYNDP2026 | HEV | 2040 | TWh | 179 | Sub_sector | Industry | Others | Industry (other, energetic) | Energetic | industry_other_demand_others_energetic | Others | EU | Energy demand | 0 | FEC
NL | TYNDP2026 | HEV | 2040 | TWh | 180 | Sub_sector | Industry | Others | Industry (other, energetic) | Energetic | industry_other_demand_ammonia_energetic | Ammonia | EU | Energy demand | 0 | FEC
NL | TYNDP2026 | HEV | 2040 | TWh | 182 | Sub_sector | Industry | Others | Industry (other, non-energetic) | Non-energetic | industry_other_demand_electricity_non_energetic | Electricity | EU | Energy demand | 0 | not_included_in_FEC
NL | TYNDP2026 | HEV | 2040 | TWh | 183 | Sub_sector | Industry | Others | Industry (other, non-energetic) | Non-energetic | industry_other_demand_hydrogen_non_energetic | Hydrogen | EU | Energy demand | 0 | not_included_in_FEC
NL | TYNDP2026 | HEV | 2040 | TWh | 184 | Sub_sector | Industry | Others | Industry (other, non-energetic) | Non-energetic | industry_other_demand_methane_non_energetic | Methane | EU | Energy demand | 0 | not_included_in_FEC
NL | TYNDP2026 | HEV | 2040 | TWh | 185 | Sub_sector | Industry | Others | Industry (other, non-energetic) | Non-energetic | industry_other_demand_heat_non_energetic | Heat | EU | Energy demand | 0 | not_included_in_FEC
NL | TYNDP2026 | HEV | 2040 | TWh | 186 | Sub_sector | Industry | Others | Industry (other, non-energetic) | Non-energetic | industry_other_demand_biomass_non_energetic | Biomass | EU | Energy demand | 0 | not_included_in_FEC
NL | TYNDP2026 | HEV | 2040 | TWh | 187 | Sub_sector | Industry | Others | Industry (other, non-energetic) | Non-energetic | industry_other_demand_coal_non_energetic | Solids | EU | Energy demand | 0 | not_included_in_FEC
NL | TYNDP2026 | HEV | 2040 | TWh | 188 | Sub_sector | Industry | Others | Industry (other, non-energetic) | Non-energetic | industry_other_demand_oil_non_energetic | Liquids | EU | Energy demand | 0 | not_included_in_FEC
NL | TYNDP2026 | HEV | 2040 | TWh | 189 | Sub_sector | Industry | Others | Industry (other, non-energetic) | Non-energetic | industry_other_demand_others_non_energetic | Others | EU | Energy demand | 0 | not_included_in_FEC
NL | TYNDP2026 | HEV | 2040 | TWh | 190 | Sub_sector | Industry | Others | Industry (other, non-energetic) | Non-energetic | industry_other_demand_ammonia_non_energetic | Ammonia | EU | Energy demand | 0 | not_included_in_FEC
NL | TYNDP2026 | HEV | 2040 | TWh | 192 | Sub_sector | Industry | Paper | Industry (paper) | Energetic | industry_paper_demand_electricity_energetic | Electricity | EU | Energy demand | 3.7337 | FEC
NL | TYNDP2026 | HEV | 2040 | TWh | 193 | Sub_sector | Industry | Paper | Industry (paper) | Energetic | industry_paper_demand_hydrogen_energetic | Hydrogen | EU | Energy demand | 0.19194 | FEC
NL | TYNDP2026 | HEV | 2040 | TWh | 194 | Sub_sector | Industry | Paper | Industry (paper) | Energetic | industry_paper_demand_methane_energetic | Methane | EU | Energy demand | 0.51909 | FEC
NL | TYNDP2026 | HEV | 2040 | TWh | 195 | Sub_sector | Industry | Paper | Industry (paper) | Energetic | industry_paper_demand_heat_energetic | Heat | EU | Energy demand | 0 | FEC
NL | TYNDP2026 | HEV | 2040 | TWh | 196 | Sub_sector | Industry | Paper | Industry (paper) | Energetic | industry_paper_demand_biomass_energetic | Biomass | EU | Energy demand | 0 | FEC
NL | TYNDP2026 | HEV | 2040 | TWh | 197 | Sub_sector | Industry | Paper | Industry (paper) | Energetic | industry_paper_demand_coal_energetic | Solids | EU | Energy demand | 0 | FEC
NL | TYNDP2026 | HEV | 2040 | TWh | 198 | Sub_sector | Industry | Paper | Industry (paper) | Energetic | industry_paper_demand_oil_energetic | Liquids | EU | Energy demand | 0 | FEC
NL | TYNDP2026 | HEV | 2040 | TWh | 199 | Sub_sector | Industry | Paper | Industry (paper) | Energetic | industry_paper_demand_others_energetic | Others | EU | Energy demand | 0 | FEC
NL | TYNDP2026 | HEV | 2040 | TWh | 200 | Sub_sector | Industry | Paper | Industry (paper) | Energetic | industry_paper_demand_ammonia_energetic | Ammonia | EU | Energy demand | 0 | FEC
NL | TYNDP2026 | HEV | 2040 | TWh | 202 | Sub_sector | Industry | Refineries | Industry (refineries, energetic) | Energetic | industry_refinery_demand_electricity_energetic | Electricity | EU | Energy demand | 9.6073 | not_included_in_FEC
NL | TYNDP2026 | HEV | 2040 | TWh | 203 | Sub_sector | Industry | Refineries | Industry (refineries, energetic) | Energetic | industry_refinery_demand_hydrogen_energetic | Hydrogen | EU | Energy demand | 25.2122 | not_included_in_FEC
NL | TYNDP2026 | HEV | 2040 | TWh | 204 | Sub_sector | Industry | Refineries | Industry (refineries, energetic) | Energetic | industry_refinery_demand_methane_energetic | Methane | EU | Energy demand | 2.6934 | not_included_in_FEC
NL | TYNDP2026 | HEV | 2040 | TWh | 205 | Sub_sector | Industry | Refineries | Industry (refineries, energetic) | Energetic | industry_refinery_demand_heat_energetic | Heat | EU | Energy demand | 0.7104 | not_included_in_FEC
NL | TYNDP2026 | HEV | 2040 | TWh | 206 | Sub_sector | Industry | Refineries | Industry (refineries, energetic) | Energetic | industry_refinery_demand_biomass_energetic | Biomass | EU | Energy demand | 0 | not_included_in_FEC
NL | TYNDP2026 | HEV | 2040 | TWh | 207 | Sub_sector | Industry | Refineries | Industry (refineries, energetic) | Energetic | industry_refinery_demand_coal_energetic | Solids | EU | Energy demand | 0 | not_included_in_FEC
NL | TYNDP2026 | HEV | 2040 | TWh | 208 | Sub_sector | Industry | Refineries | Industry (refineries, energetic) | Energetic | industry_refinery_demand_oil_energetic | Liquids | EU | Energy demand | 4.2681 | not_included_in_FEC
NL | TYNDP2026 | HEV | 2040 | TWh | 209 | Sub_sector | Industry | Refineries | Industry (refineries, energetic) | Energetic | industry_refinery_demand_others_energetic | Others | EU | Energy demand | 0 | not_included_in_FEC
NL | TYNDP2026 | HEV | 2040 | TWh | 210 | Sub_sector | Industry | Refineries | Industry (refineries, energetic) | Energetic | industry_refinery_demand_ammonia_energetic | Ammonia | EU | Energy demand | 0 | not_included_in_FEC
NL | TYNDP2026 | HEV | 2040 | TWh | 212 | Sub_sector | Industry | Refineries | Industry (refineries, non-energetic) | Non-energetic | industry_refinery_demand_electricity_non_energetic | Electricity | EU | Energy demand | 0 | not_included_in_FEC
NL | TYNDP2026 | HEV | 2040 | TWh | 213 | Sub_sector | Industry | Refineries | Industry (refineries, non-energetic) | Non-energetic | industry_refinery_demand_hydrogen_non_energetic | Hydrogen | EU | Energy demand | 0 | not_included_in_FEC
NL | TYNDP2026 | HEV | 2040 | TWh | 214 | Sub_sector | Industry | Refineries | Industry (refineries, non-energetic) | Non-energetic | industry_refinery_demand_methane_non_energetic | Methane | EU | Energy demand | 0 | not_included_in_FEC
NL | TYNDP2026 | HEV | 2040 | TWh | 215 | Sub_sector | Industry | Refineries | Industry (refineries, non-energetic) | Non-energetic | industry_refinery_demand_heat_non_energetic | Heat | EU | Energy demand | 0 | not_included_in_FEC
NL | TYNDP2026 | HEV | 2040 | TWh | 216 | Sub_sector | Industry | Refineries | Industry (refineries, non-energetic) | Non-energetic | industry_refinery_demand_biomass_non_energetic | Biomass | EU | Energy demand | 0 | not_included_in_FEC
NL | TYNDP2026 | HEV | 2040 | TWh | 217 | Sub_sector | Industry | Refineries | Industry (refineries, non-energetic) | Non-energetic | industry_refinery_demand_coal_non_energetic | Solids | EU | Energy demand | 0 | not_included_in_FEC
NL | TYNDP2026 | HEV | 2040 | TWh | 218 | Sub_sector | Industry | Refineries | Industry (refineries, non-energetic) | Non-energetic | industry_refinery_demand_oil_non_energetic | Liquids | EU | Energy demand | 0 | not_included_in_FEC
NL | TYNDP2026 | HEV | 2040 | TWh | 219 | Sub_sector | Industry | Refineries | Industry (refineries, non-energetic) | Non-energetic | industry_refinery_demand_others_non_energetic | Others | EU | Energy demand | 0 | not_included_in_FEC
NL | TYNDP2026 | HEV | 2040 | TWh | 220 | Sub_sector | Industry | Refineries | Industry (refineries, non-energetic) | Non-energetic | industry_refinery_demand_ammonia_non_energetic | Ammonia | EU | Energy demand | 0 | not_included_in_FEC
NL | TYNDP2026 | HEV | 2040 | TWh | 222 | Sub_sector | Industry | Steel | Industry (steel) | Energetic | industry_steel_demand_electricity_energetic | Electricity | EU | Energy demand | 10.0092 | FEC
NL | TYNDP2026 | HEV | 2040 | TWh | 223 | Sub_sector | Industry | Steel | Industry (steel) | Energetic | industry_steel_demand_hydrogen_energetic | Hydrogen | EU | Energy demand | 5.189 | FEC
NL | TYNDP2026 | HEV | 2040 | TWh | 224 | Sub_sector | Industry | Steel | Industry (steel) | Energetic | industry_steel_demand_methane_energetic | Methane | EU | Energy demand | 10.029 | FEC
NL | TYNDP2026 | HEV | 2040 | TWh | 225 | Sub_sector | Industry | Steel | Industry (steel) | Energetic | industry_steel_demand_heat_energetic | Heat | EU | Energy demand | 0 | FEC
NL | TYNDP2026 | HEV | 2040 | TWh | 226 | Sub_sector | Industry | Steel | Industry (steel) | Energetic | industry_steel_demand_biomass_energetic | Biomass | EU | Energy demand | 1.157 | FEC
NL | TYNDP2026 | HEV | 2040 | TWh | 227 | Sub_sector | Industry | Steel | Industry (steel) | Energetic | industry_steel_demand_coal_energetic | Solids | EU | Energy demand | 1.157 | FEC
NL | TYNDP2026 | HEV | 2040 | TWh | 228 | Sub_sector | Industry | Steel | Industry (steel) | Energetic | industry_steel_demand_oil_energetic | Liquids | EU | Energy demand | 0 | FEC
NL | TYNDP2026 | HEV | 2040 | TWh | 229 | Sub_sector | Industry | Steel | Industry (steel) | Energetic | industry_steel_demand_others_energetic | Others | EU | Energy demand | 0 | FEC
NL | TYNDP2026 | HEV | 2040 | TWh | 230 | Sub_sector | Industry | Steel | Industry (steel) | Energetic | industry_steel_demand_ammonia_energetic | Ammonia | EU | Energy demand | 0 | FEC
NL | TYNDP2026 | HEV | 2040 | TWh | 232 | Sub_sector | Transport | Cars | Transport (cars) | Energetic | transport_cars_final_demand_electricity | Electricity | EU | Energy demand | 22.6624 | FEC
NL | TYNDP2026 | HEV | 2040 | TWh | 233 | Sub_sector | Transport | Cars | Transport (cars) | Energetic | transport_cars_final_demand_hydrogen | Hydrogen | EU | Energy demand | 0 | FEC
NL | TYNDP2026 | HEV | 2040 | TWh | 234 | Sub_sector | Transport | Cars | Transport (cars) | Energetic | transport_cars_final_demand_methane | Methane | EU | Energy demand | 0 | FEC
NL | TYNDP2026 | HEV | 2040 | TWh | 235 | Sub_sector | Transport | Cars | Transport (cars) | Energetic | transport_cars_final_demand_heat | Heat | EU | Energy demand | 0 | FEC
NL | TYNDP2026 | HEV | 2040 | TWh | 236 | Sub_sector | Transport | Cars | Transport (cars) | Energetic | transport_cars_final_demand_biomass | Biomass | EU | Energy demand | 0 | FEC
NL | TYNDP2026 | HEV | 2040 | TWh | 237 | Sub_sector | Transport | Cars | Transport (cars) | Energetic | transport_cars_final_demand_coal | Solids | EU | Energy demand | 0 | FEC
NL | TYNDP2026 | HEV | 2040 | TWh | 238 | Sub_sector | Transport | Cars | Transport (cars) | Energetic | transport_cars_final_demand_oil | Liquids | EU | Energy demand | 12.8357 | FEC
NL | TYNDP2026 | HEV | 2040 | TWh | 239 | Sub_sector | Transport | Cars | Transport (cars) | Energetic | transport_cars_final_demand_other | Others | EU | Energy demand | 0 | FEC
NL | TYNDP2026 | HEV | 2040 | TWh | 240 | Sub_sector | Transport | Cars | Transport (cars) | Energetic | transport_cars_final_demand_ammonia | Ammonia | EU | Energy demand | 0 | FEC
NL | TYNDP2026 | HEV | 2040 | TWh | 242 | Sub_sector | Transport | Busses | Transport (busses) | Energetic | transport_busses_final_demand_electricity | Electricity | EU | Energy demand | 1.6626 | FEC
NL | TYNDP2026 | HEV | 2040 | TWh | 243 | Sub_sector | Transport | Busses | Transport (busses) | Energetic | transport_busses_final_demand_hydrogen | Hydrogen | EU | Energy demand | 0.025192 | FEC
NL | TYNDP2026 | HEV | 2040 | TWh | 244 | Sub_sector | Transport | Busses | Transport (busses) | Energetic | transport_busses_final_demand_methane | Methane | EU | Energy demand | 0 | FEC
NL | TYNDP2026 | HEV | 2040 | TWh | 245 | Sub_sector | Transport | Busses | Transport (busses) | Energetic | transport_busses_final_demand_heat | Heat | EU | Energy demand | 0 | FEC
NL | TYNDP2026 | HEV | 2040 | TWh | 246 | Sub_sector | Transport | Busses | Transport (busses) | Energetic | transport_busses_final_demand_biomass | Biomass | EU | Energy demand | 0 | FEC
NL | TYNDP2026 | HEV | 2040 | TWh | 247 | Sub_sector | Transport | Busses | Transport (busses) | Energetic | transport_busses_final_demand_coal | Solids | EU | Energy demand | 0 | FEC
NL | TYNDP2026 | HEV | 2040 | TWh | 248 | Sub_sector | Transport | Busses | Transport (busses) | Energetic | transport_busses_final_demand_oil | Liquids | EU | Energy demand | 0 | FEC
NL | TYNDP2026 | HEV | 2040 | TWh | 249 | Sub_sector | Transport | Busses | Transport (busses) | Energetic | transport_busses_final_demand_other | Others | EU | Energy demand | 0 | FEC
NL | TYNDP2026 | HEV | 2040 | TWh | 250 | Sub_sector | Transport | Busses | Transport (busses) | Energetic | transport_busses_final_demand_ammonia | Ammonia | EU | Energy demand | 0 | FEC
NL | TYNDP2026 | HEV | 2040 | TWh | 252 | Sub_sector | Transport | Trucks | Transport (trucks) | Energetic | transport_trucks_final_demand_electricity | Electricity | EU | Energy demand | 22.6026 | FEC
NL | TYNDP2026 | HEV | 2040 | TWh | 253 | Sub_sector | Transport | Trucks | Transport (trucks) | Energetic | transport_trucks_final_demand_hydrogen | Hydrogen | EU | Energy demand | 1.8322 | FEC
NL | TYNDP2026 | HEV | 2040 | TWh | 254 | Sub_sector | Transport | Trucks | Transport (trucks) | Energetic | transport_trucks_final_demand_methane | Methane | EU | Energy demand | 2.1901 | FEC
NL | TYNDP2026 | HEV | 2040 | TWh | 255 | Sub_sector | Transport | Trucks | Transport (trucks) | Energetic | transport_trucks_final_demand_heat | Heat | EU | Energy demand | 0 | FEC
NL | TYNDP2026 | HEV | 2040 | TWh | 256 | Sub_sector | Transport | Trucks | Transport (trucks) | Energetic | transport_trucks_final_demand_biomass | Biomass | EU | Energy demand | 0 | FEC
NL | TYNDP2026 | HEV | 2040 | TWh | 257 | Sub_sector | Transport | Trucks | Transport (trucks) | Energetic | transport_trucks_final_demand_coal | Solids | EU | Energy demand | 0 | FEC
NL | TYNDP2026 | HEV | 2040 | TWh | 258 | Sub_sector | Transport | Trucks | Transport (trucks) | Energetic | transport_trucks_final_demand_oil | Liquids | EU | Energy demand | 0.66789 | FEC
NL | TYNDP2026 | HEV | 2040 | TWh | 259 | Sub_sector | Transport | Trucks | Transport (trucks) | Energetic | transport_trucks_final_demand_other | Others | EU | Energy demand | 0 | FEC
NL | TYNDP2026 | HEV | 2040 | TWh | 260 | Sub_sector | Transport | Trucks | Transport (trucks) | Energetic | transport_trucks_final_demand_ammonia | Ammonia | EU | Energy demand | 0 | FEC
NL | TYNDP2026 | HEV | 2040 | TWh | 262 | Sub_sector | Transport | Vans | Transport (vans) | Energetic | transport_vans_final_demand_electricity | Electricity | EU | Energy demand | 9.6901 | FEC
NL | TYNDP2026 | HEV | 2040 | TWh | 263 | Sub_sector | Transport | Vans | Transport (vans) | Energetic | transport_vans_final_demand_hydrogen | Hydrogen | EU | Energy demand | 0 | FEC
NL | TYNDP2026 | HEV | 2040 | TWh | 264 | Sub_sector | Transport | Vans | Transport (vans) | Energetic | transport_vans_final_demand_methane | Methane | EU | Energy demand | 0.026253 | FEC
NL | TYNDP2026 | HEV | 2040 | TWh | 265 | Sub_sector | Transport | Vans | Transport (vans) | Energetic | transport_vans_final_demand_heat | Heat | EU | Energy demand | 0 | FEC
NL | TYNDP2026 | HEV | 2040 | TWh | 266 | Sub_sector | Transport | Vans | Transport (vans) | Energetic | transport_vans_final_demand_biomass | Biomass | EU | Energy demand | 0 | FEC
NL | TYNDP2026 | HEV | 2040 | TWh | 267 | Sub_sector | Transport | Vans | Transport (vans) | Energetic | transport_vans_final_demand_coal | Solids | EU | Energy demand | 0 | FEC
NL | TYNDP2026 | HEV | 2040 | TWh | 268 | Sub_sector | Transport | Vans | Transport (vans) | Energetic | transport_vans_final_demand_oil | Liquids | EU | Energy demand | 7.0435 | FEC
NL | TYNDP2026 | HEV | 2040 | TWh | 269 | Sub_sector | Transport | Vans | Transport (vans) | Energetic | transport_vans_final_demand_other | Others | EU | Energy demand | 0 | FEC
NL | TYNDP2026 | HEV | 2040 | TWh | 270 | Sub_sector | Transport | Vans | Transport (vans) | Energetic | transport_vans_final_demand_ammonia | Ammonia | EU | Energy demand | 0 | FEC
NL | TYNDP2026 | HEV | 2040 | TWh | 272 | Sub_sector | Transport | Freight trains | Transport (trains) | Energetic | transport_trains_final_demand_electricity | Electricity | EU | Energy demand | 2.1753 | FEC
NL | TYNDP2026 | HEV | 2040 | TWh | 273 | Sub_sector | Transport | Freight trains | Transport (trains) | Energetic | transport_trains_final_demand_hydrogen | Hydrogen | EU | Energy demand | 0 | FEC
NL | TYNDP2026 | HEV | 2040 | TWh | 274 | Sub_sector | Transport | Freight trains | Transport (trains) | Energetic | transport_trains_final_demand_methane | Methane | EU | Energy demand | 0 | FEC
NL | TYNDP2026 | HEV | 2040 | TWh | 275 | Sub_sector | Transport | Freight trains | Transport (trains) | Energetic | transport_trains_final_demand_heat | Heat | EU | Energy demand | 0 | FEC
NL | TYNDP2026 | HEV | 2040 | TWh | 276 | Sub_sector | Transport | Freight trains | Transport (trains) | Energetic | transport_trains_final_demand_biomass | Biomass | EU | Energy demand | 0 | FEC
NL | TYNDP2026 | HEV | 2040 | TWh | 277 | Sub_sector | Transport | Freight trains | Transport (trains) | Energetic | transport_trains_final_demand_coal | Solids | EU | Energy demand | 0 | FEC
NL | TYNDP2026 | HEV | 2040 | TWh | 278 | Sub_sector | Transport | Freight trains | Transport (trains) | Energetic | transport_trains_final_demand_oil | Liquids | EU | Energy demand | 0 | FEC
NL | TYNDP2026 | HEV | 2040 | TWh | 279 | Sub_sector | Transport | Freight trains | Transport (trains) | Energetic | transport_trains_final_demand_other | Others | EU | Energy demand | 0 | FEC
NL | TYNDP2026 | HEV | 2040 | TWh | 280 | Sub_sector | Transport | Freight trains | Transport (trains) | Energetic | transport_trains_final_demand_ammonia | Ammonia | EU | Energy demand | 0 | FEC
NL | TYNDP2026 | HEV | 2040 | TWh | 282 | Sub_sector | Transport | Ships | Transport (ships) | Energetic | transport_ships_final_demand_electricity | Electricity | EU | Energy demand | 0.32313 | FEC
NL | TYNDP2026 | HEV | 2040 | TWh | 283 | Sub_sector | Transport | Ships | Transport (ships) | Energetic | transport_ships_final_demand_hydrogen | Hydrogen | EU | Energy demand | 0.59443 | FEC
NL | TYNDP2026 | HEV | 2040 | TWh | 284 | Sub_sector | Transport | Ships | Transport (ships) | Energetic | transport_ships_final_demand_methane | Methane | EU | Energy demand | 1.1174 | FEC
NL | TYNDP2026 | HEV | 2040 | TWh | 285 | Sub_sector | Transport | Ships | Transport (ships) | Energetic | transport_ships_final_demand_heat | Heat | EU | Energy demand | 0 | FEC
NL | TYNDP2026 | HEV | 2040 | TWh | 286 | Sub_sector | Transport | Ships | Transport (ships) | Energetic | transport_ships_final_demand_biomass | Biomass | EU | Energy demand | 0 | FEC
NL | TYNDP2026 | HEV | 2040 | TWh | 287 | Sub_sector | Transport | Ships | Transport (ships) | Energetic | transport_ships_final_demand_coal | Solids | EU | Energy demand | 0 | FEC
NL | TYNDP2026 | HEV | 2040 | TWh | 288 | Sub_sector | Transport | Ships | Transport (ships) | Energetic | transport_ships_final_demand_oil | Liquids | EU | Energy demand | 1.1278 | FEC
NL | TYNDP2026 | HEV | 2040 | TWh | 289 | Sub_sector | Transport | Ships | Transport (ships) | Energetic | transport_ships_final_demand_other | Others | EU | Energy demand | 0 | FEC
NL | TYNDP2026 | HEV | 2040 | TWh | 290 | Sub_sector | Transport | Ships | Transport (ships) | Energetic | transport_ships_final_demand_ammonia | Ammonia | EU | Energy demand | 0.34664 | FEC
NL | TYNDP2026 | HEV | 2040 | TWh | 292 | Sub_sector | Transport | Planes | Transport (planes) | Energetic | transport_planes_final_demand_electricity | Electricity | EU | Energy demand | 0.0060001 | FEC
NL | TYNDP2026 | HEV | 2040 | TWh | 293 | Sub_sector | Transport | Planes | Transport (planes) | Energetic | transport_planes_final_demand_hydrogen | Hydrogen | EU | Energy demand | 0.026809 | FEC
NL | TYNDP2026 | HEV | 2040 | TWh | 294 | Sub_sector | Transport | Planes | Transport (planes) | Energetic | transport_planes_final_demand_methane | Methane | EU | Energy demand | 0 | FEC
NL | TYNDP2026 | HEV | 2040 | TWh | 295 | Sub_sector | Transport | Planes | Transport (planes) | Energetic | transport_planes_final_demand_heat | Heat | EU | Energy demand | 0 | FEC
NL | TYNDP2026 | HEV | 2040 | TWh | 296 | Sub_sector | Transport | Planes | Transport (planes) | Energetic | transport_planes_final_demand_biomass | Biomass | EU | Energy demand | 0 | FEC
NL | TYNDP2026 | HEV | 2040 | TWh | 297 | Sub_sector | Transport | Planes | Transport (planes) | Energetic | transport_planes_final_demand_coal | Solids | EU | Energy demand | 0 | FEC
NL | TYNDP2026 | HEV | 2040 | TWh | 298 | Sub_sector | Transport | Planes | Transport (planes) | Energetic | transport_planes_final_demand_oil | Liquids | EU | Energy demand | 0.18226 | FEC
NL | TYNDP2026 | HEV | 2040 | TWh | 299 | Sub_sector | Transport | Planes | Transport (planes) | Energetic | transport_planes_final_demand_other | Others | EU | Energy demand | 0 | FEC
NL | TYNDP2026 | HEV | 2040 | TWh | 300 | Sub_sector | Transport | Planes | Transport (planes) | Energetic | transport_planes_final_demand_ammonia | Ammonia | EU | Energy demand | 0 | FEC
NL | TYNDP2026 | HEV | 2040 | TWh | 302 | Sub_sector | Transport | Others | Transport (others) | Energetic | transport_other_final_demand_electricity | Electricity | EU | Energy demand | 0.13253 | FEC
NL | TYNDP2026 | HEV | 2040 | TWh | 303 | Sub_sector | Transport | Others | Transport (others) | Energetic | transport_other_final_demand_hydrogen | Hydrogen | EU | Energy demand | 0 | FEC
NL | TYNDP2026 | HEV | 2040 | TWh | 304 | Sub_sector | Transport | Others | Transport (others) | Energetic | transport_other_final_demand_methane | Methane | EU | Energy demand | 0 | FEC
NL | TYNDP2026 | HEV | 2040 | TWh | 305 | Sub_sector | Transport | Others | Transport (others) | Energetic | transport_other_final_demand_heat | Heat | EU | Energy demand | 0 | FEC
NL | TYNDP2026 | HEV | 2040 | TWh | 306 | Sub_sector | Transport | Others | Transport (others) | Energetic | transport_other_final_demand_biomass | Biomass | EU | Energy demand | 0 | FEC
NL | TYNDP2026 | HEV | 2040 | TWh | 307 | Sub_sector | Transport | Others | Transport (others) | Energetic | transport_other_final_demand_coal | Solids | EU | Energy demand | 0 | FEC
NL | TYNDP2026 | HEV | 2040 | TWh | 308 | Sub_sector | Transport | Others | Transport (others) | Energetic | transport_other_final_demand_oil | Liquids | EU | Energy demand | 1.8984 | FEC
NL | TYNDP2026 | HEV | 2040 | TWh | 309 | Sub_sector | Transport | Others | Transport (others) | Energetic | transport_other_final_demand_other | Others | EU | Energy demand | 0 | FEC
NL | TYNDP2026 | HEV | 2040 | TWh | 310 | Sub_sector | Transport | Others | Transport (others) | Energetic | transport_other_final_demand_ammonia | Ammonia | EU | Energy demand | 0 | FEC
NL | TYNDP2026 | HEV | 2040 | TWh | 312 | Sub_sector | International transport | International aviation | Transport (int. aviation) | Energetic | transport_int_aviation_final_demand_electricity | Electricity | EU | Energy demand | 0 | FEC
NL | TYNDP2026 | HEV | 2040 | TWh | 313 | Sub_sector | International transport | International aviation | Transport (int. aviation) | Energetic | transport_int_aviation_final_demand_hydrogen | Hydrogen | EU | Energy demand | 2.3096 | FEC
NL | TYNDP2026 | HEV | 2040 | TWh | 314 | Sub_sector | International transport | International aviation | Transport (int. aviation) | Energetic | transport_int_aviation_final_demand_methane | Methane | EU | Energy demand | 0 | FEC
NL | TYNDP2026 | HEV | 2040 | TWh | 315 | Sub_sector | International transport | International aviation | Transport (int. aviation) | Energetic | transport_int_aviation_final_demand_heat | Heat | EU | Energy demand | 0 | FEC
NL | TYNDP2026 | HEV | 2040 | TWh | 316 | Sub_sector | International transport | International aviation | Transport (int. aviation) | Energetic | transport_int_aviation_final_demand_biofuels | Biomass | EU | Energy demand | 0 | FEC
NL | TYNDP2026 | HEV | 2040 | TWh | 317 | Sub_sector | International transport | International aviation | Transport (int. aviation) | Energetic | transport_int_aviation_final_demand_coal | Solids | EU | Energy demand | 0 | FEC
NL | TYNDP2026 | HEV | 2040 | TWh | 318 | Sub_sector | International transport | International aviation | Transport (int. aviation) | Energetic | transport_int_aviation_final_demand_oil | Liquids | EU | Energy demand | 38.5405 | FEC
NL | TYNDP2026 | HEV | 2040 | TWh | 319 | Sub_sector | International transport | International aviation | Transport (int. aviation) | Energetic | transport_int_aviation_final_demand_other | Others | EU | Energy demand | 0 | FEC
NL | TYNDP2026 | HEV | 2040 | TWh | 320 | Sub_sector | International transport | International aviation | Transport (int. aviation) | Energetic | transport_int_aviation_final_demand_ammonia | Ammonia | EU | Energy demand | 0 | FEC
NL | TYNDP2026 | HEV | 2040 | TWh | 322 | Sub_sector | International transport | International shipping | Transport (int. shipping) | Energetic | transport_int_shipping_final_demand_electricity | Electricity | EU | Energy demand | 1.4171 | not_included_in_FEC
NL | TYNDP2026 | HEV | 2040 | TWh | 323 | Sub_sector | International transport | International shipping | Transport (int. shipping) | Energetic | transport_int_shipping_final_demand_hydrogen | Hydrogen | EU | Energy demand | 3.8626 | not_included_in_FEC
NL | TYNDP2026 | HEV | 2040 | TWh | 324 | Sub_sector | International transport | International shipping | Transport (int. shipping) | Energetic | transport_int_shipping_final_demand_methane | Methane | EU | Energy demand | 17.0768 | not_included_in_FEC
NL | TYNDP2026 | HEV | 2040 | TWh | 325 | Sub_sector | International transport | International shipping | Transport (int. shipping) | Energetic | transport_int_shipping_final_demand_heat | Heat | EU | Energy demand | 0 | not_included_in_FEC
NL | TYNDP2026 | HEV | 2040 | TWh | 326 | Sub_sector | International transport | International shipping | Transport (int. shipping) | Energetic | transport_int_shipping_final_demand_biofuels | Biomass | EU | Energy demand | 0 | not_included_in_FEC
NL | TYNDP2026 | HEV | 2040 | TWh | 327 | Sub_sector | International transport | International shipping | Transport (int. shipping) | Energetic | transport_int_shipping_final_demand_coal | Solids | EU | Energy demand | 0 | not_included_in_FEC
NL | TYNDP2026 | HEV | 2040 | TWh | 328 | Sub_sector | International transport | International shipping | Transport (int. shipping) | Energetic | transport_int_shipping_final_demand_oil | Liquids | EU | Energy demand | 25.1212 | not_included_in_FEC
NL | TYNDP2026 | HEV | 2040 | TWh | 329 | Sub_sector | International transport | International shipping | Transport (int. shipping) | Energetic | transport_int_shipping_final_demand_other | Others | EU | Energy demand | 0 | not_included_in_FEC
NL | TYNDP2026 | HEV | 2040 | TWh | 330 | Sub_sector | International transport | International shipping | Transport (int. shipping) | Energetic | transport_int_shipping_final_demand_ammonia | Ammonia | EU | Energy demand | 30.8847 | not_included_in_FEC
NL | TYNDP2026 | HEV | 2040 | TWh | 332 | Sub_sector | Households | Space heating | Households (heating) | Energetic | households_heating_final_demand_electricity | Electricity | EU | Energy demand | 27.1132 | FEC
NL | TYNDP2026 | HEV | 2040 | TWh | 333 | Sub_sector | Households | Space heating | Households (heating) | Energetic | households_heating_final_demand_hydrogen | Hydrogen | EU | Energy demand | 0 | FEC
NL | TYNDP2026 | HEV | 2040 | TWh | 334 | Sub_sector | Households | Space heating | Households (heating) | Energetic | households_heating_final_demand_methane | Methane | EU | Energy demand | 6.4907 | FEC
NL | TYNDP2026 | HEV | 2040 | TWh | 335 | Sub_sector | Households | Space heating | Households (heating) | Energetic | households_heating_final_demand_heat | Heat | EU | Energy demand | 14.1741 | FEC
NL | TYNDP2026 | HEV | 2040 | TWh | 336 | Sub_sector | Households | Space heating | Households (heating) | Energetic | households_heating_final_demand_biomass | Biomass | EU | Energy demand | 1.1466 | FEC
NL | TYNDP2026 | HEV | 2040 | TWh | 337 | Sub_sector | Households | Space heating | Households (heating) | Energetic | households_heating_final_demand_coal | Solids | EU | Energy demand | 0 | FEC
NL | TYNDP2026 | HEV | 2040 | TWh | 338 | Sub_sector | Households | Space heating | Households (heating) | Energetic | households_heating_final_demand_oil | Liquids | EU | Energy demand | 0 | FEC
NL | TYNDP2026 | HEV | 2040 | TWh | 339 | Sub_sector | Households | Space heating | Households (heating) | Energetic | households_heating_final_demand_other | Others | EU | Energy demand | 0 | FEC
NL | TYNDP2026 | HEV | 2040 | TWh | 340 | Sub_sector | Households | Space heating | Households (heating) | Energetic | households_heating_final_demand_ammonia | Ammonia | EU | Energy demand | 0 | FEC
NL | TYNDP2026 | HEV | 2040 | TWh | 343 | Sub_sector | Households | Cooling | Households (cooling) | Energetic | households_cooling_final_demand_electricity | Electricity | EU | Energy demand | 3.0525 | FEC
NL | TYNDP2026 | HEV | 2040 | TWh | 344 | Sub_sector | Households | Cooling | Households (cooling) | Energetic | households_cooling_final_demand_hydrogen | Hydrogen | EU | Energy demand | 0 | FEC
NL | TYNDP2026 | HEV | 2040 | TWh | 345 | Sub_sector | Households | Cooling | Households (cooling) | Energetic | households_cooling_final_demand_methane | Methane | EU | Energy demand | 0 | FEC
NL | TYNDP2026 | HEV | 2040 | TWh | 346 | Sub_sector | Households | Cooling | Households (cooling) | Energetic | households_cooling_final_demand_heat | Heat | EU | Energy demand | 0 | FEC
NL | TYNDP2026 | HEV | 2040 | TWh | 347 | Sub_sector | Households | Cooling | Households (cooling) | Energetic | households_cooling_final_demand_biomass | Biomass | EU | Energy demand | 0 | FEC
NL | TYNDP2026 | HEV | 2040 | TWh | 348 | Sub_sector | Households | Cooling | Households (cooling) | Energetic | households_cooling_final_demand_coal | Solids | EU | Energy demand | 0 | FEC
NL | TYNDP2026 | HEV | 2040 | TWh | 349 | Sub_sector | Households | Cooling | Households (cooling) | Energetic | households_cooling_final_demand_oil | Liquids | EU | Energy demand | 0 | FEC
NL | TYNDP2026 | HEV | 2040 | TWh | 350 | Sub_sector | Households | Cooling | Households (cooling) | Energetic | households_cooling_final_demand_other | Others | EU | Energy demand | 0 | FEC
NL | TYNDP2026 | HEV | 2040 | TWh | 351 | Sub_sector | Households | Cooling | Households (cooling) | Energetic | households_cooling_final_demand_ammonia | Ammonia | EU | Energy demand | 0 | FEC
NL | TYNDP2026 | HEV | 2040 | TWh | 354 | Sub_sector | Households | Hot water | Households (hot water) | Energetic | households_hot_water_final_demand_electricity | Electricity | EU | Energy demand | 2.2624 | FEC
NL | TYNDP2026 | HEV | 2040 | TWh | 355 | Sub_sector | Households | Hot water | Households (hot water) | Energetic | households_hot_water_final_demand_hydrogen | Hydrogen | EU | Energy demand | 0 | FEC
NL | TYNDP2026 | HEV | 2040 | TWh | 356 | Sub_sector | Households | Hot water | Households (hot water) | Energetic | households_hot_water_final_demand_methane | Methane | EU | Energy demand | 4.9122 | FEC
NL | TYNDP2026 | HEV | 2040 | TWh | 357 | Sub_sector | Households | Hot water | Households (hot water) | Energetic | households_hot_water_final_demand_heat | Heat | EU | Energy demand | 1.6794 | FEC
NL | TYNDP2026 | HEV | 2040 | TWh | 358 | Sub_sector | Households | Hot water | Households (hot water) | Energetic | households_hot_water_final_demand_biomass | Biomass | EU | Energy demand | 0.13325 | FEC
NL | TYNDP2026 | HEV | 2040 | TWh | 359 | Sub_sector | Households | Hot water | Households (hot water) | Energetic | households_hot_water_final_demand_coal | Solids | EU | Energy demand | 0 | FEC
NL | TYNDP2026 | HEV | 2040 | TWh | 360 | Sub_sector | Households | Hot water | Households (hot water) | Energetic | households_hot_water_final_demand_oil | Liquids | EU | Energy demand | 0 | FEC
NL | TYNDP2026 | HEV | 2040 | TWh | 361 | Sub_sector | Households | Hot water | Households (hot water) | Energetic | households_hot_water_final_demand_other | Others | EU | Energy demand | 2.3178 | FEC
NL | TYNDP2026 | HEV | 2040 | TWh | 362 | Sub_sector | Households | Hot water | Households (hot water) | Energetic | households_hot_water_final_demand_ammonia | Ammonia | EU | Energy demand | 0 | FEC
NL | TYNDP2026 | HEV | 2040 | TWh | 365 | Sub_sector | Households | Appliances | Households (appliances) | Energetic | households_appliances_final_demand_electricity | Electricity | EU | Energy demand | 17.0618 | FEC
NL | TYNDP2026 | HEV | 2040 | TWh | 366 | Sub_sector | Households | Appliances | Households (appliances) | Energetic | households_appliances_final_demand_hydrogen | Hydrogen | EU | Energy demand | 0 | FEC
NL | TYNDP2026 | HEV | 2040 | TWh | 367 | Sub_sector | Households | Appliances | Households (appliances) | Energetic | households_appliances_final_demand_methane | Methane | EU | Energy demand | 0 | FEC
NL | TYNDP2026 | HEV | 2040 | TWh | 368 | Sub_sector | Households | Appliances | Households (appliances) | Energetic | households_appliances_final_demand_heat | Heat | EU | Energy demand | 0 | FEC
NL | TYNDP2026 | HEV | 2040 | TWh | 369 | Sub_sector | Households | Appliances | Households (appliances) | Energetic | households_appliances_final_demand_biomass | Biomass | EU | Energy demand | 0 | FEC
NL | TYNDP2026 | HEV | 2040 | TWh | 370 | Sub_sector | Households | Appliances | Households (appliances) | Energetic | households_appliances_final_demand_coal | Solids | EU | Energy demand | 0 | FEC
NL | TYNDP2026 | HEV | 2040 | TWh | 371 | Sub_sector | Households | Appliances | Households (appliances) | Energetic | households_appliances_final_demand_oil | Liquids | EU | Energy demand | 0 | FEC
NL | TYNDP2026 | HEV | 2040 | TWh | 372 | Sub_sector | Households | Appliances | Households (appliances) | Energetic | households_appliances_final_demand_other | Others | EU | Energy demand | 0 | FEC
NL | TYNDP2026 | HEV | 2040 | TWh | 373 | Sub_sector | Households | Appliances | Households (appliances) | Energetic | households_appliances_final_demand_ammonia | Ammonia | EU | Energy demand | 0 | FEC
NL | TYNDP2026 | HEV | 2040 | TWh | 375 | Sub_sector | Buildings | Space heating | Buildings (heat) | Energetic | buildings_heat_final_demand_electricity | Electricity | EU | Energy demand | 7.9608 | FEC
NL | TYNDP2026 | HEV | 2040 | TWh | 376 | Sub_sector | Buildings | Space heating | Buildings (heat) | Energetic | buildings_heat_final_demand_hydrogen | Hydrogen | EU | Energy demand | 0 | FEC
NL | TYNDP2026 | HEV | 2040 | TWh | 377 | Sub_sector | Buildings | Space heating | Buildings (heat) | Energetic | buildings_heat_final_demand_methane | Methane | EU | Energy demand | 17.3396 | FEC
NL | TYNDP2026 | HEV | 2040 | TWh | 378 | Sub_sector | Buildings | Space heating | Buildings (heat) | Energetic | buildings_heat_final_demand_heat | Heat | EU | Energy demand | 7.6545 | FEC
NL | TYNDP2026 | HEV | 2040 | TWh | 379 | Sub_sector | Buildings | Space heating | Buildings (heat) | Energetic | buildings_heat_final_demand_biomass | Biomass | EU | Energy demand | 0 | FEC
NL | TYNDP2026 | HEV | 2040 | TWh | 380 | Sub_sector | Buildings | Space heating | Buildings (heat) | Energetic | buildings_heat_final_demand_coal | Solids | EU | Energy demand | 0 | FEC
NL | TYNDP2026 | HEV | 2040 | TWh | 381 | Sub_sector | Buildings | Space heating | Buildings (heat) | Energetic | buildings_heat_final_demand_oil | Liquids | EU | Energy demand | 0 | FEC
NL | TYNDP2026 | HEV | 2040 | TWh | 382 | Sub_sector | Buildings | Space heating | Buildings (heat) | Energetic | buildings_heat_final_demand_other | Others | EU | Energy demand | 0 | FEC
NL | TYNDP2026 | HEV | 2040 | TWh | 383 | Sub_sector | Buildings | Space heating | Buildings (heat) | Energetic | buildings_heat_final_demand_ammonia | Ammonia | EU | Energy demand | 0 | FEC
NL | TYNDP2026 | HEV | 2040 | TWh | 386 | Sub_sector | Buildings | Cooling | Buildings (cooling) | Energetic | buildings_cooling_final_demand_electricity | Electricity | EU | Energy demand | 3.6983 | FEC
NL | TYNDP2026 | HEV | 2040 | TWh | 387 | Sub_sector | Buildings | Cooling | Buildings (cooling) | Energetic | buildings_cooling_final_demand_hydrogen | Hydrogen | EU | Energy demand | 0 | FEC
NL | TYNDP2026 | HEV | 2040 | TWh | 388 | Sub_sector | Buildings | Cooling | Buildings (cooling) | Energetic | buildings_cooling_final_demand_methane | Methane | EU | Energy demand | 0 | FEC
NL | TYNDP2026 | HEV | 2040 | TWh | 389 | Sub_sector | Buildings | Cooling | Buildings (cooling) | Energetic | buildings_cooling_final_demand_heat | Heat | EU | Energy demand | 0 | FEC
NL | TYNDP2026 | HEV | 2040 | TWh | 390 | Sub_sector | Buildings | Cooling | Buildings (cooling) | Energetic | buildings_cooling_final_demand_biomass | Biomass | EU | Energy demand | 0 | FEC
NL | TYNDP2026 | HEV | 2040 | TWh | 391 | Sub_sector | Buildings | Cooling | Buildings (cooling) | Energetic | buildings_cooling_final_demand_coal | Solids | EU | Energy demand | 0 | FEC
NL | TYNDP2026 | HEV | 2040 | TWh | 392 | Sub_sector | Buildings | Cooling | Buildings (cooling) | Energetic | buildings_cooling_final_demand_oil | Liquids | EU | Energy demand | 0 | FEC
NL | TYNDP2026 | HEV | 2040 | TWh | 393 | Sub_sector | Buildings | Cooling | Buildings (cooling) | Energetic | buildings_cooling_final_demand_other | Others | EU | Energy demand | 0 | FEC
NL | TYNDP2026 | HEV | 2040 | TWh | 394 | Sub_sector | Buildings | Cooling | Buildings (cooling) | Energetic | buildings_cooling_final_demand_ammonia | Ammonia | EU | Energy demand | 0 | FEC
NL | TYNDP2026 | HEV | 2040 | TWh | 397 | Sub_sector | Buildings | Appliances | Buildings (appliances) | Energetic | buildings_appliances_final_demand_electricity | Electricity | EU | Energy demand | 17.7449 | FEC
NL | TYNDP2026 | HEV | 2040 | TWh | 398 | Sub_sector | Buildings | Appliances | Buildings (appliances) | Energetic | buildings_appliances_final_demand_hydrogen | Hydrogen | EU | Energy demand | 0 | FEC
NL | TYNDP2026 | HEV | 2040 | TWh | 399 | Sub_sector | Buildings | Appliances | Buildings (appliances) | Energetic | buildings_appliances_final_demand_methane | Methane | EU | Energy demand | 0.046162 | FEC
NL | TYNDP2026 | HEV | 2040 | TWh | 400 | Sub_sector | Buildings | Appliances | Buildings (appliances) | Energetic | buildings_appliances_final_demand_heat | Heat | EU | Energy demand | 0 | FEC
NL | TYNDP2026 | HEV | 2040 | TWh | 401 | Sub_sector | Buildings | Appliances | Buildings (appliances) | Energetic | buildings_appliances_final_demand_biomass | Biomass | EU | Energy demand | 0 | FEC
NL | TYNDP2026 | HEV | 2040 | TWh | 402 | Sub_sector | Buildings | Appliances | Buildings (appliances) | Energetic | buildings_appliances_final_demand_coal | Solids | EU | Energy demand | 0 | FEC
NL | TYNDP2026 | HEV | 2040 | TWh | 403 | Sub_sector | Buildings | Appliances | Buildings (appliances) | Energetic | buildings_appliances_final_demand_oil | Liquids | EU | Energy demand | 0 | FEC
NL | TYNDP2026 | HEV | 2040 | TWh | 404 | Sub_sector | Buildings | Appliances | Buildings (appliances) | Energetic | buildings_appliances_final_demand_other | Others | EU | Energy demand | 0 | FEC
NL | TYNDP2026 | HEV | 2040 | TWh | 405 | Sub_sector | Buildings | Appliances | Buildings (appliances) | Energetic | buildings_appliances_final_demand_ammonia | Ammonia | EU | Energy demand | 0 | FEC
NL | TYNDP2026 | HEV | 2040 | TWh | 407 | Sub_sector | Buildings | Datacenters | Datacenters & ICT | Energetic | datacentres_final_demand_electricity_energetic | Electricity | EU | Energy demand | 50.6755 | FEC
NL | TYNDP2026 | HEV | 2040 | TWh | 408 | Sub_sector | Buildings | Datacenters | Datacenters & ICT | Energetic | datacentres_final_demand_hydrogen_energetic | Hydrogen | EU | Energy demand | 0 | FEC
NL | TYNDP2026 | HEV | 2040 | TWh | 409 | Sub_sector | Buildings | Datacenters | Datacenters & ICT | Energetic | datacentres_final_demand_methane_energetic | Methane | EU | Energy demand | 0 | FEC
NL | TYNDP2026 | HEV | 2040 | TWh | 410 | Sub_sector | Buildings | Datacenters | Datacenters & ICT | Energetic | datacentres_final_demand_heat_energetic | Heat | EU | Energy demand | 0 | FEC
NL | TYNDP2026 | HEV | 2040 | TWh | 411 | Sub_sector | Buildings | Datacenters | Datacenters & ICT | Energetic | datacentres_final_demand_biomass_energetic | Biomass | EU | Energy demand | 0 | FEC
NL | TYNDP2026 | HEV | 2040 | TWh | 412 | Sub_sector | Buildings | Datacenters | Datacenters & ICT | Energetic | datacentres_final_demand_coal_energetic | Solids | EU | Energy demand | 0 | FEC
NL | TYNDP2026 | HEV | 2040 | TWh | 413 | Sub_sector | Buildings | Datacenters | Datacenters & ICT | Energetic | datacentres_final_demand_oil_energetic | Liquids | EU | Energy demand | 0 | FEC
NL | TYNDP2026 | HEV | 2040 | TWh | 414 | Sub_sector | Buildings | Datacenters | Datacenters & ICT | Energetic | datacentres_final_demand_other_energetic | Others | EU | Energy demand | 0 | FEC
NL | TYNDP2026 | HEV | 2040 | TWh | 415 | Sub_sector | Buildings | Datacenters | Datacenters & ICT | Energetic | datacentres_final_demand_ammonia_energetic | Ammonia | EU | Energy demand | 0 | FEC
NL | TYNDP2026 | HEV | 2040 | TWh | 417 | Sub_sector | Transport | Others_Sector | Others_Sector | Energetic | other_final_demand_electricity_energetic | Electricity | EU | Energy demand | 0 | FEC
NL | TYNDP2026 | HEV | 2040 | TWh | 418 | Sub_sector | Transport | Others_Sector | Others_Sector | Energetic | other_final_demand_hydrogen_energetic | Hydrogen | EU | Energy demand | 0 | FEC
NL | TYNDP2026 | HEV | 2040 | TWh | 419 | Sub_sector | Transport | Pipeline Transport | Others_Sector | Energetic | other_final_demand_methane_energetic | Methane | EU | Energy demand | 0.037449 | FEC
NL | TYNDP2026 | HEV | 2040 | TWh | 420 | Sub_sector | Transport | Others_Sector | Others_Sector | Energetic | other_final_demand_heat_energetic | Heat | EU | Energy demand | 0 | FEC
NL | TYNDP2026 | HEV | 2040 | TWh | 421 | Sub_sector | Transport | Others_Sector | Others_Sector | Energetic | other_final_demand_biomass_energetic | Biomass | EU | Energy demand | 0 | FEC
NL | TYNDP2026 | HEV | 2040 | TWh | 422 | Sub_sector | Transport | Others_Sector | Others_Sector | Energetic | other_final_demand_coal_energetic | Solids | EU | Energy demand | 0 | FEC
NL | TYNDP2026 | HEV | 2040 | TWh | 423 | Sub_sector | Transport | Others_Sector | Others_Sector | Energetic | other_final_demand_oil_energetic | Liquids | EU | Energy demand | 0.30904 | FEC
NL | TYNDP2026 | HEV | 2040 | TWh | 424 | Sub_sector | Others_Sector | Others_Sector | Others_Sector | Non-energetic | other_final_demand_oil_non_energetic | Liquids | EU | Energy demand | 0.44568 | not_included_in_FEC
NL | TYNDP2026 | HEV | 2040 | TWh | 425 | Sub_sector | Transport | Others_Sector | Others_Sector | Energetic | other_final_demand_other_energetic | Others | EU | Energy demand | 0 | FEC
NL | TYNDP2026 | HEV | 2040 | TWh | 426 | Sub_sector | Transport | Others_Sector | Others_Sector | Energetic | other_final_demand_ammonia_energetic | Ammonia | EU | Energy demand | 0 | FEC
NL | TYNDP2026 | HEV | 2040 | TWh | 427 | Sub_sector | Industry | Surplus_Heat_in_Industry | Surplus_Heat_in_Industry | Energetic | final_demand_of_industry_unused_local_production_steam_hot_water | Heat | EU | Energy demand | 1.386 | FEC
NL | TYNDP2026 | HEV | 2040 | TWh | 429 | Sub_sector | Agriculture | Total | Agriculture | Energetic | agriculture_final_demand_electricity_energetic | Electricity | EU | Energy demand | 12.2692 | FEC
NL | TYNDP2026 | HEV | 2040 | TWh | 430 | Sub_sector | Agriculture | Total | Agriculture | Energetic | agriculture_final_demand_hydrogen_energetic | Hydrogen | EU | Energy demand | 0 | FEC
NL | TYNDP2026 | HEV | 2040 | TWh | 431 | Sub_sector | Agriculture | Total | Agriculture | Energetic | agriculture_final_demand_methane_energetic | Methane | EU | Energy demand | 0.23045 | FEC
NL | TYNDP2026 | HEV | 2040 | TWh | 432 | Sub_sector | Agriculture | Total | Agriculture | Energetic | agriculture_final_demand_heat_energetic | Heat | EU | Energy demand | 18.8654 | FEC
NL | TYNDP2026 | HEV | 2040 | TWh | 433 | Sub_sector | Agriculture | Total | Agriculture | Energetic | agriculture_final_demand_biomass_energetic | Biomass | EU | Energy demand | 1.5665 | FEC
NL | TYNDP2026 | HEV | 2040 | TWh | 434 | Sub_sector | Agriculture | Total | Agriculture | Energetic | agriculture_final_demand_coal_energetic | Solids | EU | Energy demand | 0 | FEC
NL | TYNDP2026 | HEV | 2040 | TWh | 435 | Sub_sector | Agriculture | Total | Agriculture | Energetic | agriculture_final_demand_oil_energetic | Liquids | EU | Energy demand | 0 | FEC
NL | TYNDP2026 | HEV | 2040 | TWh | 436 | Sub_sector | Agriculture | Total | Agriculture | Energetic | agriculture_final_demand_other_energetic | Others | EU | Energy demand | 0 | FEC
NL | TYNDP2026 | HEV | 2040 | TWh | 437 | Sub_sector | Agriculture | Total | Agriculture | Energetic | agriculture_final_demand_ammonia_energetic | Ammonia | EU | Energy demand | 0 | FEC
NL | TYNDP2026 | HEV | 2040 | TWh | 447 | Sub_sector | Buildings | Surplus Energy | Buildings | Energetic | GAP | Electricity | EU | Energy demand | 0 | FEC
NL | TYNDP2026 | HEV | 2040 | TWh | 448 | Sub_sector | Buildings | Surplus Energy | Buildings | Energetic | GAP | Hydrogen | EU | Energy demand | 0 | FEC
NL | TYNDP2026 | HEV | 2040 | TWh | 449 | Sub_sector | Buildings | Surplus Energy | Buildings | Energetic | GAP | Methane | EU | Energy demand | 0 | FEC
NL | TYNDP2026 | HEV | 2040 | TWh | 450 | Sub_sector | Buildings | Surplus Energy | Buildings | Energetic | GAP | Heat | EU | Energy demand | 0 | FEC
NL | TYNDP2026 | HEV | 2040 | TWh | 451 | Sub_sector | Buildings | Surplus Energy | Buildings | Energetic | GAP | Biomass | EU | Energy demand | 0 | FEC
NL | TYNDP2026 | HEV | 2040 | TWh | 452 | Sub_sector | Buildings | Surplus Energy | Buildings | Energetic | GAP | Solids | EU | Energy demand | 0.028933 | FEC
NL | TYNDP2026 | HEV | 2040 | TWh | 453 | Sub_sector | Buildings | Surplus Energy | Buildings | Energetic | GAP | Liquids | EU | Energy demand | 0.90251 | FEC
NL | TYNDP2026 | HEV | 2040 | TWh | 454 | Sub_sector | Buildings | Surplus Energy | Buildings | Energetic | GAP | Others | EU | Energy demand | 0 | FEC
NL | TYNDP2026 | HEV | 2040 | TWh | 455 | Sub_sector | Buildings | Surplus Energy | Buildings | Energetic | GAP | Ammonia | EU | Energy demand | 0 | FEC
NL | TYNDP2026 | HEV | 2040 | TWh | 456 | Sub_sector | Households | Surplus Energy | Households | Energetic | GAP | Electricity | EU | Energy demand | 0 | FEC
NL | TYNDP2026 | HEV | 2040 | TWh | 457 | Sub_sector | Households | Surplus Energy | Households | Energetic | GAP | Hydrogen | EU | Energy demand | 0 | FEC
NL | TYNDP2026 | HEV | 2040 | TWh | 458 | Sub_sector | Households | Surplus Energy | Households | Energetic | GAP | Methane | EU | Energy demand | 0 | FEC
NL | TYNDP2026 | HEV | 2040 | TWh | 459 | Sub_sector | Households | Surplus Energy | Households | Energetic | GAP | Heat | EU | Energy demand | 0 | FEC
NL | TYNDP2026 | HEV | 2040 | TWh | 460 | Sub_sector | Households | Surplus Energy | Households | Energetic | GAP | Biomass | EU | Energy demand | 0 | FEC
NL | TYNDP2026 | HEV | 2040 | TWh | 461 | Sub_sector | Households | Surplus Energy | Households | Energetic | GAP | Solids | EU | Energy demand | 0 | FEC
NL | TYNDP2026 | HEV | 2040 | TWh | 462 | Sub_sector | Households | Surplus Energy | Households | Energetic | GAP | Liquids | EU | Energy demand | 0 | FEC
NL | TYNDP2026 | HEV | 2040 | TWh | 463 | Sub_sector | Households | Surplus Energy | Households | Energetic | GAP | Others | EU | Energy demand | 0 | FEC
NL | TYNDP2026 | HEV | 2040 | TWh | 464 | Sub_sector | Households | Surplus Energy | Households | Energetic | GAP | Ammonia | EU | Energy demand | 0 | FEC
NL | TYNDP2026 | LEV | 2035 | TWh | 102 | Sub_sector | Industry | Aluminium | Industry (aluminium) | Energetic | industry_aluminium_demand_electricity_energetic | Electricity | EU | Energy demand | 0.01628 | FEC
NL | TYNDP2026 | LEV | 2035 | TWh | 103 | Sub_sector | Industry | Aluminium | Industry (aluminium) | Energetic | industry_aluminium_demand_hydrogen_energetic | Hydrogen | EU | Energy demand | 0 | FEC
NL | TYNDP2026 | LEV | 2035 | TWh | 104 | Sub_sector | Industry | Aluminium | Industry (aluminium) | Energetic | industry_aluminium_demand_methane_energetic | Methane | EU | Energy demand | 0.048008 | FEC
NL | TYNDP2026 | LEV | 2035 | TWh | 105 | Sub_sector | Industry | Aluminium | Industry (aluminium) | Energetic | industry_aluminium_demand_heat_energetic | Heat | EU | Energy demand | 0 | FEC
NL | TYNDP2026 | LEV | 2035 | TWh | 106 | Sub_sector | Industry | Aluminium | Industry (aluminium) | Energetic | industry_aluminium_demand_biomass_energetic | Biomass | EU | Energy demand | 0 | FEC
NL | TYNDP2026 | LEV | 2035 | TWh | 107 | Sub_sector | Industry | Aluminium | Industry (aluminium) | Energetic | industry_aluminium_demand_coal_energetic | Solids | EU | Energy demand | 0 | FEC
NL | TYNDP2026 | LEV | 2035 | TWh | 108 | Sub_sector | Industry | Aluminium | Industry (aluminium) | Energetic | industry_aluminium_demand_oil_energetic | Liquids | EU | Energy demand | 0 | FEC
NL | TYNDP2026 | LEV | 2035 | TWh | 109 | Sub_sector | Industry | Aluminium | Industry (aluminium) | Energetic | industry_aluminium_demand_others_energetic | Others | EU | Energy demand | 0 | FEC
NL | TYNDP2026 | LEV | 2035 | TWh | 110 | Sub_sector | Industry | Aluminium | Industry (aluminium) | Energetic | industry_ammonia_demand_others_energetic | Ammonia | EU | Energy demand | 0 | FEC
NL | TYNDP2026 | LEV | 2035 | TWh | 112 | Sub_sector | Industry | Chemicals | Industry (chemicals, energetic) | Energetic | industry_chemical_demand_electricity_energetic | Electricity | EU | Energy demand | 23.5406 | FEC
NL | TYNDP2026 | LEV | 2035 | TWh | 113 | Sub_sector | Industry | Chemicals | Industry (chemicals, energetic) | Energetic | industry_chemical_demand_hydrogen_energetic | Hydrogen | EU | Energy demand | 4.2027 | FEC
NL | TYNDP2026 | LEV | 2035 | TWh | 114 | Sub_sector | Industry | Chemicals | Industry (chemicals, energetic) | Energetic | industry_chemical_demand_methane_energetic | Methane | EU | Energy demand | 15.3484 | FEC
NL | TYNDP2026 | LEV | 2035 | TWh | 115 | Sub_sector | Industry | Chemicals | Industry (chemicals, energetic) | Energetic | industry_chemical_demand_heat_energetic | Heat | EU | Energy demand | 5.2819 | FEC
NL | TYNDP2026 | LEV | 2035 | TWh | 116 | Sub_sector | Industry | Chemicals | Industry (chemicals, energetic) | Energetic | industry_chemical_demand_biomass_energetic | Biomass | EU | Energy demand | 0.13963 | FEC
NL | TYNDP2026 | LEV | 2035 | TWh | 117 | Sub_sector | Industry | Chemicals | Industry (chemicals, energetic) | Energetic | industry_chemical_demand_coal_energetic | Solids | EU | Energy demand | 0.49818 | FEC
NL | TYNDP2026 | LEV | 2035 | TWh | 118 | Sub_sector | Industry | Chemicals | Industry (chemicals, energetic) | Energetic | industry_chemical_demand_oil_energetic | Liquids | EU | Energy demand | 0.78542 | FEC
NL | TYNDP2026 | LEV | 2035 | TWh | 119 | Sub_sector | Industry | Chemicals | Industry (chemicals, energetic) | Energetic | industry_chemical_demand_others_energetic | Others | EU | Energy demand | 0 | FEC
NL | TYNDP2026 | LEV | 2035 | TWh | 120 | Sub_sector | Industry | Chemicals | Industry (chemicals, energetic) | Energetic | industry_chemical_demand_ammonia_energetic | Ammonia | EU | Energy demand | 0 | FEC
NL | TYNDP2026 | LEV | 2035 | TWh | 122 | Sub_sector | Industry | Chemicals | Industry (chemicals, non-energetic) | Non-energetic | industry_chemical_demand_electricity_non_energetic | Electricity | EU | Energy demand | 0 | not_included_in_FEC
NL | TYNDP2026 | LEV | 2035 | TWh | 123 | Sub_sector | Industry | Chemicals | Industry (chemicals, non-energetic) | Non-energetic | industry_chemical_demand_hydrogen_non_energetic | Hydrogen | EU | Energy demand | 6.4504 | not_included_in_FEC
NL | TYNDP2026 | LEV | 2035 | TWh | 124 | Sub_sector | Industry | Chemicals | Industry (chemicals, non-energetic) | Non-energetic | industry_chemical_demand_methane_non_energetic | Methane | EU | Energy demand | 29.2985 | not_included_in_FEC
NL | TYNDP2026 | LEV | 2035 | TWh | 125 | Sub_sector | Industry | Chemicals | Industry (chemicals, non-energetic) | Non-energetic | industry_chemical_demand_heat_non_energetic | Heat | EU | Energy demand | 0 | not_included_in_FEC
NL | TYNDP2026 | LEV | 2035 | TWh | 126 | Sub_sector | Industry | Chemicals | Industry (chemicals, non-energetic) | Non-energetic | industry_chemical_demand_biomass_non_energetic | Biomass | EU | Energy demand | 12.3598 | not_included_in_FEC
NL | TYNDP2026 | LEV | 2035 | TWh | 127 | Sub_sector | Industry | Chemicals | Industry (chemicals, non-energetic) | Non-energetic | industry_chemical_demand_coal_non_energetic | Solids | EU | Energy demand | 0 | not_included_in_FEC
NL | TYNDP2026 | LEV | 2035 | TWh | 128 | Sub_sector | Industry | Chemicals | Industry (chemicals, non-energetic) | Non-energetic | industry_chemical_demand_oil_non_energetic | Liquids | EU | Energy demand | 113.2932 | not_included_in_FEC
NL | TYNDP2026 | LEV | 2035 | TWh | 129 | Sub_sector | Industry | Chemicals | Industry (chemicals, non-energetic) | Non-energetic | industry_chemical_demand_others_non_energetic | Others | EU | Energy demand | 8.288 | not_included_in_FEC
NL | TYNDP2026 | LEV | 2035 | TWh | 130 | Sub_sector | Industry | Chemicals | Industry (chemicals, non-energetic) | Non-energetic | industry_chemical_demand_ammonia_non_energetic | Ammonia | EU | Energy demand | 0 | not_included_in_FEC
NL | TYNDP2026 | LEV | 2035 | TWh | 132 | Sub_sector | Industry | Fertilizers | Industry (fertilizers, energetic) | Energetic | industry_fertilizers_demand_electricity_energetic | Electricity | EU | Energy demand | 0 | FEC
NL | TYNDP2026 | LEV | 2035 | TWh | 133 | Sub_sector | Industry | Fertilizers | Industry (fertilizers, energetic) | Energetic | industry_fertilizers_demand_hydrogen_energetic | Hydrogen | EU | Energy demand | 0 | FEC
NL | TYNDP2026 | LEV | 2035 | TWh | 134 | Sub_sector | Industry | Fertilizers | Industry (fertilizers, energetic) | Energetic | industry_fertilizers_demand_methane_energetic | Methane | EU | Energy demand | 0 | FEC
NL | TYNDP2026 | LEV | 2035 | TWh | 135 | Sub_sector | Industry | Fertilizers | Industry (fertilizers, energetic) | Energetic | industry_fertilizers_demand_heat_energetic | Heat | EU | Energy demand | 0 | FEC
NL | TYNDP2026 | LEV | 2035 | TWh | 136 | Sub_sector | Industry | Fertilizers | Industry (fertilizers, energetic) | Energetic | industry_fertilizers_demand_biomass_energetic | Biomass | EU | Energy demand | 0 | FEC
NL | TYNDP2026 | LEV | 2035 | TWh | 137 | Sub_sector | Industry | Fertilizers | Industry (fertilizers, energetic) | Energetic | industry_fertilizers_demand_coal_energetic | Solids | EU | Energy demand | 0 | FEC
NL | TYNDP2026 | LEV | 2035 | TWh | 138 | Sub_sector | Industry | Fertilizers | Industry (fertilizers, energetic) | Energetic | industry_fertilizers_demand_oil_energetic | Liquids | EU | Energy demand | 0 | FEC
NL | TYNDP2026 | LEV | 2035 | TWh | 139 | Sub_sector | Industry | Fertilizers | Industry (fertilizers, energetic) | Energetic | industry_fertilizers_demand_others_energetic | Others | EU | Energy demand | 0 | FEC
NL | TYNDP2026 | LEV | 2035 | TWh | 140 | Sub_sector | Industry | Fertilizers | Industry (fertilizers, energetic) | Energetic | industry_fertilizers_demand_ammonia_energetic | Ammonia | EU | Energy demand | 0 | FEC
NL | TYNDP2026 | LEV | 2035 | TWh | 142 | Sub_sector | Industry | Fertilizers | Industry (fertilizers, non-energetic) | Non-energetic | industry_fertilizers_demand_electricity_non_energetic | Electricity | EU | Energy demand | 0 | not_included_in_FEC
NL | TYNDP2026 | LEV | 2035 | TWh | 143 | Sub_sector | Industry | Fertilizers | Industry (fertilizers, non-energetic) | Non-energetic | industry_fertilizers_demand_hydrogen_non_energetic | Hydrogen | EU | Energy demand | 0 | not_included_in_FEC
NL | TYNDP2026 | LEV | 2035 | TWh | 144 | Sub_sector | Industry | Fertilizers | Industry (fertilizers, non-energetic) | Non-energetic | industry_fertilizers_demand_methane_non_energetic | Methane | EU | Energy demand | 0 | not_included_in_FEC
NL | TYNDP2026 | LEV | 2035 | TWh | 145 | Sub_sector | Industry | Fertilizers | Industry (fertilizers, non-energetic) | Non-energetic | industry_fertilizers_demand_heat_non_energetic | Heat | EU | Energy demand | 0 | not_included_in_FEC
NL | TYNDP2026 | LEV | 2035 | TWh | 146 | Sub_sector | Industry | Fertilizers | Industry (fertilizers, non-energetic) | Non-energetic | industry_fertilizers_demand_biomass_non_energetic | Biomass | EU | Energy demand | 0 | not_included_in_FEC
NL | TYNDP2026 | LEV | 2035 | TWh | 147 | Sub_sector | Industry | Fertilizers | Industry (fertilizers, non-energetic) | Non-energetic | industry_fertilizers_demand_coal_non_energetic | Solids | EU | Energy demand | 0 | not_included_in_FEC
NL | TYNDP2026 | LEV | 2035 | TWh | 148 | Sub_sector | Industry | Fertilizers | Industry (fertilizers, non-energetic) | Non-energetic | industry_fertilizers_demand_oil_non_energetic | Liquids | EU | Energy demand | 0 | not_included_in_FEC
NL | TYNDP2026 | LEV | 2035 | TWh | 149 | Sub_sector | Industry | Fertilizers | Industry (fertilizers, non-energetic) | Non-energetic | industry_fertilizers_demand_others_non_energetic | Others | EU | Energy demand | 0 | not_included_in_FEC
NL | TYNDP2026 | LEV | 2035 | TWh | 150 | Sub_sector | Industry | Fertilizers | Industry (fertilizers, non-energetic) | Non-energetic | industry_fertilizers_demand_ammonia_non_energetic | Ammonia | EU | Energy demand | 0 | not_included_in_FEC
NL | TYNDP2026 | LEV | 2035 | TWh | 152 | Sub_sector | Industry | Food | Industry (food) | Energetic | industry_food_demand_electricity_energetic | Electricity | EU | Energy demand | 15.3731 | FEC
NL | TYNDP2026 | LEV | 2035 | TWh | 153 | Sub_sector | Industry | Food | Industry (food) | Energetic | industry_food_demand_hydrogen_energetic | Hydrogen | EU | Energy demand | 0.002246 | FEC
NL | TYNDP2026 | LEV | 2035 | TWh | 154 | Sub_sector | Industry | Food | Industry (food) | Energetic | industry_food_demand_methane_energetic | Methane | EU | Energy demand | 3.0394 | FEC
NL | TYNDP2026 | LEV | 2035 | TWh | 155 | Sub_sector | Industry | Food | Industry (food) | Energetic | industry_food_demand_heat_energetic | Heat | EU | Energy demand | 0 | FEC
NL | TYNDP2026 | LEV | 2035 | TWh | 156 | Sub_sector | Industry | Food | Industry (food) | Energetic | industry_food_demand_biomass_energetic | Biomass | EU | Energy demand | 0.049301 | FEC
NL | TYNDP2026 | LEV | 2035 | TWh | 157 | Sub_sector | Industry | Food | Industry (food) | Energetic | industry_food_demand_coal_energetic | Solids | EU | Energy demand | 0 | FEC
NL | TYNDP2026 | LEV | 2035 | TWh | 158 | Sub_sector | Industry | Food | Industry (food) | Energetic | industry_food_demand_oil_energetic | Liquids | EU | Energy demand | 0.050225 | FEC
NL | TYNDP2026 | LEV | 2035 | TWh | 159 | Sub_sector | Industry | Food | Industry (food) | Energetic | industry_food_demand_others_energetic | Others | EU | Energy demand | 0 | FEC
NL | TYNDP2026 | LEV | 2035 | TWh | 160 | Sub_sector | Industry | Food | Industry (food) | Energetic | industry_food_demand_ammonia_energetic | Ammonia | EU | Energy demand | 0 | FEC
NL | TYNDP2026 | LEV | 2035 | TWh | 162 | Sub_sector | Industry | Metals | Industry (metal) | Energetic | industry_metal_demand_electricity_energetic | Electricity | EU | Energy demand | 1.6961 | FEC
NL | TYNDP2026 | LEV | 2035 | TWh | 163 | Sub_sector | Industry | Metals | Industry (metal) | Energetic | industry_metal_demand_hydrogen_energetic | Hydrogen | EU | Energy demand | 0.0051972 | FEC
NL | TYNDP2026 | LEV | 2035 | TWh | 164 | Sub_sector | Industry | Metals | Industry (metal) | Energetic | industry_metal_demand_methane_energetic | Methane | EU | Energy demand | 0.39665 | FEC
NL | TYNDP2026 | LEV | 2035 | TWh | 165 | Sub_sector | Industry | Metals | Industry (metal) | Energetic | industry_metal_demand_heat_energetic | Heat | EU | Energy demand | 0 | FEC
NL | TYNDP2026 | LEV | 2035 | TWh | 166 | Sub_sector | Industry | Metals | Industry (metal) | Energetic | industry_metal_demand_biomass_energetic | Biomass | EU | Energy demand | 0 | FEC
NL | TYNDP2026 | LEV | 2035 | TWh | 167 | Sub_sector | Industry | Metals | Industry (metal) | Energetic | industry_metal_demand_coal_energetic | Solids | EU | Energy demand | 0 | FEC
NL | TYNDP2026 | LEV | 2035 | TWh | 168 | Sub_sector | Industry | Metals | Industry (metal) | Energetic | industry_metal_demand_oil_energetic | Liquids | EU | Energy demand | 0.009 | FEC
NL | TYNDP2026 | LEV | 2035 | TWh | 169 | Sub_sector | Industry | Metals | Industry (metal) | Energetic | industry_metal_demand_others_energetic | Others | EU | Energy demand | 0 | FEC
NL | TYNDP2026 | LEV | 2035 | TWh | 170 | Sub_sector | Industry | Metals | Industry (metal) | Energetic | industry_metal_demand_ammonia_energetic | Ammonia | EU | Energy demand | 0 | FEC
NL | TYNDP2026 | LEV | 2035 | TWh | 172 | Sub_sector | Industry | Others | Industry (other, energetic) | Energetic | industry_other_demand_electricity_energetic | Electricity | EU | Energy demand | 14.3375 | FEC
NL | TYNDP2026 | LEV | 2035 | TWh | 173 | Sub_sector | Industry | Others | Industry (other, energetic) | Energetic | industry_other_demand_hydrogen_energetic | Hydrogen | EU | Energy demand | 0.17424 | FEC
NL | TYNDP2026 | LEV | 2035 | TWh | 174 | Sub_sector | Industry | Others | Industry (other, energetic) | Energetic | industry_other_demand_methane_energetic | Methane | EU | Energy demand | 9.4461 | FEC
NL | TYNDP2026 | LEV | 2035 | TWh | 175 | Sub_sector | Industry | Others | Industry (other, energetic) | Energetic | industry_other_demand_heat_energetic | Heat | EU | Energy demand | 0.49174 | FEC
NL | TYNDP2026 | LEV | 2035 | TWh | 176 | Sub_sector | Industry | Others | Industry (other, energetic) | Energetic | industry_other_demand_biomass_energetic | Biomass | EU | Energy demand | 0 | FEC
NL | TYNDP2026 | LEV | 2035 | TWh | 177 | Sub_sector | Industry | Others | Industry (other, energetic) | Energetic | industry_other_demand_coal_energetic | Solids | EU | Energy demand | 0.081454 | FEC
NL | TYNDP2026 | LEV | 2035 | TWh | 178 | Sub_sector | Industry | Others | Industry (other, energetic) | Energetic | industry_other_demand_oil_energetic | Liquids | EU | Energy demand | 0 | FEC
NL | TYNDP2026 | LEV | 2035 | TWh | 179 | Sub_sector | Industry | Others | Industry (other, energetic) | Energetic | industry_other_demand_others_energetic | Others | EU | Energy demand | 0 | FEC
NL | TYNDP2026 | LEV | 2035 | TWh | 180 | Sub_sector | Industry | Others | Industry (other, energetic) | Energetic | industry_other_demand_ammonia_energetic | Ammonia | EU | Energy demand | 0 | FEC
NL | TYNDP2026 | LEV | 2035 | TWh | 182 | Sub_sector | Industry | Others | Industry (other, non-energetic) | Non-energetic | industry_other_demand_electricity_non_energetic | Electricity | EU | Energy demand | 0 | not_included_in_FEC
NL | TYNDP2026 | LEV | 2035 | TWh | 183 | Sub_sector | Industry | Others | Industry (other, non-energetic) | Non-energetic | industry_other_demand_hydrogen_non_energetic | Hydrogen | EU | Energy demand | 0 | not_included_in_FEC
NL | TYNDP2026 | LEV | 2035 | TWh | 184 | Sub_sector | Industry | Others | Industry (other, non-energetic) | Non-energetic | industry_other_demand_methane_non_energetic | Methane | EU | Energy demand | 0 | not_included_in_FEC
NL | TYNDP2026 | LEV | 2035 | TWh | 185 | Sub_sector | Industry | Others | Industry (other, non-energetic) | Non-energetic | industry_other_demand_heat_non_energetic | Heat | EU | Energy demand | 0 | not_included_in_FEC
NL | TYNDP2026 | LEV | 2035 | TWh | 186 | Sub_sector | Industry | Others | Industry (other, non-energetic) | Non-energetic | industry_other_demand_biomass_non_energetic | Biomass | EU | Energy demand | 0 | not_included_in_FEC
NL | TYNDP2026 | LEV | 2035 | TWh | 187 | Sub_sector | Industry | Others | Industry (other, non-energetic) | Non-energetic | industry_other_demand_coal_non_energetic | Solids | EU | Energy demand | 0 | not_included_in_FEC
NL | TYNDP2026 | LEV | 2035 | TWh | 188 | Sub_sector | Industry | Others | Industry (other, non-energetic) | Non-energetic | industry_other_demand_oil_non_energetic | Liquids | EU | Energy demand | 0 | not_included_in_FEC
NL | TYNDP2026 | LEV | 2035 | TWh | 189 | Sub_sector | Industry | Others | Industry (other, non-energetic) | Non-energetic | industry_other_demand_others_non_energetic | Others | EU | Energy demand | 0 | not_included_in_FEC
NL | TYNDP2026 | LEV | 2035 | TWh | 190 | Sub_sector | Industry | Others | Industry (other, non-energetic) | Non-energetic | industry_other_demand_ammonia_non_energetic | Ammonia | EU | Energy demand | 0 | not_included_in_FEC
NL | TYNDP2026 | LEV | 2035 | TWh | 192 | Sub_sector | Industry | Paper | Industry (paper) | Energetic | industry_paper_demand_electricity_energetic | Electricity | EU | Energy demand | 3.035 | FEC
NL | TYNDP2026 | LEV | 2035 | TWh | 193 | Sub_sector | Industry | Paper | Industry (paper) | Energetic | industry_paper_demand_hydrogen_energetic | Hydrogen | EU | Energy demand | 0 | FEC
NL | TYNDP2026 | LEV | 2035 | TWh | 194 | Sub_sector | Industry | Paper | Industry (paper) | Energetic | industry_paper_demand_methane_energetic | Methane | EU | Energy demand | 0.57232 | FEC
NL | TYNDP2026 | LEV | 2035 | TWh | 195 | Sub_sector | Industry | Paper | Industry (paper) | Energetic | industry_paper_demand_heat_energetic | Heat | EU | Energy demand | 0 | FEC
NL | TYNDP2026 | LEV | 2035 | TWh | 196 | Sub_sector | Industry | Paper | Industry (paper) | Energetic | industry_paper_demand_biomass_energetic | Biomass | EU | Energy demand | 0 | FEC
NL | TYNDP2026 | LEV | 2035 | TWh | 197 | Sub_sector | Industry | Paper | Industry (paper) | Energetic | industry_paper_demand_coal_energetic | Solids | EU | Energy demand | 0 | FEC
NL | TYNDP2026 | LEV | 2035 | TWh | 198 | Sub_sector | Industry | Paper | Industry (paper) | Energetic | industry_paper_demand_oil_energetic | Liquids | EU | Energy demand | 0 | FEC
NL | TYNDP2026 | LEV | 2035 | TWh | 199 | Sub_sector | Industry | Paper | Industry (paper) | Energetic | industry_paper_demand_others_energetic | Others | EU | Energy demand | 0 | FEC
NL | TYNDP2026 | LEV | 2035 | TWh | 200 | Sub_sector | Industry | Paper | Industry (paper) | Energetic | industry_paper_demand_ammonia_energetic | Ammonia | EU | Energy demand | 0 | FEC
NL | TYNDP2026 | LEV | 2035 | TWh | 202 | Sub_sector | Industry | Refineries | Industry (refineries, energetic) | Energetic | industry_refinery_demand_electricity_energetic | Electricity | EU | Energy demand | 8.9351 | not_included_in_FEC
NL | TYNDP2026 | LEV | 2035 | TWh | 203 | Sub_sector | Industry | Refineries | Industry (refineries, energetic) | Energetic | industry_refinery_demand_hydrogen_energetic | Hydrogen | EU | Energy demand | 14.1991 | not_included_in_FEC
NL | TYNDP2026 | LEV | 2035 | TWh | 204 | Sub_sector | Industry | Refineries | Industry (refineries, energetic) | Energetic | industry_refinery_demand_methane_energetic | Methane | EU | Energy demand | 8.5207 | not_included_in_FEC
NL | TYNDP2026 | LEV | 2035 | TWh | 205 | Sub_sector | Industry | Refineries | Industry (refineries, energetic) | Energetic | industry_refinery_demand_heat_energetic | Heat | EU | Energy demand | 2.3951 | not_included_in_FEC
NL | TYNDP2026 | LEV | 2035 | TWh | 206 | Sub_sector | Industry | Refineries | Industry (refineries, energetic) | Energetic | industry_refinery_demand_biomass_energetic | Biomass | EU | Energy demand | 0 | not_included_in_FEC
NL | TYNDP2026 | LEV | 2035 | TWh | 207 | Sub_sector | Industry | Refineries | Industry (refineries, energetic) | Energetic | industry_refinery_demand_coal_energetic | Solids | EU | Energy demand | 0 | not_included_in_FEC
NL | TYNDP2026 | LEV | 2035 | TWh | 208 | Sub_sector | Industry | Refineries | Industry (refineries, energetic) | Energetic | industry_refinery_demand_oil_energetic | Liquids | EU | Energy demand | 3.1695 | not_included_in_FEC
NL | TYNDP2026 | LEV | 2035 | TWh | 209 | Sub_sector | Industry | Refineries | Industry (refineries, energetic) | Energetic | industry_refinery_demand_others_energetic | Others | EU | Energy demand | 0 | not_included_in_FEC
NL | TYNDP2026 | LEV | 2035 | TWh | 210 | Sub_sector | Industry | Refineries | Industry (refineries, energetic) | Energetic | industry_refinery_demand_ammonia_energetic | Ammonia | EU | Energy demand | 0 | not_included_in_FEC
NL | TYNDP2026 | LEV | 2035 | TWh | 212 | Sub_sector | Industry | Refineries | Industry (refineries, non-energetic) | Non-energetic | industry_refinery_demand_electricity_non_energetic | Electricity | EU | Energy demand | 0 | not_included_in_FEC
NL | TYNDP2026 | LEV | 2035 | TWh | 213 | Sub_sector | Industry | Refineries | Industry (refineries, non-energetic) | Non-energetic | industry_refinery_demand_hydrogen_non_energetic | Hydrogen | EU | Energy demand | 0 | not_included_in_FEC
NL | TYNDP2026 | LEV | 2035 | TWh | 214 | Sub_sector | Industry | Refineries | Industry (refineries, non-energetic) | Non-energetic | industry_refinery_demand_methane_non_energetic | Methane | EU | Energy demand | 0 | not_included_in_FEC
NL | TYNDP2026 | LEV | 2035 | TWh | 215 | Sub_sector | Industry | Refineries | Industry (refineries, non-energetic) | Non-energetic | industry_refinery_demand_heat_non_energetic | Heat | EU | Energy demand | 0 | not_included_in_FEC
NL | TYNDP2026 | LEV | 2035 | TWh | 216 | Sub_sector | Industry | Refineries | Industry (refineries, non-energetic) | Non-energetic | industry_refinery_demand_biomass_non_energetic | Biomass | EU | Energy demand | 0 | not_included_in_FEC
NL | TYNDP2026 | LEV | 2035 | TWh | 217 | Sub_sector | Industry | Refineries | Industry (refineries, non-energetic) | Non-energetic | industry_refinery_demand_coal_non_energetic | Solids | EU | Energy demand | 0 | not_included_in_FEC
NL | TYNDP2026 | LEV | 2035 | TWh | 218 | Sub_sector | Industry | Refineries | Industry (refineries, non-energetic) | Non-energetic | industry_refinery_demand_oil_non_energetic | Liquids | EU | Energy demand | 0 | not_included_in_FEC
NL | TYNDP2026 | LEV | 2035 | TWh | 219 | Sub_sector | Industry | Refineries | Industry (refineries, non-energetic) | Non-energetic | industry_refinery_demand_others_non_energetic | Others | EU | Energy demand | 0 | not_included_in_FEC
NL | TYNDP2026 | LEV | 2035 | TWh | 220 | Sub_sector | Industry | Refineries | Industry (refineries, non-energetic) | Non-energetic | industry_refinery_demand_ammonia_non_energetic | Ammonia | EU | Energy demand | 0 | not_included_in_FEC
NL | TYNDP2026 | LEV | 2035 | TWh | 222 | Sub_sector | Industry | Steel | Industry (steel) | Energetic | industry_steel_demand_electricity_energetic | Electricity | EU | Energy demand | 3.2085 | FEC
NL | TYNDP2026 | LEV | 2035 | TWh | 223 | Sub_sector | Industry | Steel | Industry (steel) | Energetic | industry_steel_demand_hydrogen_energetic | Hydrogen | EU | Energy demand | 0.92048 | FEC
NL | TYNDP2026 | LEV | 2035 | TWh | 224 | Sub_sector | Industry | Steel | Industry (steel) | Energetic | industry_steel_demand_methane_energetic | Methane | EU | Energy demand | 8.5306 | FEC
NL | TYNDP2026 | LEV | 2035 | TWh | 225 | Sub_sector | Industry | Steel | Industry (steel) | Energetic | industry_steel_demand_heat_energetic | Heat | EU | Energy demand | 0 | FEC
NL | TYNDP2026 | LEV | 2035 | TWh | 226 | Sub_sector | Industry | Steel | Industry (steel) | Energetic | industry_steel_demand_biomass_energetic | Biomass | EU | Energy demand | 0 | FEC
NL | TYNDP2026 | LEV | 2035 | TWh | 227 | Sub_sector | Industry | Steel | Industry (steel) | Energetic | industry_steel_demand_coal_energetic | Solids | EU | Energy demand | 16.6209 | FEC
NL | TYNDP2026 | LEV | 2035 | TWh | 228 | Sub_sector | Industry | Steel | Industry (steel) | Energetic | industry_steel_demand_oil_energetic | Liquids | EU | Energy demand | 0 | FEC
NL | TYNDP2026 | LEV | 2035 | TWh | 229 | Sub_sector | Industry | Steel | Industry (steel) | Energetic | industry_steel_demand_others_energetic | Others | EU | Energy demand | 0 | FEC
NL | TYNDP2026 | LEV | 2035 | TWh | 230 | Sub_sector | Industry | Steel | Industry (steel) | Energetic | industry_steel_demand_ammonia_energetic | Ammonia | EU | Energy demand | 0 | FEC
NL | TYNDP2026 | LEV | 2035 | TWh | 232 | Sub_sector | Transport | Cars | Transport (cars) | Energetic | transport_cars_final_demand_electricity | Electricity | EU | Energy demand | 10.6976 | FEC
NL | TYNDP2026 | LEV | 2035 | TWh | 233 | Sub_sector | Transport | Cars | Transport (cars) | Energetic | transport_cars_final_demand_hydrogen | Hydrogen | EU | Energy demand | 0 | FEC
NL | TYNDP2026 | LEV | 2035 | TWh | 234 | Sub_sector | Transport | Cars | Transport (cars) | Energetic | transport_cars_final_demand_methane | Methane | EU | Energy demand | 0 | FEC
NL | TYNDP2026 | LEV | 2035 | TWh | 235 | Sub_sector | Transport | Cars | Transport (cars) | Energetic | transport_cars_final_demand_heat | Heat | EU | Energy demand | 0 | FEC
NL | TYNDP2026 | LEV | 2035 | TWh | 236 | Sub_sector | Transport | Cars | Transport (cars) | Energetic | transport_cars_final_demand_biomass | Biomass | EU | Energy demand | 0 | FEC
NL | TYNDP2026 | LEV | 2035 | TWh | 237 | Sub_sector | Transport | Cars | Transport (cars) | Energetic | transport_cars_final_demand_coal | Solids | EU | Energy demand | 0 | FEC
NL | TYNDP2026 | LEV | 2035 | TWh | 238 | Sub_sector | Transport | Cars | Transport (cars) | Energetic | transport_cars_final_demand_oil | Liquids | EU | Energy demand | 47.3777 | FEC
NL | TYNDP2026 | LEV | 2035 | TWh | 239 | Sub_sector | Transport | Cars | Transport (cars) | Energetic | transport_cars_final_demand_other | Others | EU | Energy demand | 0 | FEC
NL | TYNDP2026 | LEV | 2035 | TWh | 240 | Sub_sector | Transport | Cars | Transport (cars) | Energetic | transport_cars_final_demand_ammonia | Ammonia | EU | Energy demand | 0 | FEC
NL | TYNDP2026 | LEV | 2035 | TWh | 242 | Sub_sector | Transport | Busses | Transport (busses) | Energetic | transport_busses_final_demand_electricity | Electricity | EU | Energy demand | 1.5976 | FEC
NL | TYNDP2026 | LEV | 2035 | TWh | 243 | Sub_sector | Transport | Busses | Transport (busses) | Energetic | transport_busses_final_demand_hydrogen | Hydrogen | EU | Energy demand | 0.024206 | FEC
NL | TYNDP2026 | LEV | 2035 | TWh | 244 | Sub_sector | Transport | Busses | Transport (busses) | Energetic | transport_busses_final_demand_methane | Methane | EU | Energy demand | 0 | FEC
NL | TYNDP2026 | LEV | 2035 | TWh | 245 | Sub_sector | Transport | Busses | Transport (busses) | Energetic | transport_busses_final_demand_heat | Heat | EU | Energy demand | 0 | FEC
NL | TYNDP2026 | LEV | 2035 | TWh | 246 | Sub_sector | Transport | Busses | Transport (busses) | Energetic | transport_busses_final_demand_biomass | Biomass | EU | Energy demand | 0 | FEC
NL | TYNDP2026 | LEV | 2035 | TWh | 247 | Sub_sector | Transport | Busses | Transport (busses) | Energetic | transport_busses_final_demand_coal | Solids | EU | Energy demand | 0 | FEC
NL | TYNDP2026 | LEV | 2035 | TWh | 248 | Sub_sector | Transport | Busses | Transport (busses) | Energetic | transport_busses_final_demand_oil | Liquids | EU | Energy demand | 0 | FEC
NL | TYNDP2026 | LEV | 2035 | TWh | 249 | Sub_sector | Transport | Busses | Transport (busses) | Energetic | transport_busses_final_demand_other | Others | EU | Energy demand | 0 | FEC
NL | TYNDP2026 | LEV | 2035 | TWh | 250 | Sub_sector | Transport | Busses | Transport (busses) | Energetic | transport_busses_final_demand_ammonia | Ammonia | EU | Energy demand | 0 | FEC
NL | TYNDP2026 | LEV | 2035 | TWh | 252 | Sub_sector | Transport | Trucks | Transport (trucks) | Energetic | transport_trucks_final_demand_electricity | Electricity | EU | Energy demand | 9.3515 | FEC
NL | TYNDP2026 | LEV | 2035 | TWh | 253 | Sub_sector | Transport | Trucks | Transport (trucks) | Energetic | transport_trucks_final_demand_hydrogen | Hydrogen | EU | Energy demand | 1.1364 | FEC
NL | TYNDP2026 | LEV | 2035 | TWh | 254 | Sub_sector | Transport | Trucks | Transport (trucks) | Energetic | transport_trucks_final_demand_methane | Methane | EU | Energy demand | 1.3915 | FEC
NL | TYNDP2026 | LEV | 2035 | TWh | 255 | Sub_sector | Transport | Trucks | Transport (trucks) | Energetic | transport_trucks_final_demand_heat | Heat | EU | Energy demand | 0 | FEC
NL | TYNDP2026 | LEV | 2035 | TWh | 256 | Sub_sector | Transport | Trucks | Transport (trucks) | Energetic | transport_trucks_final_demand_biomass | Biomass | EU | Energy demand | 0 | FEC
NL | TYNDP2026 | LEV | 2035 | TWh | 257 | Sub_sector | Transport | Trucks | Transport (trucks) | Energetic | transport_trucks_final_demand_coal | Solids | EU | Energy demand | 0 | FEC
NL | TYNDP2026 | LEV | 2035 | TWh | 258 | Sub_sector | Transport | Trucks | Transport (trucks) | Energetic | transport_trucks_final_demand_oil | Liquids | EU | Energy demand | 22.3693 | FEC
NL | TYNDP2026 | LEV | 2035 | TWh | 259 | Sub_sector | Transport | Trucks | Transport (trucks) | Energetic | transport_trucks_final_demand_other | Others | EU | Energy demand | 0 | FEC
NL | TYNDP2026 | LEV | 2035 | TWh | 260 | Sub_sector | Transport | Trucks | Transport (trucks) | Energetic | transport_trucks_final_demand_ammonia | Ammonia | EU | Energy demand | 0 | FEC
NL | TYNDP2026 | LEV | 2035 | TWh | 262 | Sub_sector | Transport | Vans | Transport (vans) | Energetic | transport_vans_final_demand_electricity | Electricity | EU | Energy demand | 5.6703 | FEC
NL | TYNDP2026 | LEV | 2035 | TWh | 263 | Sub_sector | Transport | Vans | Transport (vans) | Energetic | transport_vans_final_demand_hydrogen | Hydrogen | EU | Energy demand | 0 | FEC
NL | TYNDP2026 | LEV | 2035 | TWh | 264 | Sub_sector | Transport | Vans | Transport (vans) | Energetic | transport_vans_final_demand_methane | Methane | EU | Energy demand | 0.04607 | FEC
NL | TYNDP2026 | LEV | 2035 | TWh | 265 | Sub_sector | Transport | Vans | Transport (vans) | Energetic | transport_vans_final_demand_heat | Heat | EU | Energy demand | 0 | FEC
NL | TYNDP2026 | LEV | 2035 | TWh | 266 | Sub_sector | Transport | Vans | Transport (vans) | Energetic | transport_vans_final_demand_biomass | Biomass | EU | Energy demand | 0 | FEC
NL | TYNDP2026 | LEV | 2035 | TWh | 267 | Sub_sector | Transport | Vans | Transport (vans) | Energetic | transport_vans_final_demand_coal | Solids | EU | Energy demand | 0 | FEC
NL | TYNDP2026 | LEV | 2035 | TWh | 268 | Sub_sector | Transport | Vans | Transport (vans) | Energetic | transport_vans_final_demand_oil | Liquids | EU | Energy demand | 12.1631 | FEC
NL | TYNDP2026 | LEV | 2035 | TWh | 269 | Sub_sector | Transport | Vans | Transport (vans) | Energetic | transport_vans_final_demand_other | Others | EU | Energy demand | 0 | FEC
NL | TYNDP2026 | LEV | 2035 | TWh | 270 | Sub_sector | Transport | Vans | Transport (vans) | Energetic | transport_vans_final_demand_ammonia | Ammonia | EU | Energy demand | 0 | FEC
NL | TYNDP2026 | LEV | 2035 | TWh | 272 | Sub_sector | Transport | Freight trains | Transport (trains) | Energetic | transport_trains_final_demand_electricity | Electricity | EU | Energy demand | 2.056 | FEC
NL | TYNDP2026 | LEV | 2035 | TWh | 273 | Sub_sector | Transport | Freight trains | Transport (trains) | Energetic | transport_trains_final_demand_hydrogen | Hydrogen | EU | Energy demand | 0 | FEC
NL | TYNDP2026 | LEV | 2035 | TWh | 274 | Sub_sector | Transport | Freight trains | Transport (trains) | Energetic | transport_trains_final_demand_methane | Methane | EU | Energy demand | 0 | FEC
NL | TYNDP2026 | LEV | 2035 | TWh | 275 | Sub_sector | Transport | Freight trains | Transport (trains) | Energetic | transport_trains_final_demand_heat | Heat | EU | Energy demand | 0 | FEC
NL | TYNDP2026 | LEV | 2035 | TWh | 276 | Sub_sector | Transport | Freight trains | Transport (trains) | Energetic | transport_trains_final_demand_biomass | Biomass | EU | Energy demand | 0 | FEC
NL | TYNDP2026 | LEV | 2035 | TWh | 277 | Sub_sector | Transport | Freight trains | Transport (trains) | Energetic | transport_trains_final_demand_coal | Solids | EU | Energy demand | 0 | FEC
NL | TYNDP2026 | LEV | 2035 | TWh | 278 | Sub_sector | Transport | Freight trains | Transport (trains) | Energetic | transport_trains_final_demand_oil | Liquids | EU | Energy demand | 0 | FEC
NL | TYNDP2026 | LEV | 2035 | TWh | 279 | Sub_sector | Transport | Freight trains | Transport (trains) | Energetic | transport_trains_final_demand_other | Others | EU | Energy demand | 0 | FEC
NL | TYNDP2026 | LEV | 2035 | TWh | 280 | Sub_sector | Transport | Freight trains | Transport (trains) | Energetic | transport_trains_final_demand_ammonia | Ammonia | EU | Energy demand | 0 | FEC
NL | TYNDP2026 | LEV | 2035 | TWh | 282 | Sub_sector | Transport | Ships | Transport (ships) | Energetic | transport_ships_final_demand_electricity | Electricity | EU | Energy demand | 0.14263 | FEC
NL | TYNDP2026 | LEV | 2035 | TWh | 283 | Sub_sector | Transport | Ships | Transport (ships) | Energetic | transport_ships_final_demand_hydrogen | Hydrogen | EU | Energy demand | 0.26238 | FEC
NL | TYNDP2026 | LEV | 2035 | TWh | 284 | Sub_sector | Transport | Ships | Transport (ships) | Energetic | transport_ships_final_demand_methane | Methane | EU | Energy demand | 0.62973 | FEC
NL | TYNDP2026 | LEV | 2035 | TWh | 285 | Sub_sector | Transport | Ships | Transport (ships) | Energetic | transport_ships_final_demand_heat | Heat | EU | Energy demand | 0 | FEC
NL | TYNDP2026 | LEV | 2035 | TWh | 286 | Sub_sector | Transport | Ships | Transport (ships) | Energetic | transport_ships_final_demand_biomass | Biomass | EU | Energy demand | 0 | FEC
NL | TYNDP2026 | LEV | 2035 | TWh | 287 | Sub_sector | Transport | Ships | Transport (ships) | Energetic | transport_ships_final_demand_coal | Solids | EU | Energy demand | 0 | FEC
NL | TYNDP2026 | LEV | 2035 | TWh | 288 | Sub_sector | Transport | Ships | Transport (ships) | Energetic | transport_ships_final_demand_oil | Liquids | EU | Energy demand | 1.5864 | FEC
NL | TYNDP2026 | LEV | 2035 | TWh | 289 | Sub_sector | Transport | Ships | Transport (ships) | Energetic | transport_ships_final_demand_other | Others | EU | Energy demand | 0 | FEC
NL | TYNDP2026 | LEV | 2035 | TWh | 290 | Sub_sector | Transport | Ships | Transport (ships) | Energetic | transport_ships_final_demand_ammonia | Ammonia | EU | Energy demand | 0.12309 | FEC
NL | TYNDP2026 | LEV | 2035 | TWh | 292 | Sub_sector | Transport | Planes | Transport (planes) | Energetic | transport_planes_final_demand_electricity | Electricity | EU | Energy demand | 0 | FEC
NL | TYNDP2026 | LEV | 2035 | TWh | 293 | Sub_sector | Transport | Planes | Transport (planes) | Energetic | transport_planes_final_demand_hydrogen | Hydrogen | EU | Energy demand | 0 | FEC
NL | TYNDP2026 | LEV | 2035 | TWh | 294 | Sub_sector | Transport | Planes | Transport (planes) | Energetic | transport_planes_final_demand_methane | Methane | EU | Energy demand | 0 | FEC
NL | TYNDP2026 | LEV | 2035 | TWh | 295 | Sub_sector | Transport | Planes | Transport (planes) | Energetic | transport_planes_final_demand_heat | Heat | EU | Energy demand | 0 | FEC
NL | TYNDP2026 | LEV | 2035 | TWh | 296 | Sub_sector | Transport | Planes | Transport (planes) | Energetic | transport_planes_final_demand_biomass | Biomass | EU | Energy demand | 0 | FEC
NL | TYNDP2026 | LEV | 2035 | TWh | 297 | Sub_sector | Transport | Planes | Transport (planes) | Energetic | transport_planes_final_demand_coal | Solids | EU | Energy demand | 0 | FEC
NL | TYNDP2026 | LEV | 2035 | TWh | 298 | Sub_sector | Transport | Planes | Transport (planes) | Energetic | transport_planes_final_demand_oil | Liquids | EU | Energy demand | 0.23712 | FEC
NL | TYNDP2026 | LEV | 2035 | TWh | 299 | Sub_sector | Transport | Planes | Transport (planes) | Energetic | transport_planes_final_demand_other | Others | EU | Energy demand | 0 | FEC
NL | TYNDP2026 | LEV | 2035 | TWh | 300 | Sub_sector | Transport | Planes | Transport (planes) | Energetic | transport_planes_final_demand_ammonia | Ammonia | EU | Energy demand | 0 | FEC
NL | TYNDP2026 | LEV | 2035 | TWh | 302 | Sub_sector | Transport | Others | Transport (others) | Energetic | transport_other_final_demand_electricity | Electricity | EU | Energy demand | 0.11596 | FEC
NL | TYNDP2026 | LEV | 2035 | TWh | 303 | Sub_sector | Transport | Others | Transport (others) | Energetic | transport_other_final_demand_hydrogen | Hydrogen | EU | Energy demand | 0 | FEC
NL | TYNDP2026 | LEV | 2035 | TWh | 304 | Sub_sector | Transport | Others | Transport (others) | Energetic | transport_other_final_demand_methane | Methane | EU | Energy demand | 0 | FEC
NL | TYNDP2026 | LEV | 2035 | TWh | 305 | Sub_sector | Transport | Others | Transport (others) | Energetic | transport_other_final_demand_heat | Heat | EU | Energy demand | 0 | FEC
NL | TYNDP2026 | LEV | 2035 | TWh | 306 | Sub_sector | Transport | Others | Transport (others) | Energetic | transport_other_final_demand_biomass | Biomass | EU | Energy demand | 0 | FEC
NL | TYNDP2026 | LEV | 2035 | TWh | 307 | Sub_sector | Transport | Others | Transport (others) | Energetic | transport_other_final_demand_coal | Solids | EU | Energy demand | 0 | FEC
NL | TYNDP2026 | LEV | 2035 | TWh | 308 | Sub_sector | Transport | Others | Transport (others) | Energetic | transport_other_final_demand_oil | Liquids | EU | Energy demand | 1.9478 | FEC
NL | TYNDP2026 | LEV | 2035 | TWh | 309 | Sub_sector | Transport | Others | Transport (others) | Energetic | transport_other_final_demand_other | Others | EU | Energy demand | 0 | FEC
NL | TYNDP2026 | LEV | 2035 | TWh | 310 | Sub_sector | Transport | Others | Transport (others) | Energetic | transport_other_final_demand_ammonia | Ammonia | EU | Energy demand | 0 | FEC
NL | TYNDP2026 | LEV | 2035 | TWh | 312 | Sub_sector | International transport | International aviation | Transport (int. aviation) | Energetic | transport_int_aviation_final_demand_electricity | Electricity | EU | Energy demand | 0 | FEC
NL | TYNDP2026 | LEV | 2035 | TWh | 313 | Sub_sector | International transport | International aviation | Transport (int. aviation) | Energetic | transport_int_aviation_final_demand_hydrogen | Hydrogen | EU | Energy demand | 0 | FEC
NL | TYNDP2026 | LEV | 2035 | TWh | 314 | Sub_sector | International transport | International aviation | Transport (int. aviation) | Energetic | transport_int_aviation_final_demand_methane | Methane | EU | Energy demand | 0 | FEC
NL | TYNDP2026 | LEV | 2035 | TWh | 315 | Sub_sector | International transport | International aviation | Transport (int. aviation) | Energetic | transport_int_aviation_final_demand_heat | Heat | EU | Energy demand | 0 | FEC
NL | TYNDP2026 | LEV | 2035 | TWh | 316 | Sub_sector | International transport | International aviation | Transport (int. aviation) | Energetic | transport_int_aviation_final_demand_biofuels | Biomass | EU | Energy demand | 0 | FEC
NL | TYNDP2026 | LEV | 2035 | TWh | 317 | Sub_sector | International transport | International aviation | Transport (int. aviation) | Energetic | transport_int_aviation_final_demand_coal | Solids | EU | Energy demand | 0 | FEC
NL | TYNDP2026 | LEV | 2035 | TWh | 318 | Sub_sector | International transport | International aviation | Transport (int. aviation) | Energetic | transport_int_aviation_final_demand_oil | Liquids | EU | Energy demand | 41.8423 | FEC
NL | TYNDP2026 | LEV | 2035 | TWh | 319 | Sub_sector | International transport | International aviation | Transport (int. aviation) | Energetic | transport_int_aviation_final_demand_other | Others | EU | Energy demand | 0 | FEC
NL | TYNDP2026 | LEV | 2035 | TWh | 320 | Sub_sector | International transport | International aviation | Transport (int. aviation) | Energetic | transport_int_aviation_final_demand_ammonia | Ammonia | EU | Energy demand | 0 | FEC
NL | TYNDP2026 | LEV | 2035 | TWh | 322 | Sub_sector | International transport | International shipping | Transport (int. shipping) | Energetic | transport_int_shipping_final_demand_electricity | Electricity | EU | Energy demand | 1.2552 | not_included_in_FEC
NL | TYNDP2026 | LEV | 2035 | TWh | 323 | Sub_sector | International transport | International shipping | Transport (int. shipping) | Energetic | transport_int_shipping_final_demand_hydrogen | Hydrogen | EU | Energy demand | 1.8896 | not_included_in_FEC
NL | TYNDP2026 | LEV | 2035 | TWh | 324 | Sub_sector | International transport | International shipping | Transport (int. shipping) | Energetic | transport_int_shipping_final_demand_methane | Methane | EU | Energy demand | 9.0258 | not_included_in_FEC
NL | TYNDP2026 | LEV | 2035 | TWh | 325 | Sub_sector | International transport | International shipping | Transport (int. shipping) | Energetic | transport_int_shipping_final_demand_heat | Heat | EU | Energy demand | 0 | not_included_in_FEC
NL | TYNDP2026 | LEV | 2035 | TWh | 326 | Sub_sector | International transport | International shipping | Transport (int. shipping) | Energetic | transport_int_shipping_final_demand_biofuels | Biomass | EU | Energy demand | 0 | not_included_in_FEC
NL | TYNDP2026 | LEV | 2035 | TWh | 327 | Sub_sector | International transport | International shipping | Transport (int. shipping) | Energetic | transport_int_shipping_final_demand_coal | Solids | EU | Energy demand | 0 | not_included_in_FEC
NL | TYNDP2026 | LEV | 2035 | TWh | 328 | Sub_sector | International transport | International shipping | Transport (int. shipping) | Energetic | transport_int_shipping_final_demand_oil | Liquids | EU | Energy demand | 60.3362 | not_included_in_FEC
NL | TYNDP2026 | LEV | 2035 | TWh | 329 | Sub_sector | International transport | International shipping | Transport (int. shipping) | Energetic | transport_int_shipping_final_demand_other | Others | EU | Energy demand | 0 | not_included_in_FEC
NL | TYNDP2026 | LEV | 2035 | TWh | 330 | Sub_sector | International transport | International shipping | Transport (int. shipping) | Energetic | transport_int_shipping_final_demand_ammonia | Ammonia | EU | Energy demand | 22.3837 | not_included_in_FEC
NL | TYNDP2026 | LEV | 2035 | TWh | 332 | Sub_sector | Households | Space heating | Households (heating) | Energetic | households_heating_final_demand_electricity | Electricity | EU | Energy demand | 15.5696 | FEC
NL | TYNDP2026 | LEV | 2035 | TWh | 333 | Sub_sector | Households | Space heating | Households (heating) | Energetic | households_heating_final_demand_hydrogen | Hydrogen | EU | Energy demand | 0 | FEC
NL | TYNDP2026 | LEV | 2035 | TWh | 334 | Sub_sector | Households | Space heating | Households (heating) | Energetic | households_heating_final_demand_methane | Methane | EU | Energy demand | 35.8874 | FEC
NL | TYNDP2026 | LEV | 2035 | TWh | 335 | Sub_sector | Households | Space heating | Households (heating) | Energetic | households_heating_final_demand_heat | Heat | EU | Energy demand | 10.6671 | FEC
NL | TYNDP2026 | LEV | 2035 | TWh | 336 | Sub_sector | Households | Space heating | Households (heating) | Energetic | households_heating_final_demand_biomass | Biomass | EU | Energy demand | 2.2914 | FEC
NL | TYNDP2026 | LEV | 2035 | TWh | 337 | Sub_sector | Households | Space heating | Households (heating) | Energetic | households_heating_final_demand_coal | Solids | EU | Energy demand | 0 | FEC
NL | TYNDP2026 | LEV | 2035 | TWh | 338 | Sub_sector | Households | Space heating | Households (heating) | Energetic | households_heating_final_demand_oil | Liquids | EU | Energy demand | 0 | FEC
NL | TYNDP2026 | LEV | 2035 | TWh | 339 | Sub_sector | Households | Space heating | Households (heating) | Energetic | households_heating_final_demand_other | Others | EU | Energy demand | 0 | FEC
NL | TYNDP2026 | LEV | 2035 | TWh | 340 | Sub_sector | Households | Space heating | Households (heating) | Energetic | households_heating_final_demand_ammonia | Ammonia | EU | Energy demand | 0 | FEC
NL | TYNDP2026 | LEV | 2035 | TWh | 343 | Sub_sector | Households | Cooling | Households (cooling) | Energetic | households_cooling_final_demand_electricity | Electricity | EU | Energy demand | 1.3439 | FEC
NL | TYNDP2026 | LEV | 2035 | TWh | 344 | Sub_sector | Households | Cooling | Households (cooling) | Energetic | households_cooling_final_demand_hydrogen | Hydrogen | EU | Energy demand | 0 | FEC
NL | TYNDP2026 | LEV | 2035 | TWh | 345 | Sub_sector | Households | Cooling | Households (cooling) | Energetic | households_cooling_final_demand_methane | Methane | EU | Energy demand | 0 | FEC
NL | TYNDP2026 | LEV | 2035 | TWh | 346 | Sub_sector | Households | Cooling | Households (cooling) | Energetic | households_cooling_final_demand_heat | Heat | EU | Energy demand | 0 | FEC
NL | TYNDP2026 | LEV | 2035 | TWh | 347 | Sub_sector | Households | Cooling | Households (cooling) | Energetic | households_cooling_final_demand_biomass | Biomass | EU | Energy demand | 0 | FEC
NL | TYNDP2026 | LEV | 2035 | TWh | 348 | Sub_sector | Households | Cooling | Households (cooling) | Energetic | households_cooling_final_demand_coal | Solids | EU | Energy demand | 0 | FEC
NL | TYNDP2026 | LEV | 2035 | TWh | 349 | Sub_sector | Households | Cooling | Households (cooling) | Energetic | households_cooling_final_demand_oil | Liquids | EU | Energy demand | 0 | FEC
NL | TYNDP2026 | LEV | 2035 | TWh | 350 | Sub_sector | Households | Cooling | Households (cooling) | Energetic | households_cooling_final_demand_other | Others | EU | Energy demand | 0 | FEC
NL | TYNDP2026 | LEV | 2035 | TWh | 351 | Sub_sector | Households | Cooling | Households (cooling) | Energetic | households_cooling_final_demand_ammonia | Ammonia | EU | Energy demand | 0 | FEC
NL | TYNDP2026 | LEV | 2035 | TWh | 354 | Sub_sector | Households | Hot water | Households (hot water) | Energetic | households_hot_water_final_demand_electricity | Electricity | EU | Energy demand | 1.53 | FEC
NL | TYNDP2026 | LEV | 2035 | TWh | 355 | Sub_sector | Households | Hot water | Households (hot water) | Energetic | households_hot_water_final_demand_hydrogen | Hydrogen | EU | Energy demand | 0 | FEC
NL | TYNDP2026 | LEV | 2035 | TWh | 356 | Sub_sector | Households | Hot water | Households (hot water) | Energetic | households_hot_water_final_demand_methane | Methane | EU | Energy demand | 8.663 | FEC
NL | TYNDP2026 | LEV | 2035 | TWh | 357 | Sub_sector | Households | Hot water | Households (hot water) | Energetic | households_hot_water_final_demand_heat | Heat | EU | Energy demand | 1.466 | FEC
NL | TYNDP2026 | LEV | 2035 | TWh | 358 | Sub_sector | Households | Hot water | Households (hot water) | Energetic | households_hot_water_final_demand_biomass | Biomass | EU | Energy demand | 0.31039 | FEC
NL | TYNDP2026 | LEV | 2035 | TWh | 359 | Sub_sector | Households | Hot water | Households (hot water) | Energetic | households_hot_water_final_demand_coal | Solids | EU | Energy demand | 0 | FEC
NL | TYNDP2026 | LEV | 2035 | TWh | 360 | Sub_sector | Households | Hot water | Households (hot water) | Energetic | households_hot_water_final_demand_oil | Liquids | EU | Energy demand | 0 | FEC
NL | TYNDP2026 | LEV | 2035 | TWh | 361 | Sub_sector | Households | Hot water | Households (hot water) | Energetic | households_hot_water_final_demand_other | Others | EU | Energy demand | 0.29372 | FEC
NL | TYNDP2026 | LEV | 2035 | TWh | 362 | Sub_sector | Households | Hot water | Households (hot water) | Energetic | households_hot_water_final_demand_ammonia | Ammonia | EU | Energy demand | 0 | FEC
NL | TYNDP2026 | LEV | 2035 | TWh | 365 | Sub_sector | Households | Appliances | Households (appliances) | Energetic | households_appliances_final_demand_electricity | Electricity | EU | Energy demand | 17.4654 | FEC
NL | TYNDP2026 | LEV | 2035 | TWh | 366 | Sub_sector | Households | Appliances | Households (appliances) | Energetic | households_appliances_final_demand_hydrogen | Hydrogen | EU | Energy demand | 0 | FEC
NL | TYNDP2026 | LEV | 2035 | TWh | 367 | Sub_sector | Households | Appliances | Households (appliances) | Energetic | households_appliances_final_demand_methane | Methane | EU | Energy demand | 0.93856 | FEC
NL | TYNDP2026 | LEV | 2035 | TWh | 368 | Sub_sector | Households | Appliances | Households (appliances) | Energetic | households_appliances_final_demand_heat | Heat | EU | Energy demand | 0 | FEC
NL | TYNDP2026 | LEV | 2035 | TWh | 369 | Sub_sector | Households | Appliances | Households (appliances) | Energetic | households_appliances_final_demand_biomass | Biomass | EU | Energy demand | 0 | FEC
NL | TYNDP2026 | LEV | 2035 | TWh | 370 | Sub_sector | Households | Appliances | Households (appliances) | Energetic | households_appliances_final_demand_coal | Solids | EU | Energy demand | 0 | FEC
NL | TYNDP2026 | LEV | 2035 | TWh | 371 | Sub_sector | Households | Appliances | Households (appliances) | Energetic | households_appliances_final_demand_oil | Liquids | EU | Energy demand | 0 | FEC
NL | TYNDP2026 | LEV | 2035 | TWh | 372 | Sub_sector | Households | Appliances | Households (appliances) | Energetic | households_appliances_final_demand_other | Others | EU | Energy demand | 0 | FEC
NL | TYNDP2026 | LEV | 2035 | TWh | 373 | Sub_sector | Households | Appliances | Households (appliances) | Energetic | households_appliances_final_demand_ammonia | Ammonia | EU | Energy demand | 0 | FEC
NL | TYNDP2026 | LEV | 2035 | TWh | 375 | Sub_sector | Buildings | Space heating | Buildings (heat) | Energetic | buildings_heat_final_demand_electricity | Electricity | EU | Energy demand | 4.9099 | FEC
NL | TYNDP2026 | LEV | 2035 | TWh | 376 | Sub_sector | Buildings | Space heating | Buildings (heat) | Energetic | buildings_heat_final_demand_hydrogen | Hydrogen | EU | Energy demand | 0 | FEC
NL | TYNDP2026 | LEV | 2035 | TWh | 377 | Sub_sector | Buildings | Space heating | Buildings (heat) | Energetic | buildings_heat_final_demand_methane | Methane | EU | Energy demand | 27.346 | FEC
NL | TYNDP2026 | LEV | 2035 | TWh | 378 | Sub_sector | Buildings | Space heating | Buildings (heat) | Energetic | buildings_heat_final_demand_heat | Heat | EU | Energy demand | 6.3844 | FEC
NL | TYNDP2026 | LEV | 2035 | TWh | 379 | Sub_sector | Buildings | Space heating | Buildings (heat) | Energetic | buildings_heat_final_demand_biomass | Biomass | EU | Energy demand | 0 | FEC
NL | TYNDP2026 | LEV | 2035 | TWh | 380 | Sub_sector | Buildings | Space heating | Buildings (heat) | Energetic | buildings_heat_final_demand_coal | Solids | EU | Energy demand | 0 | FEC
NL | TYNDP2026 | LEV | 2035 | TWh | 381 | Sub_sector | Buildings | Space heating | Buildings (heat) | Energetic | buildings_heat_final_demand_oil | Liquids | EU | Energy demand | 0 | FEC
NL | TYNDP2026 | LEV | 2035 | TWh | 382 | Sub_sector | Buildings | Space heating | Buildings (heat) | Energetic | buildings_heat_final_demand_other | Others | EU | Energy demand | 0 | FEC
NL | TYNDP2026 | LEV | 2035 | TWh | 383 | Sub_sector | Buildings | Space heating | Buildings (heat) | Energetic | buildings_heat_final_demand_ammonia | Ammonia | EU | Energy demand | 0 | FEC
NL | TYNDP2026 | LEV | 2035 | TWh | 386 | Sub_sector | Buildings | Cooling | Buildings (cooling) | Energetic | buildings_cooling_final_demand_electricity | Electricity | EU | Energy demand | 3.4015 | FEC
NL | TYNDP2026 | LEV | 2035 | TWh | 387 | Sub_sector | Buildings | Cooling | Buildings (cooling) | Energetic | buildings_cooling_final_demand_hydrogen | Hydrogen | EU | Energy demand | 0 | FEC
NL | TYNDP2026 | LEV | 2035 | TWh | 388 | Sub_sector | Buildings | Cooling | Buildings (cooling) | Energetic | buildings_cooling_final_demand_methane | Methane | EU | Energy demand | 1.06e-14 | FEC
NL | TYNDP2026 | LEV | 2035 | TWh | 389 | Sub_sector | Buildings | Cooling | Buildings (cooling) | Energetic | buildings_cooling_final_demand_heat | Heat | EU | Energy demand | 0 | FEC
NL | TYNDP2026 | LEV | 2035 | TWh | 390 | Sub_sector | Buildings | Cooling | Buildings (cooling) | Energetic | buildings_cooling_final_demand_biomass | Biomass | EU | Energy demand | 0 | FEC
NL | TYNDP2026 | LEV | 2035 | TWh | 391 | Sub_sector | Buildings | Cooling | Buildings (cooling) | Energetic | buildings_cooling_final_demand_coal | Solids | EU | Energy demand | 0 | FEC
NL | TYNDP2026 | LEV | 2035 | TWh | 392 | Sub_sector | Buildings | Cooling | Buildings (cooling) | Energetic | buildings_cooling_final_demand_oil | Liquids | EU | Energy demand | 0 | FEC
NL | TYNDP2026 | LEV | 2035 | TWh | 393 | Sub_sector | Buildings | Cooling | Buildings (cooling) | Energetic | buildings_cooling_final_demand_other | Others | EU | Energy demand | 0 | FEC
NL | TYNDP2026 | LEV | 2035 | TWh | 394 | Sub_sector | Buildings | Cooling | Buildings (cooling) | Energetic | buildings_cooling_final_demand_ammonia | Ammonia | EU | Energy demand | 0 | FEC
NL | TYNDP2026 | LEV | 2035 | TWh | 397 | Sub_sector | Buildings | Appliances | Buildings (appliances) | Energetic | buildings_appliances_final_demand_electricity | Electricity | EU | Energy demand | 18.8859 | FEC
NL | TYNDP2026 | LEV | 2035 | TWh | 398 | Sub_sector | Buildings | Appliances | Buildings (appliances) | Energetic | buildings_appliances_final_demand_hydrogen | Hydrogen | EU | Energy demand | 0 | FEC
NL | TYNDP2026 | LEV | 2035 | TWh | 399 | Sub_sector | Buildings | Appliances | Buildings (appliances) | Energetic | buildings_appliances_final_demand_methane | Methane | EU | Energy demand | 0.049952 | FEC
NL | TYNDP2026 | LEV | 2035 | TWh | 400 | Sub_sector | Buildings | Appliances | Buildings (appliances) | Energetic | buildings_appliances_final_demand_heat | Heat | EU | Energy demand | 0 | FEC
NL | TYNDP2026 | LEV | 2035 | TWh | 401 | Sub_sector | Buildings | Appliances | Buildings (appliances) | Energetic | buildings_appliances_final_demand_biomass | Biomass | EU | Energy demand | 0 | FEC
NL | TYNDP2026 | LEV | 2035 | TWh | 402 | Sub_sector | Buildings | Appliances | Buildings (appliances) | Energetic | buildings_appliances_final_demand_coal | Solids | EU | Energy demand | 0 | FEC
NL | TYNDP2026 | LEV | 2035 | TWh | 403 | Sub_sector | Buildings | Appliances | Buildings (appliances) | Energetic | buildings_appliances_final_demand_oil | Liquids | EU | Energy demand | 0 | FEC
NL | TYNDP2026 | LEV | 2035 | TWh | 404 | Sub_sector | Buildings | Appliances | Buildings (appliances) | Energetic | buildings_appliances_final_demand_other | Others | EU | Energy demand | 0 | FEC
NL | TYNDP2026 | LEV | 2035 | TWh | 405 | Sub_sector | Buildings | Appliances | Buildings (appliances) | Energetic | buildings_appliances_final_demand_ammonia | Ammonia | EU | Energy demand | 0 | FEC
NL | TYNDP2026 | LEV | 2035 | TWh | 407 | Sub_sector | Buildings | Datacenters | Datacenters & ICT | Energetic | datacentres_final_demand_electricity_energetic | Electricity | EU | Energy demand | 35.352 | FEC
NL | TYNDP2026 | LEV | 2035 | TWh | 408 | Sub_sector | Buildings | Datacenters | Datacenters & ICT | Energetic | datacentres_final_demand_hydrogen_energetic | Hydrogen | EU | Energy demand | 0 | FEC
NL | TYNDP2026 | LEV | 2035 | TWh | 409 | Sub_sector | Buildings | Datacenters | Datacenters & ICT | Energetic | datacentres_final_demand_methane_energetic | Methane | EU | Energy demand | 0 | FEC
NL | TYNDP2026 | LEV | 2035 | TWh | 410 | Sub_sector | Buildings | Datacenters | Datacenters & ICT | Energetic | datacentres_final_demand_heat_energetic | Heat | EU | Energy demand | 0 | FEC
NL | TYNDP2026 | LEV | 2035 | TWh | 411 | Sub_sector | Buildings | Datacenters | Datacenters & ICT | Energetic | datacentres_final_demand_biomass_energetic | Biomass | EU | Energy demand | 0 | FEC
NL | TYNDP2026 | LEV | 2035 | TWh | 412 | Sub_sector | Buildings | Datacenters | Datacenters & ICT | Energetic | datacentres_final_demand_coal_energetic | Solids | EU | Energy demand | 0 | FEC
NL | TYNDP2026 | LEV | 2035 | TWh | 413 | Sub_sector | Buildings | Datacenters | Datacenters & ICT | Energetic | datacentres_final_demand_oil_energetic | Liquids | EU | Energy demand | 0 | FEC
NL | TYNDP2026 | LEV | 2035 | TWh | 414 | Sub_sector | Buildings | Datacenters | Datacenters & ICT | Energetic | datacentres_final_demand_other_energetic | Others | EU | Energy demand | 0 | FEC
NL | TYNDP2026 | LEV | 2035 | TWh | 415 | Sub_sector | Buildings | Datacenters | Datacenters & ICT | Energetic | datacentres_final_demand_ammonia_energetic | Ammonia | EU | Energy demand | 0 | FEC
NL | TYNDP2026 | LEV | 2035 | TWh | 417 | Sub_sector | Transport | Others_Sector | Others_Sector | Energetic | other_final_demand_electricity_energetic | Electricity | EU | Energy demand | 0 | FEC
NL | TYNDP2026 | LEV | 2035 | TWh | 418 | Sub_sector | Transport | Others_Sector | Others_Sector | Energetic | other_final_demand_hydrogen_energetic | Hydrogen | EU | Energy demand | 0 | FEC
NL | TYNDP2026 | LEV | 2035 | TWh | 419 | Sub_sector | Transport | Pipeline Transport | Others_Sector | Energetic | other_final_demand_methane_energetic | Methane | EU | Energy demand | 0.037449 | FEC
NL | TYNDP2026 | LEV | 2035 | TWh | 420 | Sub_sector | Transport | Others_Sector | Others_Sector | Energetic | other_final_demand_heat_energetic | Heat | EU | Energy demand | 0 | FEC
NL | TYNDP2026 | LEV | 2035 | TWh | 421 | Sub_sector | Transport | Others_Sector | Others_Sector | Energetic | other_final_demand_biomass_energetic | Biomass | EU | Energy demand | 0 | FEC
NL | TYNDP2026 | LEV | 2035 | TWh | 422 | Sub_sector | Transport | Others_Sector | Others_Sector | Energetic | other_final_demand_coal_energetic | Solids | EU | Energy demand | 0 | FEC
NL | TYNDP2026 | LEV | 2035 | TWh | 423 | Sub_sector | Transport | Others_Sector | Others_Sector | Energetic | other_final_demand_oil_energetic | Liquids | EU | Energy demand | 0.30904 | FEC
NL | TYNDP2026 | LEV | 2035 | TWh | 424 | Sub_sector | Others_Sector | Others_Sector | Others_Sector | Non-energetic | other_final_demand_oil_non_energetic | Liquids | EU | Energy demand | 0.44568 | not_included_in_FEC
NL | TYNDP2026 | LEV | 2035 | TWh | 425 | Sub_sector | Transport | Others_Sector | Others_Sector | Energetic | other_final_demand_other_energetic | Others | EU | Energy demand | 0 | FEC
NL | TYNDP2026 | LEV | 2035 | TWh | 426 | Sub_sector | Transport | Others_Sector | Others_Sector | Energetic | other_final_demand_ammonia_energetic | Ammonia | EU | Energy demand | 0 | FEC
NL | TYNDP2026 | LEV | 2035 | TWh | 427 | Sub_sector | Industry | Surplus_Heat_in_Industry | Surplus_Heat_in_Industry | Energetic | final_demand_of_industry_unused_local_production_steam_hot_water | Heat | EU | Energy demand | 3.6766 | FEC
NL | TYNDP2026 | LEV | 2035 | TWh | 429 | Sub_sector | Agriculture | Total | Agriculture | Energetic | agriculture_final_demand_electricity_energetic | Electricity | EU | Energy demand | 11.9839 | FEC
NL | TYNDP2026 | LEV | 2035 | TWh | 430 | Sub_sector | Agriculture | Total | Agriculture | Energetic | agriculture_final_demand_hydrogen_energetic | Hydrogen | EU | Energy demand | 0 | FEC
NL | TYNDP2026 | LEV | 2035 | TWh | 431 | Sub_sector | Agriculture | Total | Agriculture | Energetic | agriculture_final_demand_methane_energetic | Methane | EU | Energy demand | 1.8634 | FEC
NL | TYNDP2026 | LEV | 2035 | TWh | 432 | Sub_sector | Agriculture | Total | Agriculture | Energetic | agriculture_final_demand_heat_energetic | Heat | EU | Energy demand | 20.8238 | FEC
NL | TYNDP2026 | LEV | 2035 | TWh | 433 | Sub_sector | Agriculture | Total | Agriculture | Energetic | agriculture_final_demand_biomass_energetic | Biomass | EU | Energy demand | 1.9068 | FEC
NL | TYNDP2026 | LEV | 2035 | TWh | 434 | Sub_sector | Agriculture | Total | Agriculture | Energetic | agriculture_final_demand_coal_energetic | Solids | EU | Energy demand | 0 | FEC
NL | TYNDP2026 | LEV | 2035 | TWh | 435 | Sub_sector | Agriculture | Total | Agriculture | Energetic | agriculture_final_demand_oil_energetic | Liquids | EU | Energy demand | 0 | FEC
NL | TYNDP2026 | LEV | 2035 | TWh | 436 | Sub_sector | Agriculture | Total | Agriculture | Energetic | agriculture_final_demand_other_energetic | Others | EU | Energy demand | 0 | FEC
NL | TYNDP2026 | LEV | 2035 | TWh | 437 | Sub_sector | Agriculture | Total | Agriculture | Energetic | agriculture_final_demand_ammonia_energetic | Ammonia | EU | Energy demand | 0 | FEC
NL | TYNDP2026 | LEV | 2035 | TWh | 447 | Sub_sector | Buildings | Surplus Energy | Buildings | Energetic | GAP | Electricity | EU | Energy demand | 0 | FEC
NL | TYNDP2026 | LEV | 2035 | TWh | 448 | Sub_sector | Buildings | Surplus Energy | Buildings | Energetic | GAP | Hydrogen | EU | Energy demand | 0 | FEC
NL | TYNDP2026 | LEV | 2035 | TWh | 449 | Sub_sector | Buildings | Surplus Energy | Buildings | Energetic | GAP | Methane | EU | Energy demand | 0 | FEC
NL | TYNDP2026 | LEV | 2035 | TWh | 450 | Sub_sector | Buildings | Surplus Energy | Buildings | Energetic | GAP | Heat | EU | Energy demand | 0 | FEC
NL | TYNDP2026 | LEV | 2035 | TWh | 451 | Sub_sector | Buildings | Surplus Energy | Buildings | Energetic | GAP | Biomass | EU | Energy demand | 0 | FEC
NL | TYNDP2026 | LEV | 2035 | TWh | 452 | Sub_sector | Buildings | Surplus Energy | Buildings | Energetic | GAP | Solids | EU | Energy demand | 0.031308 | FEC
NL | TYNDP2026 | LEV | 2035 | TWh | 453 | Sub_sector | Buildings | Surplus Energy | Buildings | Energetic | GAP | Liquids | EU | Energy demand | 0.9766 | FEC
NL | TYNDP2026 | LEV | 2035 | TWh | 454 | Sub_sector | Buildings | Surplus Energy | Buildings | Energetic | GAP | Others | EU | Energy demand | 0 | FEC
NL | TYNDP2026 | LEV | 2035 | TWh | 455 | Sub_sector | Buildings | Surplus Energy | Buildings | Energetic | GAP | Ammonia | EU | Energy demand | 0 | FEC
NL | TYNDP2026 | LEV | 2035 | TWh | 456 | Sub_sector | Households | Surplus Energy | Households | Energetic | GAP | Electricity | EU | Energy demand | 0 | FEC
NL | TYNDP2026 | LEV | 2035 | TWh | 457 | Sub_sector | Households | Surplus Energy | Households | Energetic | GAP | Hydrogen | EU | Energy demand | 0 | FEC
NL | TYNDP2026 | LEV | 2035 | TWh | 458 | Sub_sector | Households | Surplus Energy | Households | Energetic | GAP | Methane | EU | Energy demand | 0 | FEC
NL | TYNDP2026 | LEV | 2035 | TWh | 459 | Sub_sector | Households | Surplus Energy | Households | Energetic | GAP | Heat | EU | Energy demand | 0 | FEC
NL | TYNDP2026 | LEV | 2035 | TWh | 460 | Sub_sector | Households | Surplus Energy | Households | Energetic | GAP | Biomass | EU | Energy demand | 0 | FEC
NL | TYNDP2026 | LEV | 2035 | TWh | 461 | Sub_sector | Households | Surplus Energy | Households | Energetic | GAP | Solids | EU | Energy demand | 0 | FEC
NL | TYNDP2026 | LEV | 2035 | TWh | 462 | Sub_sector | Households | Surplus Energy | Households | Energetic | GAP | Liquids | EU | Energy demand | 0 | FEC
NL | TYNDP2026 | LEV | 2035 | TWh | 463 | Sub_sector | Households | Surplus Energy | Households | Energetic | GAP | Others | EU | Energy demand | 0 | FEC
NL | TYNDP2026 | LEV | 2035 | TWh | 464 | Sub_sector | Households | Surplus Energy | Households | Energetic | GAP | Ammonia | EU | Energy demand | 0 | FEC
NL | TYNDP2026 | LEV | 2040 | TWh | 102 | Sub_sector | Industry | Aluminium | Industry (aluminium) | Energetic | industry_aluminium_demand_electricity_energetic | Electricity | EU | Energy demand | 0.01628 | FEC
NL | TYNDP2026 | LEV | 2040 | TWh | 103 | Sub_sector | Industry | Aluminium | Industry (aluminium) | Energetic | industry_aluminium_demand_hydrogen_energetic | Hydrogen | EU | Energy demand | 0.048008 | FEC
NL | TYNDP2026 | LEV | 2040 | TWh | 104 | Sub_sector | Industry | Aluminium | Industry (aluminium) | Energetic | industry_aluminium_demand_methane_energetic | Methane | EU | Energy demand | 0 | FEC
NL | TYNDP2026 | LEV | 2040 | TWh | 105 | Sub_sector | Industry | Aluminium | Industry (aluminium) | Energetic | industry_aluminium_demand_heat_energetic | Heat | EU | Energy demand | 0 | FEC
NL | TYNDP2026 | LEV | 2040 | TWh | 106 | Sub_sector | Industry | Aluminium | Industry (aluminium) | Energetic | industry_aluminium_demand_biomass_energetic | Biomass | EU | Energy demand | 0 | FEC
NL | TYNDP2026 | LEV | 2040 | TWh | 107 | Sub_sector | Industry | Aluminium | Industry (aluminium) | Energetic | industry_aluminium_demand_coal_energetic | Solids | EU | Energy demand | 0 | FEC
NL | TYNDP2026 | LEV | 2040 | TWh | 108 | Sub_sector | Industry | Aluminium | Industry (aluminium) | Energetic | industry_aluminium_demand_oil_energetic | Liquids | EU | Energy demand | 0 | FEC
NL | TYNDP2026 | LEV | 2040 | TWh | 109 | Sub_sector | Industry | Aluminium | Industry (aluminium) | Energetic | industry_aluminium_demand_others_energetic | Others | EU | Energy demand | 0 | FEC
NL | TYNDP2026 | LEV | 2040 | TWh | 110 | Sub_sector | Industry | Aluminium | Industry (aluminium) | Energetic | industry_ammonia_demand_others_energetic | Ammonia | EU | Energy demand | 0 | FEC
NL | TYNDP2026 | LEV | 2040 | TWh | 112 | Sub_sector | Industry | Chemicals | Industry (chemicals, energetic) | Energetic | industry_chemical_demand_electricity_energetic | Electricity | EU | Energy demand | 34.8384 | FEC
NL | TYNDP2026 | LEV | 2040 | TWh | 113 | Sub_sector | Industry | Chemicals | Industry (chemicals, energetic) | Energetic | industry_chemical_demand_hydrogen_energetic | Hydrogen | EU | Energy demand | 7.842 | FEC
NL | TYNDP2026 | LEV | 2040 | TWh | 114 | Sub_sector | Industry | Chemicals | Industry (chemicals, energetic) | Energetic | industry_chemical_demand_methane_energetic | Methane | EU | Energy demand | 13.0019 | FEC
NL | TYNDP2026 | LEV | 2040 | TWh | 115 | Sub_sector | Industry | Chemicals | Industry (chemicals, energetic) | Energetic | industry_chemical_demand_heat_energetic | Heat | EU | Energy demand | 4.6737 | FEC
NL | TYNDP2026 | LEV | 2040 | TWh | 116 | Sub_sector | Industry | Chemicals | Industry (chemicals, energetic) | Energetic | industry_chemical_demand_biomass_energetic | Biomass | EU | Energy demand | 0.29077 | FEC
NL | TYNDP2026 | LEV | 2040 | TWh | 117 | Sub_sector | Industry | Chemicals | Industry (chemicals, energetic) | Energetic | industry_chemical_demand_coal_energetic | Solids | EU | Energy demand | 0 | FEC
NL | TYNDP2026 | LEV | 2040 | TWh | 118 | Sub_sector | Industry | Chemicals | Industry (chemicals, energetic) | Energetic | industry_chemical_demand_oil_energetic | Liquids | EU | Energy demand | 0.7482 | FEC
NL | TYNDP2026 | LEV | 2040 | TWh | 119 | Sub_sector | Industry | Chemicals | Industry (chemicals, energetic) | Energetic | industry_chemical_demand_others_energetic | Others | EU | Energy demand | 0 | FEC
NL | TYNDP2026 | LEV | 2040 | TWh | 120 | Sub_sector | Industry | Chemicals | Industry (chemicals, energetic) | Energetic | industry_chemical_demand_ammonia_energetic | Ammonia | EU | Energy demand | 0 | FEC
NL | TYNDP2026 | LEV | 2040 | TWh | 122 | Sub_sector | Industry | Chemicals | Industry (chemicals, non-energetic) | Non-energetic | industry_chemical_demand_electricity_non_energetic | Electricity | EU | Energy demand | 1.9e-11 | not_included_in_FEC
NL | TYNDP2026 | LEV | 2040 | TWh | 123 | Sub_sector | Industry | Chemicals | Industry (chemicals, non-energetic) | Non-energetic | industry_chemical_demand_hydrogen_non_energetic | Hydrogen | EU | Energy demand | 8.2553 | not_included_in_FEC
NL | TYNDP2026 | LEV | 2040 | TWh | 124 | Sub_sector | Industry | Chemicals | Industry (chemicals, non-energetic) | Non-energetic | industry_chemical_demand_methane_non_energetic | Methane | EU | Energy demand | 26.9083 | not_included_in_FEC
NL | TYNDP2026 | LEV | 2040 | TWh | 125 | Sub_sector | Industry | Chemicals | Industry (chemicals, non-energetic) | Non-energetic | industry_chemical_demand_heat_non_energetic | Heat | EU | Energy demand | 0 | not_included_in_FEC
NL | TYNDP2026 | LEV | 2040 | TWh | 126 | Sub_sector | Industry | Chemicals | Industry (chemicals, non-energetic) | Non-energetic | industry_chemical_demand_biomass_non_energetic | Biomass | EU | Energy demand | 23.5495 | not_included_in_FEC
NL | TYNDP2026 | LEV | 2040 | TWh | 127 | Sub_sector | Industry | Chemicals | Industry (chemicals, non-energetic) | Non-energetic | industry_chemical_demand_coal_non_energetic | Solids | EU | Energy demand | 0 | not_included_in_FEC
NL | TYNDP2026 | LEV | 2040 | TWh | 128 | Sub_sector | Industry | Chemicals | Industry (chemicals, non-energetic) | Non-energetic | industry_chemical_demand_oil_non_energetic | Liquids | EU | Energy demand | 106.5778 | not_included_in_FEC
NL | TYNDP2026 | LEV | 2040 | TWh | 129 | Sub_sector | Industry | Chemicals | Industry (chemicals, non-energetic) | Non-energetic | industry_chemical_demand_others_non_energetic | Others | EU | Energy demand | 8.5655 | not_included_in_FEC
NL | TYNDP2026 | LEV | 2040 | TWh | 130 | Sub_sector | Industry | Chemicals | Industry (chemicals, non-energetic) | Non-energetic | industry_chemical_demand_ammonia_non_energetic | Ammonia | EU | Energy demand | 0 | not_included_in_FEC
NL | TYNDP2026 | LEV | 2040 | TWh | 132 | Sub_sector | Industry | Fertilizers | Industry (fertilizers, energetic) | Energetic | industry_fertilizers_demand_electricity_energetic | Electricity | EU | Energy demand | 0 | FEC
NL | TYNDP2026 | LEV | 2040 | TWh | 133 | Sub_sector | Industry | Fertilizers | Industry (fertilizers, energetic) | Energetic | industry_fertilizers_demand_hydrogen_energetic | Hydrogen | EU | Energy demand | 0 | FEC
NL | TYNDP2026 | LEV | 2040 | TWh | 134 | Sub_sector | Industry | Fertilizers | Industry (fertilizers, energetic) | Energetic | industry_fertilizers_demand_methane_energetic | Methane | EU | Energy demand | 0 | FEC
NL | TYNDP2026 | LEV | 2040 | TWh | 135 | Sub_sector | Industry | Fertilizers | Industry (fertilizers, energetic) | Energetic | industry_fertilizers_demand_heat_energetic | Heat | EU | Energy demand | 0 | FEC
NL | TYNDP2026 | LEV | 2040 | TWh | 136 | Sub_sector | Industry | Fertilizers | Industry (fertilizers, energetic) | Energetic | industry_fertilizers_demand_biomass_energetic | Biomass | EU | Energy demand | 0 | FEC
NL | TYNDP2026 | LEV | 2040 | TWh | 137 | Sub_sector | Industry | Fertilizers | Industry (fertilizers, energetic) | Energetic | industry_fertilizers_demand_coal_energetic | Solids | EU | Energy demand | 0 | FEC
NL | TYNDP2026 | LEV | 2040 | TWh | 138 | Sub_sector | Industry | Fertilizers | Industry (fertilizers, energetic) | Energetic | industry_fertilizers_demand_oil_energetic | Liquids | EU | Energy demand | 0 | FEC
NL | TYNDP2026 | LEV | 2040 | TWh | 139 | Sub_sector | Industry | Fertilizers | Industry (fertilizers, energetic) | Energetic | industry_fertilizers_demand_others_energetic | Others | EU | Energy demand | 0 | FEC
NL | TYNDP2026 | LEV | 2040 | TWh | 140 | Sub_sector | Industry | Fertilizers | Industry (fertilizers, energetic) | Energetic | industry_fertilizers_demand_ammonia_energetic | Ammonia | EU | Energy demand | 0 | FEC
NL | TYNDP2026 | LEV | 2040 | TWh | 142 | Sub_sector | Industry | Fertilizers | Industry (fertilizers, non-energetic) | Non-energetic | industry_fertilizers_demand_electricity_non_energetic | Electricity | EU | Energy demand | 0 | not_included_in_FEC
NL | TYNDP2026 | LEV | 2040 | TWh | 143 | Sub_sector | Industry | Fertilizers | Industry (fertilizers, non-energetic) | Non-energetic | industry_fertilizers_demand_hydrogen_non_energetic | Hydrogen | EU | Energy demand | 0 | not_included_in_FEC
NL | TYNDP2026 | LEV | 2040 | TWh | 144 | Sub_sector | Industry | Fertilizers | Industry (fertilizers, non-energetic) | Non-energetic | industry_fertilizers_demand_methane_non_energetic | Methane | EU | Energy demand | 0 | not_included_in_FEC
NL | TYNDP2026 | LEV | 2040 | TWh | 145 | Sub_sector | Industry | Fertilizers | Industry (fertilizers, non-energetic) | Non-energetic | industry_fertilizers_demand_heat_non_energetic | Heat | EU | Energy demand | 0 | not_included_in_FEC
NL | TYNDP2026 | LEV | 2040 | TWh | 146 | Sub_sector | Industry | Fertilizers | Industry (fertilizers, non-energetic) | Non-energetic | industry_fertilizers_demand_biomass_non_energetic | Biomass | EU | Energy demand | 0 | not_included_in_FEC
NL | TYNDP2026 | LEV | 2040 | TWh | 147 | Sub_sector | Industry | Fertilizers | Industry (fertilizers, non-energetic) | Non-energetic | industry_fertilizers_demand_coal_non_energetic | Solids | EU | Energy demand | 0 | not_included_in_FEC
NL | TYNDP2026 | LEV | 2040 | TWh | 148 | Sub_sector | Industry | Fertilizers | Industry (fertilizers, non-energetic) | Non-energetic | industry_fertilizers_demand_oil_non_energetic | Liquids | EU | Energy demand | 0 | not_included_in_FEC
NL | TYNDP2026 | LEV | 2040 | TWh | 149 | Sub_sector | Industry | Fertilizers | Industry (fertilizers, non-energetic) | Non-energetic | industry_fertilizers_demand_others_non_energetic | Others | EU | Energy demand | 0 | not_included_in_FEC
NL | TYNDP2026 | LEV | 2040 | TWh | 150 | Sub_sector | Industry | Fertilizers | Industry (fertilizers, non-energetic) | Non-energetic | industry_fertilizers_demand_ammonia_non_energetic | Ammonia | EU | Energy demand | 0 | not_included_in_FEC
NL | TYNDP2026 | LEV | 2040 | TWh | 152 | Sub_sector | Industry | Food | Industry (food) | Energetic | industry_food_demand_electricity_energetic | Electricity | EU | Energy demand | 16.5402 | FEC
NL | TYNDP2026 | LEV | 2040 | TWh | 153 | Sub_sector | Industry | Food | Industry (food) | Energetic | industry_food_demand_hydrogen_energetic | Hydrogen | EU | Energy demand | 0.17785 | FEC
NL | TYNDP2026 | LEV | 2040 | TWh | 154 | Sub_sector | Industry | Food | Industry (food) | Energetic | industry_food_demand_methane_energetic | Methane | EU | Energy demand | 2.1718 | FEC
NL | TYNDP2026 | LEV | 2040 | TWh | 155 | Sub_sector | Industry | Food | Industry (food) | Energetic | industry_food_demand_heat_energetic | Heat | EU | Energy demand | 0 | FEC
NL | TYNDP2026 | LEV | 2040 | TWh | 156 | Sub_sector | Industry | Food | Industry (food) | Energetic | industry_food_demand_biomass_energetic | Biomass | EU | Energy demand | 0.048575 | FEC
NL | TYNDP2026 | LEV | 2040 | TWh | 157 | Sub_sector | Industry | Food | Industry (food) | Energetic | industry_food_demand_coal_energetic | Solids | EU | Energy demand | 0 | FEC
NL | TYNDP2026 | LEV | 2040 | TWh | 158 | Sub_sector | Industry | Food | Industry (food) | Energetic | industry_food_demand_oil_energetic | Liquids | EU | Energy demand | 0.050226 | FEC
NL | TYNDP2026 | LEV | 2040 | TWh | 159 | Sub_sector | Industry | Food | Industry (food) | Energetic | industry_food_demand_others_energetic | Others | EU | Energy demand | 0 | FEC
NL | TYNDP2026 | LEV | 2040 | TWh | 160 | Sub_sector | Industry | Food | Industry (food) | Energetic | industry_food_demand_ammonia_energetic | Ammonia | EU | Energy demand | 0 | FEC
NL | TYNDP2026 | LEV | 2040 | TWh | 162 | Sub_sector | Industry | Metals | Industry (metal) | Energetic | industry_metal_demand_electricity_energetic | Electricity | EU | Energy demand | 1.9336 | FEC
NL | TYNDP2026 | LEV | 2040 | TWh | 163 | Sub_sector | Industry | Metals | Industry (metal) | Energetic | industry_metal_demand_hydrogen_energetic | Hydrogen | EU | Energy demand | 0.019658 | FEC
NL | TYNDP2026 | LEV | 2040 | TWh | 164 | Sub_sector | Industry | Metals | Industry (metal) | Energetic | industry_metal_demand_methane_energetic | Methane | EU | Energy demand | 0.31493 | FEC
NL | TYNDP2026 | LEV | 2040 | TWh | 165 | Sub_sector | Industry | Metals | Industry (metal) | Energetic | industry_metal_demand_heat_energetic | Heat | EU | Energy demand | 0 | FEC
NL | TYNDP2026 | LEV | 2040 | TWh | 166 | Sub_sector | Industry | Metals | Industry (metal) | Energetic | industry_metal_demand_biomass_energetic | Biomass | EU | Energy demand | 0 | FEC
NL | TYNDP2026 | LEV | 2040 | TWh | 167 | Sub_sector | Industry | Metals | Industry (metal) | Energetic | industry_metal_demand_coal_energetic | Solids | EU | Energy demand | 0 | FEC
NL | TYNDP2026 | LEV | 2040 | TWh | 168 | Sub_sector | Industry | Metals | Industry (metal) | Energetic | industry_metal_demand_oil_energetic | Liquids | EU | Energy demand | 0.009 | FEC
NL | TYNDP2026 | LEV | 2040 | TWh | 169 | Sub_sector | Industry | Metals | Industry (metal) | Energetic | industry_metal_demand_others_energetic | Others | EU | Energy demand | 0 | FEC
NL | TYNDP2026 | LEV | 2040 | TWh | 170 | Sub_sector | Industry | Metals | Industry (metal) | Energetic | industry_metal_demand_ammonia_energetic | Ammonia | EU | Energy demand | 0 | FEC
NL | TYNDP2026 | LEV | 2040 | TWh | 172 | Sub_sector | Industry | Others | Industry (other, energetic) | Energetic | industry_other_demand_electricity_energetic | Electricity | EU | Energy demand | 16.2992 | FEC
NL | TYNDP2026 | LEV | 2040 | TWh | 173 | Sub_sector | Industry | Others | Industry (other, energetic) | Energetic | industry_other_demand_hydrogen_energetic | Hydrogen | EU | Energy demand | 0.69136 | FEC
NL | TYNDP2026 | LEV | 2040 | TWh | 174 | Sub_sector | Industry | Others | Industry (other, energetic) | Energetic | industry_other_demand_methane_energetic | Methane | EU | Energy demand | 6.8901 | FEC
NL | TYNDP2026 | LEV | 2040 | TWh | 175 | Sub_sector | Industry | Others | Industry (other, energetic) | Energetic | industry_other_demand_heat_energetic | Heat | EU | Energy demand | 0.44538 | FEC
NL | TYNDP2026 | LEV | 2040 | TWh | 176 | Sub_sector | Industry | Others | Industry (other, energetic) | Energetic | industry_other_demand_biomass_energetic | Biomass | EU | Energy demand | 0.064103 | FEC
NL | TYNDP2026 | LEV | 2040 | TWh | 177 | Sub_sector | Industry | Others | Industry (other, energetic) | Energetic | industry_other_demand_coal_energetic | Solids | EU | Energy demand | 0.020619 | FEC
NL | TYNDP2026 | LEV | 2040 | TWh | 178 | Sub_sector | Industry | Others | Industry (other, energetic) | Energetic | industry_other_demand_oil_energetic | Liquids | EU | Energy demand | 0 | FEC
NL | TYNDP2026 | LEV | 2040 | TWh | 179 | Sub_sector | Industry | Others | Industry (other, energetic) | Energetic | industry_other_demand_others_energetic | Others | EU | Energy demand | 0 | FEC
NL | TYNDP2026 | LEV | 2040 | TWh | 180 | Sub_sector | Industry | Others | Industry (other, energetic) | Energetic | industry_other_demand_ammonia_energetic | Ammonia | EU | Energy demand | 0 | FEC
NL | TYNDP2026 | LEV | 2040 | TWh | 182 | Sub_sector | Industry | Others | Industry (other, non-energetic) | Non-energetic | industry_other_demand_electricity_non_energetic | Electricity | EU | Energy demand | 0 | not_included_in_FEC
NL | TYNDP2026 | LEV | 2040 | TWh | 183 | Sub_sector | Industry | Others | Industry (other, non-energetic) | Non-energetic | industry_other_demand_hydrogen_non_energetic | Hydrogen | EU | Energy demand | 0 | not_included_in_FEC
NL | TYNDP2026 | LEV | 2040 | TWh | 184 | Sub_sector | Industry | Others | Industry (other, non-energetic) | Non-energetic | industry_other_demand_methane_non_energetic | Methane | EU | Energy demand | 0 | not_included_in_FEC
NL | TYNDP2026 | LEV | 2040 | TWh | 185 | Sub_sector | Industry | Others | Industry (other, non-energetic) | Non-energetic | industry_other_demand_heat_non_energetic | Heat | EU | Energy demand | 0 | not_included_in_FEC
NL | TYNDP2026 | LEV | 2040 | TWh | 186 | Sub_sector | Industry | Others | Industry (other, non-energetic) | Non-energetic | industry_other_demand_biomass_non_energetic | Biomass | EU | Energy demand | 0 | not_included_in_FEC
NL | TYNDP2026 | LEV | 2040 | TWh | 187 | Sub_sector | Industry | Others | Industry (other, non-energetic) | Non-energetic | industry_other_demand_coal_non_energetic | Solids | EU | Energy demand | 0 | not_included_in_FEC
NL | TYNDP2026 | LEV | 2040 | TWh | 188 | Sub_sector | Industry | Others | Industry (other, non-energetic) | Non-energetic | industry_other_demand_oil_non_energetic | Liquids | EU | Energy demand | 0 | not_included_in_FEC
NL | TYNDP2026 | LEV | 2040 | TWh | 189 | Sub_sector | Industry | Others | Industry (other, non-energetic) | Non-energetic | industry_other_demand_others_non_energetic | Others | EU | Energy demand | 0 | not_included_in_FEC
NL | TYNDP2026 | LEV | 2040 | TWh | 190 | Sub_sector | Industry | Others | Industry (other, non-energetic) | Non-energetic | industry_other_demand_ammonia_non_energetic | Ammonia | EU | Energy demand | 0 | not_included_in_FEC
NL | TYNDP2026 | LEV | 2040 | TWh | 192 | Sub_sector | Industry | Paper | Industry (paper) | Energetic | industry_paper_demand_electricity_energetic | Electricity | EU | Energy demand | 3.3619 | FEC
NL | TYNDP2026 | LEV | 2040 | TWh | 193 | Sub_sector | Industry | Paper | Industry (paper) | Energetic | industry_paper_demand_hydrogen_energetic | Hydrogen | EU | Energy demand | 0.091994 | FEC
NL | TYNDP2026 | LEV | 2040 | TWh | 194 | Sub_sector | Industry | Paper | Industry (paper) | Energetic | industry_paper_demand_methane_energetic | Methane | EU | Energy demand | 0.35484 | FEC
NL | TYNDP2026 | LEV | 2040 | TWh | 195 | Sub_sector | Industry | Paper | Industry (paper) | Energetic | industry_paper_demand_heat_energetic | Heat | EU | Energy demand | 0 | FEC
NL | TYNDP2026 | LEV | 2040 | TWh | 196 | Sub_sector | Industry | Paper | Industry (paper) | Energetic | industry_paper_demand_biomass_energetic | Biomass | EU | Energy demand | 0 | FEC
NL | TYNDP2026 | LEV | 2040 | TWh | 197 | Sub_sector | Industry | Paper | Industry (paper) | Energetic | industry_paper_demand_coal_energetic | Solids | EU | Energy demand | 0 | FEC
NL | TYNDP2026 | LEV | 2040 | TWh | 198 | Sub_sector | Industry | Paper | Industry (paper) | Energetic | industry_paper_demand_oil_energetic | Liquids | EU | Energy demand | 0 | FEC
NL | TYNDP2026 | LEV | 2040 | TWh | 199 | Sub_sector | Industry | Paper | Industry (paper) | Energetic | industry_paper_demand_others_energetic | Others | EU | Energy demand | 0 | FEC
NL | TYNDP2026 | LEV | 2040 | TWh | 200 | Sub_sector | Industry | Paper | Industry (paper) | Energetic | industry_paper_demand_ammonia_energetic | Ammonia | EU | Energy demand | 0 | FEC
NL | TYNDP2026 | LEV | 2040 | TWh | 202 | Sub_sector | Industry | Refineries | Industry (refineries, energetic) | Energetic | industry_refinery_demand_electricity_energetic | Electricity | EU | Energy demand | 11.1275 | not_included_in_FEC
NL | TYNDP2026 | LEV | 2040 | TWh | 203 | Sub_sector | Industry | Refineries | Industry (refineries, energetic) | Energetic | industry_refinery_demand_hydrogen_energetic | Hydrogen | EU | Energy demand | 26.3923 | not_included_in_FEC
NL | TYNDP2026 | LEV | 2040 | TWh | 204 | Sub_sector | Industry | Refineries | Industry (refineries, energetic) | Energetic | industry_refinery_demand_methane_energetic | Methane | EU | Energy demand | 5.8363 | not_included_in_FEC
NL | TYNDP2026 | LEV | 2040 | TWh | 205 | Sub_sector | Industry | Refineries | Industry (refineries, energetic) | Energetic | industry_refinery_demand_heat_energetic | Heat | EU | Energy demand | 0.8256 | not_included_in_FEC
NL | TYNDP2026 | LEV | 2040 | TWh | 206 | Sub_sector | Industry | Refineries | Industry (refineries, energetic) | Energetic | industry_refinery_demand_biomass_energetic | Biomass | EU | Energy demand | 0 | not_included_in_FEC
NL | TYNDP2026 | LEV | 2040 | TWh | 207 | Sub_sector | Industry | Refineries | Industry (refineries, energetic) | Energetic | industry_refinery_demand_coal_energetic | Solids | EU | Energy demand | 0 | not_included_in_FEC
NL | TYNDP2026 | LEV | 2040 | TWh | 208 | Sub_sector | Industry | Refineries | Industry (refineries, energetic) | Energetic | industry_refinery_demand_oil_energetic | Liquids | EU | Energy demand | 4.9603 | not_included_in_FEC
NL | TYNDP2026 | LEV | 2040 | TWh | 209 | Sub_sector | Industry | Refineries | Industry (refineries, energetic) | Energetic | industry_refinery_demand_others_energetic | Others | EU | Energy demand | 0 | not_included_in_FEC
NL | TYNDP2026 | LEV | 2040 | TWh | 210 | Sub_sector | Industry | Refineries | Industry (refineries, energetic) | Energetic | industry_refinery_demand_ammonia_energetic | Ammonia | EU | Energy demand | 0 | not_included_in_FEC
NL | TYNDP2026 | LEV | 2040 | TWh | 212 | Sub_sector | Industry | Refineries | Industry (refineries, non-energetic) | Non-energetic | industry_refinery_demand_electricity_non_energetic | Electricity | EU | Energy demand | 0 | not_included_in_FEC
NL | TYNDP2026 | LEV | 2040 | TWh | 213 | Sub_sector | Industry | Refineries | Industry (refineries, non-energetic) | Non-energetic | industry_refinery_demand_hydrogen_non_energetic | Hydrogen | EU | Energy demand | 0 | not_included_in_FEC
NL | TYNDP2026 | LEV | 2040 | TWh | 214 | Sub_sector | Industry | Refineries | Industry (refineries, non-energetic) | Non-energetic | industry_refinery_demand_methane_non_energetic | Methane | EU | Energy demand | 0 | not_included_in_FEC
NL | TYNDP2026 | LEV | 2040 | TWh | 215 | Sub_sector | Industry | Refineries | Industry (refineries, non-energetic) | Non-energetic | industry_refinery_demand_heat_non_energetic | Heat | EU | Energy demand | 0 | not_included_in_FEC
NL | TYNDP2026 | LEV | 2040 | TWh | 216 | Sub_sector | Industry | Refineries | Industry (refineries, non-energetic) | Non-energetic | industry_refinery_demand_biomass_non_energetic | Biomass | EU | Energy demand | 0 | not_included_in_FEC
NL | TYNDP2026 | LEV | 2040 | TWh | 217 | Sub_sector | Industry | Refineries | Industry (refineries, non-energetic) | Non-energetic | industry_refinery_demand_coal_non_energetic | Solids | EU | Energy demand | 0 | not_included_in_FEC
NL | TYNDP2026 | LEV | 2040 | TWh | 218 | Sub_sector | Industry | Refineries | Industry (refineries, non-energetic) | Non-energetic | industry_refinery_demand_oil_non_energetic | Liquids | EU | Energy demand | 0 | not_included_in_FEC
NL | TYNDP2026 | LEV | 2040 | TWh | 219 | Sub_sector | Industry | Refineries | Industry (refineries, non-energetic) | Non-energetic | industry_refinery_demand_others_non_energetic | Others | EU | Energy demand | 0 | not_included_in_FEC
NL | TYNDP2026 | LEV | 2040 | TWh | 220 | Sub_sector | Industry | Refineries | Industry (refineries, non-energetic) | Non-energetic | industry_refinery_demand_ammonia_non_energetic | Ammonia | EU | Energy demand | 0 | not_included_in_FEC
NL | TYNDP2026 | LEV | 2040 | TWh | 222 | Sub_sector | Industry | Steel | Industry (steel) | Energetic | industry_steel_demand_electricity_energetic | Electricity | EU | Energy demand | 7.2827 | FEC
NL | TYNDP2026 | LEV | 2040 | TWh | 223 | Sub_sector | Industry | Steel | Industry (steel) | Energetic | industry_steel_demand_hydrogen_energetic | Hydrogen | EU | Energy demand | 3.9571 | FEC
NL | TYNDP2026 | LEV | 2040 | TWh | 224 | Sub_sector | Industry | Steel | Industry (steel) | Energetic | industry_steel_demand_methane_energetic | Methane | EU | Energy demand | 7.297 | FEC
NL | TYNDP2026 | LEV | 2040 | TWh | 225 | Sub_sector | Industry | Steel | Industry (steel) | Energetic | industry_steel_demand_heat_energetic | Heat | EU | Energy demand | 0 | FEC
NL | TYNDP2026 | LEV | 2040 | TWh | 226 | Sub_sector | Industry | Steel | Industry (steel) | Energetic | industry_steel_demand_biomass_energetic | Biomass | EU | Energy demand | 2.5807 | FEC
NL | TYNDP2026 | LEV | 2040 | TWh | 227 | Sub_sector | Industry | Steel | Industry (steel) | Energetic | industry_steel_demand_coal_energetic | Solids | EU | Energy demand | 2.5807 | FEC
NL | TYNDP2026 | LEV | 2040 | TWh | 228 | Sub_sector | Industry | Steel | Industry (steel) | Energetic | industry_steel_demand_oil_energetic | Liquids | EU | Energy demand | 0 | FEC
NL | TYNDP2026 | LEV | 2040 | TWh | 229 | Sub_sector | Industry | Steel | Industry (steel) | Energetic | industry_steel_demand_others_energetic | Others | EU | Energy demand | 0 | FEC
NL | TYNDP2026 | LEV | 2040 | TWh | 230 | Sub_sector | Industry | Steel | Industry (steel) | Energetic | industry_steel_demand_ammonia_energetic | Ammonia | EU | Energy demand | 0 | FEC
NL | TYNDP2026 | LEV | 2040 | TWh | 232 | Sub_sector | Transport | Cars | Transport (cars) | Energetic | transport_cars_final_demand_electricity | Electricity | EU | Energy demand | 16.6129 | FEC
NL | TYNDP2026 | LEV | 2040 | TWh | 233 | Sub_sector | Transport | Cars | Transport (cars) | Energetic | transport_cars_final_demand_hydrogen | Hydrogen | EU | Energy demand | 0 | FEC
NL | TYNDP2026 | LEV | 2040 | TWh | 234 | Sub_sector | Transport | Cars | Transport (cars) | Energetic | transport_cars_final_demand_methane | Methane | EU | Energy demand | 0 | FEC
NL | TYNDP2026 | LEV | 2040 | TWh | 235 | Sub_sector | Transport | Cars | Transport (cars) | Energetic | transport_cars_final_demand_heat | Heat | EU | Energy demand | 0 | FEC
NL | TYNDP2026 | LEV | 2040 | TWh | 236 | Sub_sector | Transport | Cars | Transport (cars) | Energetic | transport_cars_final_demand_biomass | Biomass | EU | Energy demand | 0 | FEC
NL | TYNDP2026 | LEV | 2040 | TWh | 237 | Sub_sector | Transport | Cars | Transport (cars) | Energetic | transport_cars_final_demand_coal | Solids | EU | Energy demand | 0 | FEC
NL | TYNDP2026 | LEV | 2040 | TWh | 238 | Sub_sector | Transport | Cars | Transport (cars) | Energetic | transport_cars_final_demand_oil | Liquids | EU | Energy demand | 29.6201 | FEC
NL | TYNDP2026 | LEV | 2040 | TWh | 239 | Sub_sector | Transport | Cars | Transport (cars) | Energetic | transport_cars_final_demand_other | Others | EU | Energy demand | 0 | FEC
NL | TYNDP2026 | LEV | 2040 | TWh | 240 | Sub_sector | Transport | Cars | Transport (cars) | Energetic | transport_cars_final_demand_ammonia | Ammonia | EU | Energy demand | 0 | FEC
NL | TYNDP2026 | LEV | 2040 | TWh | 242 | Sub_sector | Transport | Busses | Transport (busses) | Energetic | transport_busses_final_demand_electricity | Electricity | EU | Energy demand | 1.6166 | FEC
NL | TYNDP2026 | LEV | 2040 | TWh | 243 | Sub_sector | Transport | Busses | Transport (busses) | Energetic | transport_busses_final_demand_hydrogen | Hydrogen | EU | Energy demand | 0.024494 | FEC
NL | TYNDP2026 | LEV | 2040 | TWh | 244 | Sub_sector | Transport | Busses | Transport (busses) | Energetic | transport_busses_final_demand_methane | Methane | EU | Energy demand | 0 | FEC
NL | TYNDP2026 | LEV | 2040 | TWh | 245 | Sub_sector | Transport | Busses | Transport (busses) | Energetic | transport_busses_final_demand_heat | Heat | EU | Energy demand | 0 | FEC
NL | TYNDP2026 | LEV | 2040 | TWh | 246 | Sub_sector | Transport | Busses | Transport (busses) | Energetic | transport_busses_final_demand_biomass | Biomass | EU | Energy demand | 0 | FEC
NL | TYNDP2026 | LEV | 2040 | TWh | 247 | Sub_sector | Transport | Busses | Transport (busses) | Energetic | transport_busses_final_demand_coal | Solids | EU | Energy demand | 0 | FEC
NL | TYNDP2026 | LEV | 2040 | TWh | 248 | Sub_sector | Transport | Busses | Transport (busses) | Energetic | transport_busses_final_demand_oil | Liquids | EU | Energy demand | 0 | FEC
NL | TYNDP2026 | LEV | 2040 | TWh | 249 | Sub_sector | Transport | Busses | Transport (busses) | Energetic | transport_busses_final_demand_other | Others | EU | Energy demand | 0 | FEC
NL | TYNDP2026 | LEV | 2040 | TWh | 250 | Sub_sector | Transport | Busses | Transport (busses) | Energetic | transport_busses_final_demand_ammonia | Ammonia | EU | Energy demand | 0 | FEC
NL | TYNDP2026 | LEV | 2040 | TWh | 252 | Sub_sector | Transport | Trucks | Transport (trucks) | Energetic | transport_trucks_final_demand_electricity | Electricity | EU | Energy demand | 16.9009 | FEC
NL | TYNDP2026 | LEV | 2040 | TWh | 253 | Sub_sector | Transport | Trucks | Transport (trucks) | Energetic | transport_trucks_final_demand_hydrogen | Hydrogen | EU | Energy demand | 1.7377 | FEC
NL | TYNDP2026 | LEV | 2040 | TWh | 254 | Sub_sector | Transport | Trucks | Transport (trucks) | Energetic | transport_trucks_final_demand_methane | Methane | EU | Energy demand | 2.0787 | FEC
NL | TYNDP2026 | LEV | 2040 | TWh | 255 | Sub_sector | Transport | Trucks | Transport (trucks) | Energetic | transport_trucks_final_demand_heat | Heat | EU | Energy demand | 0 | FEC
NL | TYNDP2026 | LEV | 2040 | TWh | 256 | Sub_sector | Transport | Trucks | Transport (trucks) | Energetic | transport_trucks_final_demand_biomass | Biomass | EU | Energy demand | 0 | FEC
NL | TYNDP2026 | LEV | 2040 | TWh | 257 | Sub_sector | Transport | Trucks | Transport (trucks) | Energetic | transport_trucks_final_demand_coal | Solids | EU | Energy demand | 0 | FEC
NL | TYNDP2026 | LEV | 2040 | TWh | 258 | Sub_sector | Transport | Trucks | Transport (trucks) | Energetic | transport_trucks_final_demand_oil | Liquids | EU | Energy demand | 9.5791 | FEC
NL | TYNDP2026 | LEV | 2040 | TWh | 259 | Sub_sector | Transport | Trucks | Transport (trucks) | Energetic | transport_trucks_final_demand_other | Others | EU | Energy demand | 0 | FEC
NL | TYNDP2026 | LEV | 2040 | TWh | 260 | Sub_sector | Transport | Trucks | Transport (trucks) | Energetic | transport_trucks_final_demand_ammonia | Ammonia | EU | Energy demand | 0 | FEC
NL | TYNDP2026 | LEV | 2040 | TWh | 262 | Sub_sector | Transport | Vans | Transport (vans) | Energetic | transport_vans_final_demand_electricity | Electricity | EU | Energy demand | 9.3925 | FEC
NL | TYNDP2026 | LEV | 2040 | TWh | 263 | Sub_sector | Transport | Vans | Transport (vans) | Energetic | transport_vans_final_demand_hydrogen | Hydrogen | EU | Energy demand | 0 | FEC
NL | TYNDP2026 | LEV | 2040 | TWh | 264 | Sub_sector | Transport | Vans | Transport (vans) | Energetic | transport_vans_final_demand_methane | Methane | EU | Energy demand | 0.025447 | FEC
NL | TYNDP2026 | LEV | 2040 | TWh | 265 | Sub_sector | Transport | Vans | Transport (vans) | Energetic | transport_vans_final_demand_heat | Heat | EU | Energy demand | 0 | FEC
NL | TYNDP2026 | LEV | 2040 | TWh | 266 | Sub_sector | Transport | Vans | Transport (vans) | Energetic | transport_vans_final_demand_biomass | Biomass | EU | Energy demand | 0 | FEC
NL | TYNDP2026 | LEV | 2040 | TWh | 267 | Sub_sector | Transport | Vans | Transport (vans) | Energetic | transport_vans_final_demand_coal | Solids | EU | Energy demand | 0 | FEC
NL | TYNDP2026 | LEV | 2040 | TWh | 268 | Sub_sector | Transport | Vans | Transport (vans) | Energetic | transport_vans_final_demand_oil | Liquids | EU | Energy demand | 6.8272 | FEC
NL | TYNDP2026 | LEV | 2040 | TWh | 269 | Sub_sector | Transport | Vans | Transport (vans) | Energetic | transport_vans_final_demand_other | Others | EU | Energy demand | 0 | FEC
NL | TYNDP2026 | LEV | 2040 | TWh | 270 | Sub_sector | Transport | Vans | Transport (vans) | Energetic | transport_vans_final_demand_ammonia | Ammonia | EU | Energy demand | 0 | FEC
NL | TYNDP2026 | LEV | 2040 | TWh | 272 | Sub_sector | Transport | Freight trains | Transport (trains) | Energetic | transport_trains_final_demand_electricity | Electricity | EU | Energy demand | 2.1145 | FEC
NL | TYNDP2026 | LEV | 2040 | TWh | 273 | Sub_sector | Transport | Freight trains | Transport (trains) | Energetic | transport_trains_final_demand_hydrogen | Hydrogen | EU | Energy demand | 0 | FEC
NL | TYNDP2026 | LEV | 2040 | TWh | 274 | Sub_sector | Transport | Freight trains | Transport (trains) | Energetic | transport_trains_final_demand_methane | Methane | EU | Energy demand | 0 | FEC
NL | TYNDP2026 | LEV | 2040 | TWh | 275 | Sub_sector | Transport | Freight trains | Transport (trains) | Energetic | transport_trains_final_demand_heat | Heat | EU | Energy demand | 0 | FEC
NL | TYNDP2026 | LEV | 2040 | TWh | 276 | Sub_sector | Transport | Freight trains | Transport (trains) | Energetic | transport_trains_final_demand_biomass | Biomass | EU | Energy demand | 0 | FEC
NL | TYNDP2026 | LEV | 2040 | TWh | 277 | Sub_sector | Transport | Freight trains | Transport (trains) | Energetic | transport_trains_final_demand_coal | Solids | EU | Energy demand | 0 | FEC
NL | TYNDP2026 | LEV | 2040 | TWh | 278 | Sub_sector | Transport | Freight trains | Transport (trains) | Energetic | transport_trains_final_demand_oil | Liquids | EU | Energy demand | 0 | FEC
NL | TYNDP2026 | LEV | 2040 | TWh | 279 | Sub_sector | Transport | Freight trains | Transport (trains) | Energetic | transport_trains_final_demand_other | Others | EU | Energy demand | 0 | FEC
NL | TYNDP2026 | LEV | 2040 | TWh | 280 | Sub_sector | Transport | Freight trains | Transport (trains) | Energetic | transport_trains_final_demand_ammonia | Ammonia | EU | Energy demand | 0 | FEC
NL | TYNDP2026 | LEV | 2040 | TWh | 282 | Sub_sector | Transport | Ships | Transport (ships) | Energetic | transport_ships_final_demand_electricity | Electricity | EU | Energy demand | 0.26612 | FEC
NL | TYNDP2026 | LEV | 2040 | TWh | 283 | Sub_sector | Transport | Ships | Transport (ships) | Energetic | transport_ships_final_demand_hydrogen | Hydrogen | EU | Energy demand | 0.48956 | FEC
NL | TYNDP2026 | LEV | 2040 | TWh | 284 | Sub_sector | Transport | Ships | Transport (ships) | Energetic | transport_ships_final_demand_methane | Methane | EU | Energy demand | 0.81997 | FEC
NL | TYNDP2026 | LEV | 2040 | TWh | 285 | Sub_sector | Transport | Ships | Transport (ships) | Energetic | transport_ships_final_demand_heat | Heat | EU | Energy demand | 0 | FEC
NL | TYNDP2026 | LEV | 2040 | TWh | 286 | Sub_sector | Transport | Ships | Transport (ships) | Energetic | transport_ships_final_demand_biomass | Biomass | EU | Energy demand | 0 | FEC
NL | TYNDP2026 | LEV | 2040 | TWh | 287 | Sub_sector | Transport | Ships | Transport (ships) | Energetic | transport_ships_final_demand_coal | Solids | EU | Energy demand | 0 | FEC
NL | TYNDP2026 | LEV | 2040 | TWh | 288 | Sub_sector | Transport | Ships | Transport (ships) | Energetic | transport_ships_final_demand_oil | Liquids | EU | Energy demand | 1.5711 | FEC
NL | TYNDP2026 | LEV | 2040 | TWh | 289 | Sub_sector | Transport | Ships | Transport (ships) | Energetic | transport_ships_final_demand_other | Others | EU | Energy demand | 0 | FEC
NL | TYNDP2026 | LEV | 2040 | TWh | 290 | Sub_sector | Transport | Ships | Transport (ships) | Energetic | transport_ships_final_demand_ammonia | Ammonia | EU | Energy demand | 0.31121 | FEC
NL | TYNDP2026 | LEV | 2040 | TWh | 292 | Sub_sector | Transport | Planes | Transport (planes) | Energetic | transport_planes_final_demand_electricity | Electricity | EU | Energy demand | 0.0058338 | FEC
NL | TYNDP2026 | LEV | 2040 | TWh | 293 | Sub_sector | Transport | Planes | Transport (planes) | Energetic | transport_planes_final_demand_hydrogen | Hydrogen | EU | Energy demand | 0.026066 | FEC
NL | TYNDP2026 | LEV | 2040 | TWh | 294 | Sub_sector | Transport | Planes | Transport (planes) | Energetic | transport_planes_final_demand_methane | Methane | EU | Energy demand | 0 | FEC
NL | TYNDP2026 | LEV | 2040 | TWh | 295 | Sub_sector | Transport | Planes | Transport (planes) | Energetic | transport_planes_final_demand_heat | Heat | EU | Energy demand | 0 | FEC
NL | TYNDP2026 | LEV | 2040 | TWh | 296 | Sub_sector | Transport | Planes | Transport (planes) | Energetic | transport_planes_final_demand_biomass | Biomass | EU | Energy demand | 0 | FEC
NL | TYNDP2026 | LEV | 2040 | TWh | 297 | Sub_sector | Transport | Planes | Transport (planes) | Energetic | transport_planes_final_demand_coal | Solids | EU | Energy demand | 0 | FEC
NL | TYNDP2026 | LEV | 2040 | TWh | 298 | Sub_sector | Transport | Planes | Transport (planes) | Energetic | transport_planes_final_demand_oil | Liquids | EU | Energy demand | 0.17721 | FEC
NL | TYNDP2026 | LEV | 2040 | TWh | 299 | Sub_sector | Transport | Planes | Transport (planes) | Energetic | transport_planes_final_demand_other | Others | EU | Energy demand | 0 | FEC
NL | TYNDP2026 | LEV | 2040 | TWh | 300 | Sub_sector | Transport | Planes | Transport (planes) | Energetic | transport_planes_final_demand_ammonia | Ammonia | EU | Energy demand | 0 | FEC
NL | TYNDP2026 | LEV | 2040 | TWh | 302 | Sub_sector | Transport | Others | Transport (others) | Energetic | transport_other_final_demand_electricity | Electricity | EU | Energy demand | 0.12886 | FEC
NL | TYNDP2026 | LEV | 2040 | TWh | 303 | Sub_sector | Transport | Others | Transport (others) | Energetic | transport_other_final_demand_hydrogen | Hydrogen | EU | Energy demand | 0 | FEC
NL | TYNDP2026 | LEV | 2040 | TWh | 304 | Sub_sector | Transport | Others | Transport (others) | Energetic | transport_other_final_demand_methane | Methane | EU | Energy demand | 0 | FEC
NL | TYNDP2026 | LEV | 2040 | TWh | 305 | Sub_sector | Transport | Others | Transport (others) | Energetic | transport_other_final_demand_heat | Heat | EU | Energy demand | 0 | FEC
NL | TYNDP2026 | LEV | 2040 | TWh | 306 | Sub_sector | Transport | Others | Transport (others) | Energetic | transport_other_final_demand_biomass | Biomass | EU | Energy demand | 0 | FEC
NL | TYNDP2026 | LEV | 2040 | TWh | 307 | Sub_sector | Transport | Others | Transport (others) | Energetic | transport_other_final_demand_coal | Solids | EU | Energy demand | 0 | FEC
NL | TYNDP2026 | LEV | 2040 | TWh | 308 | Sub_sector | Transport | Others | Transport (others) | Energetic | transport_other_final_demand_oil | Liquids | EU | Energy demand | 1.8458 | FEC
NL | TYNDP2026 | LEV | 2040 | TWh | 309 | Sub_sector | Transport | Others | Transport (others) | Energetic | transport_other_final_demand_other | Others | EU | Energy demand | 0 | FEC
NL | TYNDP2026 | LEV | 2040 | TWh | 310 | Sub_sector | Transport | Others | Transport (others) | Energetic | transport_other_final_demand_ammonia | Ammonia | EU | Energy demand | 0 | FEC
NL | TYNDP2026 | LEV | 2040 | TWh | 312 | Sub_sector | International transport | International aviation | Transport (int. aviation) | Energetic | transport_int_aviation_final_demand_electricity | Electricity | EU | Energy demand | 0 | FEC
NL | TYNDP2026 | LEV | 2040 | TWh | 313 | Sub_sector | International transport | International aviation | Transport (int. aviation) | Energetic | transport_int_aviation_final_demand_hydrogen | Hydrogen | EU | Energy demand | 2.3096 | FEC
NL | TYNDP2026 | LEV | 2040 | TWh | 314 | Sub_sector | International transport | International aviation | Transport (int. aviation) | Energetic | transport_int_aviation_final_demand_methane | Methane | EU | Energy demand | 0 | FEC
NL | TYNDP2026 | LEV | 2040 | TWh | 315 | Sub_sector | International transport | International aviation | Transport (int. aviation) | Energetic | transport_int_aviation_final_demand_heat | Heat | EU | Energy demand | 0 | FEC
NL | TYNDP2026 | LEV | 2040 | TWh | 316 | Sub_sector | International transport | International aviation | Transport (int. aviation) | Energetic | transport_int_aviation_final_demand_biofuels | Biomass | EU | Energy demand | 0 | FEC
NL | TYNDP2026 | LEV | 2040 | TWh | 317 | Sub_sector | International transport | International aviation | Transport (int. aviation) | Energetic | transport_int_aviation_final_demand_coal | Solids | EU | Energy demand | 0 | FEC
NL | TYNDP2026 | LEV | 2040 | TWh | 318 | Sub_sector | International transport | International aviation | Transport (int. aviation) | Energetic | transport_int_aviation_final_demand_oil | Liquids | EU | Energy demand | 38.5405 | FEC
NL | TYNDP2026 | LEV | 2040 | TWh | 319 | Sub_sector | International transport | International aviation | Transport (int. aviation) | Energetic | transport_int_aviation_final_demand_other | Others | EU | Energy demand | 0 | FEC
NL | TYNDP2026 | LEV | 2040 | TWh | 320 | Sub_sector | International transport | International aviation | Transport (int. aviation) | Energetic | transport_int_aviation_final_demand_ammonia | Ammonia | EU | Energy demand | 0 | FEC
NL | TYNDP2026 | LEV | 2040 | TWh | 322 | Sub_sector | International transport | International shipping | Transport (int. shipping) | Energetic | transport_int_shipping_final_demand_electricity | Electricity | EU | Energy demand | 1.4116 | not_included_in_FEC
NL | TYNDP2026 | LEV | 2040 | TWh | 323 | Sub_sector | International transport | International shipping | Transport (int. shipping) | Energetic | transport_int_shipping_final_demand_hydrogen | Hydrogen | EU | Energy demand | 3.7931 | not_included_in_FEC
NL | TYNDP2026 | LEV | 2040 | TWh | 324 | Sub_sector | International transport | International shipping | Transport (int. shipping) | Energetic | transport_int_shipping_final_demand_methane | Methane | EU | Energy demand | 13.546 | not_included_in_FEC
NL | TYNDP2026 | LEV | 2040 | TWh | 325 | Sub_sector | International transport | International shipping | Transport (int. shipping) | Energetic | transport_int_shipping_final_demand_heat | Heat | EU | Energy demand | 0 | not_included_in_FEC
NL | TYNDP2026 | LEV | 2040 | TWh | 326 | Sub_sector | International transport | International shipping | Transport (int. shipping) | Energetic | transport_int_shipping_final_demand_biofuels | Biomass | EU | Energy demand | 0 | not_included_in_FEC
NL | TYNDP2026 | LEV | 2040 | TWh | 327 | Sub_sector | International transport | International shipping | Transport (int. shipping) | Energetic | transport_int_shipping_final_demand_coal | Solids | EU | Energy demand | 0 | not_included_in_FEC
NL | TYNDP2026 | LEV | 2040 | TWh | 328 | Sub_sector | International transport | International shipping | Transport (int. shipping) | Energetic | transport_int_shipping_final_demand_oil | Liquids | EU | Energy demand | 36.7493 | not_included_in_FEC
NL | TYNDP2026 | LEV | 2040 | TWh | 329 | Sub_sector | International transport | International shipping | Transport (int. shipping) | Energetic | transport_int_shipping_final_demand_other | Others | EU | Energy demand | 0 | not_included_in_FEC
NL | TYNDP2026 | LEV | 2040 | TWh | 330 | Sub_sector | International transport | International shipping | Transport (int. shipping) | Energetic | transport_int_shipping_final_demand_ammonia | Ammonia | EU | Energy demand | 22.8614 | not_included_in_FEC
NL | TYNDP2026 | LEV | 2040 | TWh | 332 | Sub_sector | Households | Space heating | Households (heating) | Energetic | households_heating_final_demand_electricity | Electricity | EU | Energy demand | 21.8631 | FEC
NL | TYNDP2026 | LEV | 2040 | TWh | 333 | Sub_sector | Households | Space heating | Households (heating) | Energetic | households_heating_final_demand_hydrogen | Hydrogen | EU | Energy demand | 0 | FEC
NL | TYNDP2026 | LEV | 2040 | TWh | 334 | Sub_sector | Households | Space heating | Households (heating) | Energetic | households_heating_final_demand_methane | Methane | EU | Energy demand | 19.4398 | FEC
NL | TYNDP2026 | LEV | 2040 | TWh | 335 | Sub_sector | Households | Space heating | Households (heating) | Energetic | households_heating_final_demand_heat | Heat | EU | Energy demand | 14.321 | FEC
NL | TYNDP2026 | LEV | 2040 | TWh | 336 | Sub_sector | Households | Space heating | Households (heating) | Energetic | households_heating_final_demand_biomass | Biomass | EU | Energy demand | 1.1466 | FEC
NL | TYNDP2026 | LEV | 2040 | TWh | 337 | Sub_sector | Households | Space heating | Households (heating) | Energetic | households_heating_final_demand_coal | Solids | EU | Energy demand | 0 | FEC
NL | TYNDP2026 | LEV | 2040 | TWh | 338 | Sub_sector | Households | Space heating | Households (heating) | Energetic | households_heating_final_demand_oil | Liquids | EU | Energy demand | 0 | FEC
NL | TYNDP2026 | LEV | 2040 | TWh | 339 | Sub_sector | Households | Space heating | Households (heating) | Energetic | households_heating_final_demand_other | Others | EU | Energy demand | 0 | FEC
NL | TYNDP2026 | LEV | 2040 | TWh | 340 | Sub_sector | Households | Space heating | Households (heating) | Energetic | households_heating_final_demand_ammonia | Ammonia | EU | Energy demand | 0 | FEC
NL | TYNDP2026 | LEV | 2040 | TWh | 343 | Sub_sector | Households | Cooling | Households (cooling) | Energetic | households_cooling_final_demand_electricity | Electricity | EU | Energy demand | 1.5541 | FEC
NL | TYNDP2026 | LEV | 2040 | TWh | 344 | Sub_sector | Households | Cooling | Households (cooling) | Energetic | households_cooling_final_demand_hydrogen | Hydrogen | EU | Energy demand | 0 | FEC
NL | TYNDP2026 | LEV | 2040 | TWh | 345 | Sub_sector | Households | Cooling | Households (cooling) | Energetic | households_cooling_final_demand_methane | Methane | EU | Energy demand | 0 | FEC
NL | TYNDP2026 | LEV | 2040 | TWh | 346 | Sub_sector | Households | Cooling | Households (cooling) | Energetic | households_cooling_final_demand_heat | Heat | EU | Energy demand | 0 | FEC
NL | TYNDP2026 | LEV | 2040 | TWh | 347 | Sub_sector | Households | Cooling | Households (cooling) | Energetic | households_cooling_final_demand_biomass | Biomass | EU | Energy demand | 0 | FEC
NL | TYNDP2026 | LEV | 2040 | TWh | 348 | Sub_sector | Households | Cooling | Households (cooling) | Energetic | households_cooling_final_demand_coal | Solids | EU | Energy demand | 0 | FEC
NL | TYNDP2026 | LEV | 2040 | TWh | 349 | Sub_sector | Households | Cooling | Households (cooling) | Energetic | households_cooling_final_demand_oil | Liquids | EU | Energy demand | 0 | FEC
NL | TYNDP2026 | LEV | 2040 | TWh | 350 | Sub_sector | Households | Cooling | Households (cooling) | Energetic | households_cooling_final_demand_other | Others | EU | Energy demand | 0 | FEC
NL | TYNDP2026 | LEV | 2040 | TWh | 351 | Sub_sector | Households | Cooling | Households (cooling) | Energetic | households_cooling_final_demand_ammonia | Ammonia | EU | Energy demand | 0 | FEC
NL | TYNDP2026 | LEV | 2040 | TWh | 354 | Sub_sector | Households | Hot water | Households (hot water) | Energetic | households_hot_water_final_demand_electricity | Electricity | EU | Energy demand | 1.9493 | FEC
NL | TYNDP2026 | LEV | 2040 | TWh | 355 | Sub_sector | Households | Hot water | Households (hot water) | Energetic | households_hot_water_final_demand_hydrogen | Hydrogen | EU | Energy demand | 0 | FEC
NL | TYNDP2026 | LEV | 2040 | TWh | 356 | Sub_sector | Households | Hot water | Households (hot water) | Energetic | households_hot_water_final_demand_methane | Methane | EU | Energy demand | 5.7182 | FEC
NL | TYNDP2026 | LEV | 2040 | TWh | 357 | Sub_sector | Households | Hot water | Households (hot water) | Energetic | households_hot_water_final_demand_heat | Heat | EU | Energy demand | 1.6794 | FEC
NL | TYNDP2026 | LEV | 2040 | TWh | 358 | Sub_sector | Households | Hot water | Households (hot water) | Energetic | households_hot_water_final_demand_biomass | Biomass | EU | Energy demand | 0.13325 | FEC
NL | TYNDP2026 | LEV | 2040 | TWh | 359 | Sub_sector | Households | Hot water | Households (hot water) | Energetic | households_hot_water_final_demand_coal | Solids | EU | Energy demand | 0 | FEC
NL | TYNDP2026 | LEV | 2040 | TWh | 360 | Sub_sector | Households | Hot water | Households (hot water) | Energetic | households_hot_water_final_demand_oil | Liquids | EU | Energy demand | 0 | FEC
NL | TYNDP2026 | LEV | 2040 | TWh | 361 | Sub_sector | Households | Hot water | Households (hot water) | Energetic | households_hot_water_final_demand_other | Others | EU | Energy demand | 2.3178 | FEC
NL | TYNDP2026 | LEV | 2040 | TWh | 362 | Sub_sector | Households | Hot water | Households (hot water) | Energetic | households_hot_water_final_demand_ammonia | Ammonia | EU | Energy demand | 0 | FEC
NL | TYNDP2026 | LEV | 2040 | TWh | 365 | Sub_sector | Households | Appliances | Households (appliances) | Energetic | households_appliances_final_demand_electricity | Electricity | EU | Energy demand | 17.0618 | FEC
NL | TYNDP2026 | LEV | 2040 | TWh | 366 | Sub_sector | Households | Appliances | Households (appliances) | Energetic | households_appliances_final_demand_hydrogen | Hydrogen | EU | Energy demand | 0 | FEC
NL | TYNDP2026 | LEV | 2040 | TWh | 367 | Sub_sector | Households | Appliances | Households (appliances) | Energetic | households_appliances_final_demand_methane | Methane | EU | Energy demand | 0 | FEC
NL | TYNDP2026 | LEV | 2040 | TWh | 368 | Sub_sector | Households | Appliances | Households (appliances) | Energetic | households_appliances_final_demand_heat | Heat | EU | Energy demand | 0 | FEC
NL | TYNDP2026 | LEV | 2040 | TWh | 369 | Sub_sector | Households | Appliances | Households (appliances) | Energetic | households_appliances_final_demand_biomass | Biomass | EU | Energy demand | 0 | FEC
NL | TYNDP2026 | LEV | 2040 | TWh | 370 | Sub_sector | Households | Appliances | Households (appliances) | Energetic | households_appliances_final_demand_coal | Solids | EU | Energy demand | 0 | FEC
NL | TYNDP2026 | LEV | 2040 | TWh | 371 | Sub_sector | Households | Appliances | Households (appliances) | Energetic | households_appliances_final_demand_oil | Liquids | EU | Energy demand | 0 | FEC
NL | TYNDP2026 | LEV | 2040 | TWh | 372 | Sub_sector | Households | Appliances | Households (appliances) | Energetic | households_appliances_final_demand_other | Others | EU | Energy demand | 0 | FEC
NL | TYNDP2026 | LEV | 2040 | TWh | 373 | Sub_sector | Households | Appliances | Households (appliances) | Energetic | households_appliances_final_demand_ammonia | Ammonia | EU | Energy demand | 0 | FEC
NL | TYNDP2026 | LEV | 2040 | TWh | 375 | Sub_sector | Buildings | Space heating | Buildings (heat) | Energetic | buildings_heat_final_demand_electricity | Electricity | EU | Energy demand | 6.4998 | FEC
NL | TYNDP2026 | LEV | 2040 | TWh | 376 | Sub_sector | Buildings | Space heating | Buildings (heat) | Energetic | buildings_heat_final_demand_hydrogen | Hydrogen | EU | Energy demand | 0 | FEC
NL | TYNDP2026 | LEV | 2040 | TWh | 377 | Sub_sector | Buildings | Space heating | Buildings (heat) | Energetic | buildings_heat_final_demand_methane | Methane | EU | Energy demand | 21.7602 | FEC
NL | TYNDP2026 | LEV | 2040 | TWh | 378 | Sub_sector | Buildings | Space heating | Buildings (heat) | Energetic | buildings_heat_final_demand_heat | Heat | EU | Energy demand | 7.751 | FEC
NL | TYNDP2026 | LEV | 2040 | TWh | 379 | Sub_sector | Buildings | Space heating | Buildings (heat) | Energetic | buildings_heat_final_demand_biomass | Biomass | EU | Energy demand | 0 | FEC
NL | TYNDP2026 | LEV | 2040 | TWh | 380 | Sub_sector | Buildings | Space heating | Buildings (heat) | Energetic | buildings_heat_final_demand_coal | Solids | EU | Energy demand | 0 | FEC
NL | TYNDP2026 | LEV | 2040 | TWh | 381 | Sub_sector | Buildings | Space heating | Buildings (heat) | Energetic | buildings_heat_final_demand_oil | Liquids | EU | Energy demand | 0 | FEC
NL | TYNDP2026 | LEV | 2040 | TWh | 382 | Sub_sector | Buildings | Space heating | Buildings (heat) | Energetic | buildings_heat_final_demand_other | Others | EU | Energy demand | 0 | FEC
NL | TYNDP2026 | LEV | 2040 | TWh | 383 | Sub_sector | Buildings | Space heating | Buildings (heat) | Energetic | buildings_heat_final_demand_ammonia | Ammonia | EU | Energy demand | 0 | FEC
NL | TYNDP2026 | LEV | 2040 | TWh | 386 | Sub_sector | Buildings | Cooling | Buildings (cooling) | Energetic | buildings_cooling_final_demand_electricity | Electricity | EU | Energy demand | 3.4321 | FEC
NL | TYNDP2026 | LEV | 2040 | TWh | 387 | Sub_sector | Buildings | Cooling | Buildings (cooling) | Energetic | buildings_cooling_final_demand_hydrogen | Hydrogen | EU | Energy demand | 0 | FEC
NL | TYNDP2026 | LEV | 2040 | TWh | 388 | Sub_sector | Buildings | Cooling | Buildings (cooling) | Energetic | buildings_cooling_final_demand_methane | Methane | EU | Energy demand | 0 | FEC
NL | TYNDP2026 | LEV | 2040 | TWh | 389 | Sub_sector | Buildings | Cooling | Buildings (cooling) | Energetic | buildings_cooling_final_demand_heat | Heat | EU | Energy demand | 0 | FEC
NL | TYNDP2026 | LEV | 2040 | TWh | 390 | Sub_sector | Buildings | Cooling | Buildings (cooling) | Energetic | buildings_cooling_final_demand_biomass | Biomass | EU | Energy demand | 0 | FEC
NL | TYNDP2026 | LEV | 2040 | TWh | 391 | Sub_sector | Buildings | Cooling | Buildings (cooling) | Energetic | buildings_cooling_final_demand_coal | Solids | EU | Energy demand | 0 | FEC
NL | TYNDP2026 | LEV | 2040 | TWh | 392 | Sub_sector | Buildings | Cooling | Buildings (cooling) | Energetic | buildings_cooling_final_demand_oil | Liquids | EU | Energy demand | 0 | FEC
NL | TYNDP2026 | LEV | 2040 | TWh | 393 | Sub_sector | Buildings | Cooling | Buildings (cooling) | Energetic | buildings_cooling_final_demand_other | Others | EU | Energy demand | 0 | FEC
NL | TYNDP2026 | LEV | 2040 | TWh | 394 | Sub_sector | Buildings | Cooling | Buildings (cooling) | Energetic | buildings_cooling_final_demand_ammonia | Ammonia | EU | Energy demand | 0 | FEC
NL | TYNDP2026 | LEV | 2040 | TWh | 397 | Sub_sector | Buildings | Appliances | Buildings (appliances) | Energetic | buildings_appliances_final_demand_electricity | Electricity | EU | Energy demand | 17.7449 | FEC
NL | TYNDP2026 | LEV | 2040 | TWh | 398 | Sub_sector | Buildings | Appliances | Buildings (appliances) | Energetic | buildings_appliances_final_demand_hydrogen | Hydrogen | EU | Energy demand | 0 | FEC
NL | TYNDP2026 | LEV | 2040 | TWh | 399 | Sub_sector | Buildings | Appliances | Buildings (appliances) | Energetic | buildings_appliances_final_demand_methane | Methane | EU | Energy demand | 0.046162 | FEC
NL | TYNDP2026 | LEV | 2040 | TWh | 400 | Sub_sector | Buildings | Appliances | Buildings (appliances) | Energetic | buildings_appliances_final_demand_heat | Heat | EU | Energy demand | 0 | FEC
NL | TYNDP2026 | LEV | 2040 | TWh | 401 | Sub_sector | Buildings | Appliances | Buildings (appliances) | Energetic | buildings_appliances_final_demand_biomass | Biomass | EU | Energy demand | 0 | FEC
NL | TYNDP2026 | LEV | 2040 | TWh | 402 | Sub_sector | Buildings | Appliances | Buildings (appliances) | Energetic | buildings_appliances_final_demand_coal | Solids | EU | Energy demand | 0 | FEC
NL | TYNDP2026 | LEV | 2040 | TWh | 403 | Sub_sector | Buildings | Appliances | Buildings (appliances) | Energetic | buildings_appliances_final_demand_oil | Liquids | EU | Energy demand | 0 | FEC
NL | TYNDP2026 | LEV | 2040 | TWh | 404 | Sub_sector | Buildings | Appliances | Buildings (appliances) | Energetic | buildings_appliances_final_demand_other | Others | EU | Energy demand | 0 | FEC
NL | TYNDP2026 | LEV | 2040 | TWh | 405 | Sub_sector | Buildings | Appliances | Buildings (appliances) | Energetic | buildings_appliances_final_demand_ammonia | Ammonia | EU | Energy demand | 0 | FEC
NL | TYNDP2026 | LEV | 2040 | TWh | 407 | Sub_sector | Buildings | Datacenters | Datacenters & ICT | Energetic | datacentres_final_demand_electricity_energetic | Electricity | EU | Energy demand | 43.6045 | FEC
NL | TYNDP2026 | LEV | 2040 | TWh | 408 | Sub_sector | Buildings | Datacenters | Datacenters & ICT | Energetic | datacentres_final_demand_hydrogen_energetic | Hydrogen | EU | Energy demand | 0 | FEC
NL | TYNDP2026 | LEV | 2040 | TWh | 409 | Sub_sector | Buildings | Datacenters | Datacenters & ICT | Energetic | datacentres_final_demand_methane_energetic | Methane | EU | Energy demand | 0 | FEC
NL | TYNDP2026 | LEV | 2040 | TWh | 410 | Sub_sector | Buildings | Datacenters | Datacenters & ICT | Energetic | datacentres_final_demand_heat_energetic | Heat | EU | Energy demand | 0 | FEC
NL | TYNDP2026 | LEV | 2040 | TWh | 411 | Sub_sector | Buildings | Datacenters | Datacenters & ICT | Energetic | datacentres_final_demand_biomass_energetic | Biomass | EU | Energy demand | 0 | FEC
NL | TYNDP2026 | LEV | 2040 | TWh | 412 | Sub_sector | Buildings | Datacenters | Datacenters & ICT | Energetic | datacentres_final_demand_coal_energetic | Solids | EU | Energy demand | 0 | FEC
NL | TYNDP2026 | LEV | 2040 | TWh | 413 | Sub_sector | Buildings | Datacenters | Datacenters & ICT | Energetic | datacentres_final_demand_oil_energetic | Liquids | EU | Energy demand | 0 | FEC
NL | TYNDP2026 | LEV | 2040 | TWh | 414 | Sub_sector | Buildings | Datacenters | Datacenters & ICT | Energetic | datacentres_final_demand_other_energetic | Others | EU | Energy demand | 0 | FEC
NL | TYNDP2026 | LEV | 2040 | TWh | 415 | Sub_sector | Buildings | Datacenters | Datacenters & ICT | Energetic | datacentres_final_demand_ammonia_energetic | Ammonia | EU | Energy demand | 0 | FEC
NL | TYNDP2026 | LEV | 2040 | TWh | 417 | Sub_sector | Transport | Others_Sector | Others_Sector | Energetic | other_final_demand_electricity_energetic | Electricity | EU | Energy demand | 0 | FEC
NL | TYNDP2026 | LEV | 2040 | TWh | 418 | Sub_sector | Transport | Others_Sector | Others_Sector | Energetic | other_final_demand_hydrogen_energetic | Hydrogen | EU | Energy demand | 0 | FEC
NL | TYNDP2026 | LEV | 2040 | TWh | 419 | Sub_sector | Transport | Pipeline Transport | Others_Sector | Energetic | other_final_demand_methane_energetic | Methane | EU | Energy demand | 0.037449 | FEC
NL | TYNDP2026 | LEV | 2040 | TWh | 420 | Sub_sector | Transport | Others_Sector | Others_Sector | Energetic | other_final_demand_heat_energetic | Heat | EU | Energy demand | 0 | FEC
NL | TYNDP2026 | LEV | 2040 | TWh | 421 | Sub_sector | Transport | Others_Sector | Others_Sector | Energetic | other_final_demand_biomass_energetic | Biomass | EU | Energy demand | 0 | FEC
NL | TYNDP2026 | LEV | 2040 | TWh | 422 | Sub_sector | Transport | Others_Sector | Others_Sector | Energetic | other_final_demand_coal_energetic | Solids | EU | Energy demand | 0 | FEC
NL | TYNDP2026 | LEV | 2040 | TWh | 423 | Sub_sector | Transport | Others_Sector | Others_Sector | Energetic | other_final_demand_oil_energetic | Liquids | EU | Energy demand | 0.30904 | FEC
NL | TYNDP2026 | LEV | 2040 | TWh | 424 | Sub_sector | Others_Sector | Others_Sector | Others_Sector | Non-energetic | other_final_demand_oil_non_energetic | Liquids | EU | Energy demand | 0.44568 | not_included_in_FEC
NL | TYNDP2026 | LEV | 2040 | TWh | 425 | Sub_sector | Transport | Others_Sector | Others_Sector | Energetic | other_final_demand_other_energetic | Others | EU | Energy demand | 0 | FEC
NL | TYNDP2026 | LEV | 2040 | TWh | 426 | Sub_sector | Transport | Others_Sector | Others_Sector | Energetic | other_final_demand_ammonia_energetic | Ammonia | EU | Energy demand | 0 | FEC
NL | TYNDP2026 | LEV | 2040 | TWh | 427 | Sub_sector | Industry | Surplus_Heat_in_Industry | Surplus_Heat_in_Industry | Energetic | final_demand_of_industry_unused_local_production_steam_hot_water | Heat | EU | Energy demand | 1.386 | FEC
NL | TYNDP2026 | LEV | 2040 | TWh | 429 | Sub_sector | Agriculture | Total | Agriculture | Energetic | agriculture_final_demand_electricity_energetic | Electricity | EU | Energy demand | 12.2977 | FEC
NL | TYNDP2026 | LEV | 2040 | TWh | 430 | Sub_sector | Agriculture | Total | Agriculture | Energetic | agriculture_final_demand_hydrogen_energetic | Hydrogen | EU | Energy demand | 0 | FEC
NL | TYNDP2026 | LEV | 2040 | TWh | 431 | Sub_sector | Agriculture | Total | Agriculture | Energetic | agriculture_final_demand_methane_energetic | Methane | EU | Energy demand | 0.19891 | FEC
NL | TYNDP2026 | LEV | 2040 | TWh | 432 | Sub_sector | Agriculture | Total | Agriculture | Energetic | agriculture_final_demand_heat_energetic | Heat | EU | Energy demand | 15.54 | FEC
NL | TYNDP2026 | LEV | 2040 | TWh | 433 | Sub_sector | Agriculture | Total | Agriculture | Energetic | agriculture_final_demand_biomass_energetic | Biomass | EU | Energy demand | 1.5665 | FEC
NL | TYNDP2026 | LEV | 2040 | TWh | 434 | Sub_sector | Agriculture | Total | Agriculture | Energetic | agriculture_final_demand_coal_energetic | Solids | EU | Energy demand | 0 | FEC
NL | TYNDP2026 | LEV | 2040 | TWh | 435 | Sub_sector | Agriculture | Total | Agriculture | Energetic | agriculture_final_demand_oil_energetic | Liquids | EU | Energy demand | 0 | FEC
NL | TYNDP2026 | LEV | 2040 | TWh | 436 | Sub_sector | Agriculture | Total | Agriculture | Energetic | agriculture_final_demand_other_energetic | Others | EU | Energy demand | 0 | FEC
NL | TYNDP2026 | LEV | 2040 | TWh | 437 | Sub_sector | Agriculture | Total | Agriculture | Energetic | agriculture_final_demand_ammonia_energetic | Ammonia | EU | Energy demand | 0 | FEC
NL | TYNDP2026 | LEV | 2040 | TWh | 447 | Sub_sector | Buildings | Surplus Energy | Buildings | Energetic | GAP | Electricity | EU | Energy demand | 0 | FEC
NL | TYNDP2026 | LEV | 2040 | TWh | 448 | Sub_sector | Buildings | Surplus Energy | Buildings | Energetic | GAP | Hydrogen | EU | Energy demand | 0 | FEC
NL | TYNDP2026 | LEV | 2040 | TWh | 449 | Sub_sector | Buildings | Surplus Energy | Buildings | Energetic | GAP | Methane | EU | Energy demand | 0 | FEC
NL | TYNDP2026 | LEV | 2040 | TWh | 450 | Sub_sector | Buildings | Surplus Energy | Buildings | Energetic | GAP | Heat | EU | Energy demand | 0 | FEC
NL | TYNDP2026 | LEV | 2040 | TWh | 451 | Sub_sector | Buildings | Surplus Energy | Buildings | Energetic | GAP | Biomass | EU | Energy demand | 0 | FEC
NL | TYNDP2026 | LEV | 2040 | TWh | 452 | Sub_sector | Buildings | Surplus Energy | Buildings | Energetic | GAP | Solids | EU | Energy demand | 0.028933 | FEC
NL | TYNDP2026 | LEV | 2040 | TWh | 453 | Sub_sector | Buildings | Surplus Energy | Buildings | Energetic | GAP | Liquids | EU | Energy demand | 0.90251 | FEC
NL | TYNDP2026 | LEV | 2040 | TWh | 454 | Sub_sector | Buildings | Surplus Energy | Buildings | Energetic | GAP | Others | EU | Energy demand | 0 | FEC
NL | TYNDP2026 | LEV | 2040 | TWh | 455 | Sub_sector | Buildings | Surplus Energy | Buildings | Energetic | GAP | Ammonia | EU | Energy demand | 0 | FEC
NL | TYNDP2026 | LEV | 2040 | TWh | 456 | Sub_sector | Households | Surplus Energy | Households | Energetic | GAP | Electricity | EU | Energy demand | 0 | FEC
NL | TYNDP2026 | LEV | 2040 | TWh | 457 | Sub_sector | Households | Surplus Energy | Households | Energetic | GAP | Hydrogen | EU | Energy demand | 0 | FEC
NL | TYNDP2026 | LEV | 2040 | TWh | 458 | Sub_sector | Households | Surplus Energy | Households | Energetic | GAP | Methane | EU | Energy demand | 0 | FEC
NL | TYNDP2026 | LEV | 2040 | TWh | 459 | Sub_sector | Households | Surplus Energy | Households | Energetic | GAP | Heat | EU | Energy demand | 0 | FEC
NL | TYNDP2026 | LEV | 2040 | TWh | 460 | Sub_sector | Households | Surplus Energy | Households | Energetic | GAP | Biomass | EU | Energy demand | 0 | FEC
NL | TYNDP2026 | LEV | 2040 | TWh | 461 | Sub_sector | Households | Surplus Energy | Households | Energetic | GAP | Solids | EU | Energy demand | 0 | FEC
NL | TYNDP2026 | LEV | 2040 | TWh | 462 | Sub_sector | Households | Surplus Energy | Households | Energetic | GAP | Liquids | EU | Energy demand | 0 | FEC
NL | TYNDP2026 | LEV | 2040 | TWh | 463 | Sub_sector | Households | Surplus Energy | Households | Energetic | GAP | Others | EU | Energy demand | 0 | FEC
NL | TYNDP2026 | LEV | 2040 | TWh | 464 | Sub_sector | Households | Surplus Energy | Households | Energetic | GAP | Ammonia | EU | Energy demand | 0 | FEC
PL | TYNDP2026 | NT | 2030 | TWh | 102 | Sub_sector | Industry | Aluminium | Industry (aluminium) | Energetic | industry_aluminium_demand_electricity_energetic | Electricity | EU | Energy demand | 0 | FEC
PL | TYNDP2026 | NT | 2030 | TWh | 103 | Sub_sector | Industry | Aluminium | Industry (aluminium) | Energetic | industry_aluminium_demand_hydrogen_energetic | Hydrogen | EU | Energy demand | 0 | FEC
PL | TYNDP2026 | NT | 2030 | TWh | 104 | Sub_sector | Industry | Aluminium | Industry (aluminium) | Energetic | industry_aluminium_demand_methane_energetic | Methane | EU | Energy demand | 0 | FEC
PL | TYNDP2026 | NT | 2030 | TWh | 105 | Sub_sector | Industry | Aluminium | Industry (aluminium) | Energetic | industry_aluminium_demand_heat_energetic | Heat | EU | Energy demand | 0 | FEC
PL | TYNDP2026 | NT | 2030 | TWh | 106 | Sub_sector | Industry | Aluminium | Industry (aluminium) | Energetic | industry_aluminium_demand_biomass_energetic | Biomass | EU | Energy demand | 0 | FEC
PL | TYNDP2026 | NT | 2030 | TWh | 107 | Sub_sector | Industry | Aluminium | Industry (aluminium) | Energetic | industry_aluminium_demand_coal_energetic | Solids | EU | Energy demand | 0 | FEC
PL | TYNDP2026 | NT | 2030 | TWh | 108 | Sub_sector | Industry | Aluminium | Industry (aluminium) | Energetic | industry_aluminium_demand_oil_energetic | Liquids | EU | Energy demand | 0 | FEC
PL | TYNDP2026 | NT | 2030 | TWh | 109 | Sub_sector | Industry | Aluminium | Industry (aluminium) | Energetic | industry_aluminium_demand_others_energetic | Others | EU | Energy demand | 0 | FEC
PL | TYNDP2026 | NT | 2030 | TWh | 110 | Sub_sector | Industry | Aluminium | Industry (aluminium) | Energetic | industry_ammonia_demand_others_energetic | Ammonia | EU | Energy demand | 0 | FEC
PL | TYNDP2026 | NT | 2030 | TWh | 112 | Sub_sector | Industry | Chemicals | Industry (chemicals, energetic) | Energetic | industry_chemical_demand_electricity_energetic | Electricity | EU | Energy demand | 5.8032 | FEC
PL | TYNDP2026 | NT | 2030 | TWh | 113 | Sub_sector | Industry | Chemicals | Industry (chemicals, energetic) | Energetic | industry_chemical_demand_hydrogen_energetic | Hydrogen | EU | Energy demand | 0 | FEC
PL | TYNDP2026 | NT | 2030 | TWh | 114 | Sub_sector | Industry | Chemicals | Industry (chemicals, energetic) | Energetic | industry_chemical_demand_methane_energetic | Methane | EU | Energy demand | 4.549 | FEC
PL | TYNDP2026 | NT | 2030 | TWh | 115 | Sub_sector | Industry | Chemicals | Industry (chemicals, energetic) | Energetic | industry_chemical_demand_heat_energetic | Heat | EU | Energy demand | 2.6856 | FEC
PL | TYNDP2026 | NT | 2030 | TWh | 116 | Sub_sector | Industry | Chemicals | Industry (chemicals, energetic) | Energetic | industry_chemical_demand_biomass_energetic | Biomass | EU | Energy demand | 0.91381 | FEC
PL | TYNDP2026 | NT | 2030 | TWh | 117 | Sub_sector | Industry | Chemicals | Industry (chemicals, energetic) | Energetic | industry_chemical_demand_coal_energetic | Solids | EU | Energy demand | 7.12 | FEC
PL | TYNDP2026 | NT | 2030 | TWh | 118 | Sub_sector | Industry | Chemicals | Industry (chemicals, energetic) | Energetic | industry_chemical_demand_oil_energetic | Liquids | EU | Energy demand | 0 | FEC
PL | TYNDP2026 | NT | 2030 | TWh | 119 | Sub_sector | Industry | Chemicals | Industry (chemicals, energetic) | Energetic | industry_chemical_demand_others_energetic | Others | EU | Energy demand | 0 | FEC
PL | TYNDP2026 | NT | 2030 | TWh | 120 | Sub_sector | Industry | Chemicals | Industry (chemicals, energetic) | Energetic | industry_chemical_demand_ammonia_energetic | Ammonia | EU | Energy demand | 0 | FEC
PL | TYNDP2026 | NT | 2030 | TWh | 122 | Sub_sector | Industry | Chemicals | Industry (chemicals, non-energetic) | Non-energetic | industry_chemical_demand_electricity_non_energetic | Electricity | EU | Energy demand | 0 | not_included_in_FEC
PL | TYNDP2026 | NT | 2030 | TWh | 123 | Sub_sector | Industry | Chemicals | Industry (chemicals, non-energetic) | Non-energetic | industry_chemical_demand_hydrogen_non_energetic | Hydrogen | EU | Energy demand | 0.27064 | not_included_in_FEC
PL | TYNDP2026 | NT | 2030 | TWh | 124 | Sub_sector | Industry | Chemicals | Industry (chemicals, non-energetic) | Non-energetic | industry_chemical_demand_methane_non_energetic | Methane | EU | Energy demand | 8.7853 | not_included_in_FEC
PL | TYNDP2026 | NT | 2030 | TWh | 125 | Sub_sector | Industry | Chemicals | Industry (chemicals, non-energetic) | Non-energetic | industry_chemical_demand_heat_non_energetic | Heat | EU | Energy demand | 0 | not_included_in_FEC
PL | TYNDP2026 | NT | 2030 | TWh | 126 | Sub_sector | Industry | Chemicals | Industry (chemicals, non-energetic) | Non-energetic | industry_chemical_demand_biomass_non_energetic | Biomass | EU | Energy demand | 0 | not_included_in_FEC
PL | TYNDP2026 | NT | 2030 | TWh | 127 | Sub_sector | Industry | Chemicals | Industry (chemicals, non-energetic) | Non-energetic | industry_chemical_demand_coal_non_energetic | Solids | EU | Energy demand | 0.35391 | not_included_in_FEC
PL | TYNDP2026 | NT | 2030 | TWh | 128 | Sub_sector | Industry | Chemicals | Industry (chemicals, non-energetic) | Non-energetic | industry_chemical_demand_oil_non_energetic | Liquids | EU | Energy demand | 11.4084 | not_included_in_FEC
PL | TYNDP2026 | NT | 2030 | TWh | 129 | Sub_sector | Industry | Chemicals | Industry (chemicals, non-energetic) | Non-energetic | industry_chemical_demand_others_non_energetic | Others | EU | Energy demand | 0 | not_included_in_FEC
PL | TYNDP2026 | NT | 2030 | TWh | 130 | Sub_sector | Industry | Chemicals | Industry (chemicals, non-energetic) | Non-energetic | industry_chemical_demand_ammonia_non_energetic | Ammonia | EU | Energy demand | 0 | not_included_in_FEC
PL | TYNDP2026 | NT | 2030 | TWh | 132 | Sub_sector | Industry | Fertilizers | Industry (fertilizers, energetic) | Energetic | industry_fertilizers_demand_electricity_energetic | Electricity | EU | Energy demand | 0.53184 | FEC
PL | TYNDP2026 | NT | 2030 | TWh | 133 | Sub_sector | Industry | Fertilizers | Industry (fertilizers, energetic) | Energetic | industry_fertilizers_demand_hydrogen_energetic | Hydrogen | EU | Energy demand | 0 | FEC
PL | TYNDP2026 | NT | 2030 | TWh | 134 | Sub_sector | Industry | Fertilizers | Industry (fertilizers, energetic) | Energetic | industry_fertilizers_demand_methane_energetic | Methane | EU | Energy demand | 2.9109 | FEC
PL | TYNDP2026 | NT | 2030 | TWh | 135 | Sub_sector | Industry | Fertilizers | Industry (fertilizers, energetic) | Energetic | industry_fertilizers_demand_heat_energetic | Heat | EU | Energy demand | 0 | FEC
PL | TYNDP2026 | NT | 2030 | TWh | 136 | Sub_sector | Industry | Fertilizers | Industry (fertilizers, energetic) | Energetic | industry_fertilizers_demand_biomass_energetic | Biomass | EU | Energy demand | 0 | FEC
PL | TYNDP2026 | NT | 2030 | TWh | 137 | Sub_sector | Industry | Fertilizers | Industry (fertilizers, energetic) | Energetic | industry_fertilizers_demand_coal_energetic | Solids | EU | Energy demand | 0 | FEC
PL | TYNDP2026 | NT | 2030 | TWh | 138 | Sub_sector | Industry | Fertilizers | Industry (fertilizers, energetic) | Energetic | industry_fertilizers_demand_oil_energetic | Liquids | EU | Energy demand | 0 | FEC
PL | TYNDP2026 | NT | 2030 | TWh | 139 | Sub_sector | Industry | Fertilizers | Industry (fertilizers, energetic) | Energetic | industry_fertilizers_demand_others_energetic | Others | EU | Energy demand | 0 | FEC
PL | TYNDP2026 | NT | 2030 | TWh | 140 | Sub_sector | Industry | Fertilizers | Industry (fertilizers, energetic) | Energetic | industry_fertilizers_demand_ammonia_energetic | Ammonia | EU | Energy demand | 0 | FEC
PL | TYNDP2026 | NT | 2030 | TWh | 142 | Sub_sector | Industry | Fertilizers | Industry (fertilizers, non-energetic) | Non-energetic | industry_fertilizers_demand_electricity_non_energetic | Electricity | EU | Energy demand | 0 | not_included_in_FEC
PL | TYNDP2026 | NT | 2030 | TWh | 143 | Sub_sector | Industry | Fertilizers | Industry (fertilizers, non-energetic) | Non-energetic | industry_fertilizers_demand_hydrogen_non_energetic | Hydrogen | EU | Energy demand | 0 | not_included_in_FEC
PL | TYNDP2026 | NT | 2030 | TWh | 144 | Sub_sector | Industry | Fertilizers | Industry (fertilizers, non-energetic) | Non-energetic | industry_fertilizers_demand_methane_non_energetic | Methane | EU | Energy demand | 11.3282 | not_included_in_FEC
PL | TYNDP2026 | NT | 2030 | TWh | 145 | Sub_sector | Industry | Fertilizers | Industry (fertilizers, non-energetic) | Non-energetic | industry_fertilizers_demand_heat_non_energetic | Heat | EU | Energy demand | 0 | not_included_in_FEC
PL | TYNDP2026 | NT | 2030 | TWh | 146 | Sub_sector | Industry | Fertilizers | Industry (fertilizers, non-energetic) | Non-energetic | industry_fertilizers_demand_biomass_non_energetic | Biomass | EU | Energy demand | 0 | not_included_in_FEC
PL | TYNDP2026 | NT | 2030 | TWh | 147 | Sub_sector | Industry | Fertilizers | Industry (fertilizers, non-energetic) | Non-energetic | industry_fertilizers_demand_coal_non_energetic | Solids | EU | Energy demand | 0 | not_included_in_FEC
PL | TYNDP2026 | NT | 2030 | TWh | 148 | Sub_sector | Industry | Fertilizers | Industry (fertilizers, non-energetic) | Non-energetic | industry_fertilizers_demand_oil_non_energetic | Liquids | EU | Energy demand | 0 | not_included_in_FEC
PL | TYNDP2026 | NT | 2030 | TWh | 149 | Sub_sector | Industry | Fertilizers | Industry (fertilizers, non-energetic) | Non-energetic | industry_fertilizers_demand_others_non_energetic | Others | EU | Energy demand | 0 | not_included_in_FEC
PL | TYNDP2026 | NT | 2030 | TWh | 150 | Sub_sector | Industry | Fertilizers | Industry (fertilizers, non-energetic) | Non-energetic | industry_fertilizers_demand_ammonia_non_energetic | Ammonia | EU | Energy demand | 0 | not_included_in_FEC
PL | TYNDP2026 | NT | 2030 | TWh | 152 | Sub_sector | Industry | Food | Industry (food) | Energetic | industry_food_demand_electricity_energetic | Electricity | EU | Energy demand | 5.2639 | FEC
PL | TYNDP2026 | NT | 2030 | TWh | 153 | Sub_sector | Industry | Food | Industry (food) | Energetic | industry_food_demand_hydrogen_energetic | Hydrogen | EU | Energy demand | 1.53e-11 | FEC
PL | TYNDP2026 | NT | 2030 | TWh | 154 | Sub_sector | Industry | Food | Industry (food) | Energetic | industry_food_demand_methane_energetic | Methane | EU | Energy demand | 7.7215 | FEC
PL | TYNDP2026 | NT | 2030 | TWh | 155 | Sub_sector | Industry | Food | Industry (food) | Energetic | industry_food_demand_heat_energetic | Heat | EU | Energy demand | 0.47605 | FEC
PL | TYNDP2026 | NT | 2030 | TWh | 156 | Sub_sector | Industry | Food | Industry (food) | Energetic | industry_food_demand_biomass_energetic | Biomass | EU | Energy demand | 0.45303 | FEC
PL | TYNDP2026 | NT | 2030 | TWh | 157 | Sub_sector | Industry | Food | Industry (food) | Energetic | industry_food_demand_coal_energetic | Solids | EU | Energy demand | 3.9486 | FEC
PL | TYNDP2026 | NT | 2030 | TWh | 158 | Sub_sector | Industry | Food | Industry (food) | Energetic | industry_food_demand_oil_energetic | Liquids | EU | Energy demand | 0.013202 | FEC
PL | TYNDP2026 | NT | 2030 | TWh | 159 | Sub_sector | Industry | Food | Industry (food) | Energetic | industry_food_demand_others_energetic | Others | EU | Energy demand | 0 | FEC
PL | TYNDP2026 | NT | 2030 | TWh | 160 | Sub_sector | Industry | Food | Industry (food) | Energetic | industry_food_demand_ammonia_energetic | Ammonia | EU | Energy demand | 0 | FEC
PL | TYNDP2026 | NT | 2030 | TWh | 162 | Sub_sector | Industry | Metals | Industry (metal) | Energetic | industry_metal_demand_electricity_energetic | Electricity | EU | Energy demand | 1.7719 | FEC
PL | TYNDP2026 | NT | 2030 | TWh | 163 | Sub_sector | Industry | Metals | Industry (metal) | Energetic | industry_metal_demand_hydrogen_energetic | Hydrogen | EU | Energy demand | 0 | FEC
PL | TYNDP2026 | NT | 2030 | TWh | 164 | Sub_sector | Industry | Metals | Industry (metal) | Energetic | industry_metal_demand_methane_energetic | Methane | EU | Energy demand | 1.5475 | FEC
PL | TYNDP2026 | NT | 2030 | TWh | 165 | Sub_sector | Industry | Metals | Industry (metal) | Energetic | industry_metal_demand_heat_energetic | Heat | EU | Energy demand | 0.15673 | FEC
PL | TYNDP2026 | NT | 2030 | TWh | 166 | Sub_sector | Industry | Metals | Industry (metal) | Energetic | industry_metal_demand_biomass_energetic | Biomass | EU | Energy demand | 0 | FEC
PL | TYNDP2026 | NT | 2030 | TWh | 167 | Sub_sector | Industry | Metals | Industry (metal) | Energetic | industry_metal_demand_coal_energetic | Solids | EU | Energy demand | 0.14552 | FEC
PL | TYNDP2026 | NT | 2030 | TWh | 168 | Sub_sector | Industry | Metals | Industry (metal) | Energetic | industry_metal_demand_oil_energetic | Liquids | EU | Energy demand | 0.10368 | FEC
PL | TYNDP2026 | NT | 2030 | TWh | 169 | Sub_sector | Industry | Metals | Industry (metal) | Energetic | industry_metal_demand_others_energetic | Others | EU | Energy demand | 0 | FEC
PL | TYNDP2026 | NT | 2030 | TWh | 170 | Sub_sector | Industry | Metals | Industry (metal) | Energetic | industry_metal_demand_ammonia_energetic | Ammonia | EU | Energy demand | 0 | FEC
PL | TYNDP2026 | NT | 2030 | TWh | 172 | Sub_sector | Industry | Others | Industry (other, energetic) | Energetic | industry_other_demand_electricity_energetic | Electricity | EU | Energy demand | 24.1853 | FEC
PL | TYNDP2026 | NT | 2030 | TWh | 173 | Sub_sector | Industry | Others | Industry (other, energetic) | Energetic | industry_other_demand_hydrogen_energetic | Hydrogen | EU | Energy demand | 0 | FEC
PL | TYNDP2026 | NT | 2030 | TWh | 174 | Sub_sector | Industry | Others | Industry (other, energetic) | Energetic | industry_other_demand_methane_energetic | Methane | EU | Energy demand | 23.5838 | FEC
PL | TYNDP2026 | NT | 2030 | TWh | 175 | Sub_sector | Industry | Others | Industry (other, energetic) | Energetic | industry_other_demand_heat_energetic | Heat | EU | Energy demand | 5.4955 | FEC
PL | TYNDP2026 | NT | 2030 | TWh | 176 | Sub_sector | Industry | Others | Industry (other, energetic) | Energetic | industry_other_demand_biomass_energetic | Biomass | EU | Energy demand | 13.3748 | FEC
PL | TYNDP2026 | NT | 2030 | TWh | 177 | Sub_sector | Industry | Others | Industry (other, energetic) | Energetic | industry_other_demand_coal_energetic | Solids | EU | Energy demand | 0.13381 | FEC
PL | TYNDP2026 | NT | 2030 | TWh | 178 | Sub_sector | Industry | Others | Industry (other, energetic) | Energetic | industry_other_demand_oil_energetic | Liquids | EU | Energy demand | 0.13381 | FEC
PL | TYNDP2026 | NT | 2030 | TWh | 179 | Sub_sector | Industry | Others | Industry (other, energetic) | Energetic | industry_other_demand_others_energetic | Others | EU | Energy demand | 0 | FEC
PL | TYNDP2026 | NT | 2030 | TWh | 180 | Sub_sector | Industry | Others | Industry (other, energetic) | Energetic | industry_other_demand_ammonia_energetic | Ammonia | EU | Energy demand | 0 | FEC
PL | TYNDP2026 | NT | 2030 | TWh | 182 | Sub_sector | Industry | Others | Industry (other, non-energetic) | Non-energetic | industry_other_demand_electricity_non_energetic | Electricity | EU | Energy demand | 0 | not_included_in_FEC
PL | TYNDP2026 | NT | 2030 | TWh | 183 | Sub_sector | Industry | Others | Industry (other, non-energetic) | Non-energetic | industry_other_demand_hydrogen_non_energetic | Hydrogen | EU | Energy demand | 0.35504 | not_included_in_FEC
PL | TYNDP2026 | NT | 2030 | TWh | 184 | Sub_sector | Industry | Others | Industry (other, non-energetic) | Non-energetic | industry_other_demand_methane_non_energetic | Methane | EU | Energy demand | 10.7019 | not_included_in_FEC
PL | TYNDP2026 | NT | 2030 | TWh | 185 | Sub_sector | Industry | Others | Industry (other, non-energetic) | Non-energetic | industry_other_demand_heat_non_energetic | Heat | EU | Energy demand | 0 | not_included_in_FEC
PL | TYNDP2026 | NT | 2030 | TWh | 186 | Sub_sector | Industry | Others | Industry (other, non-energetic) | Non-energetic | industry_other_demand_biomass_non_energetic | Biomass | EU | Energy demand | 0 | not_included_in_FEC
PL | TYNDP2026 | NT | 2030 | TWh | 187 | Sub_sector | Industry | Others | Industry (other, non-energetic) | Non-energetic | industry_other_demand_coal_non_energetic | Solids | EU | Energy demand | 0.40576 | not_included_in_FEC
PL | TYNDP2026 | NT | 2030 | TWh | 188 | Sub_sector | Industry | Others | Industry (other, non-energetic) | Non-energetic | industry_other_demand_oil_non_energetic | Liquids | EU | Energy demand | 13.8973 | not_included_in_FEC
PL | TYNDP2026 | NT | 2030 | TWh | 189 | Sub_sector | Industry | Others | Industry (other, non-energetic) | Non-energetic | industry_other_demand_others_non_energetic | Others | EU | Energy demand | 0 | not_included_in_FEC
PL | TYNDP2026 | NT | 2030 | TWh | 190 | Sub_sector | Industry | Others | Industry (other, non-energetic) | Non-energetic | industry_other_demand_ammonia_non_energetic | Ammonia | EU | Energy demand | 0 | not_included_in_FEC
PL | TYNDP2026 | NT | 2030 | TWh | 192 | Sub_sector | Industry | Paper | Industry (paper) | Energetic | industry_paper_demand_electricity_energetic | Electricity | EU | Energy demand | 3.4735 | FEC
PL | TYNDP2026 | NT | 2030 | TWh | 193 | Sub_sector | Industry | Paper | Industry (paper) | Energetic | industry_paper_demand_hydrogen_energetic | Hydrogen | EU | Energy demand | 0 | FEC
PL | TYNDP2026 | NT | 2030 | TWh | 194 | Sub_sector | Industry | Paper | Industry (paper) | Energetic | industry_paper_demand_methane_energetic | Methane | EU | Energy demand | 2.5997 | FEC
PL | TYNDP2026 | NT | 2030 | TWh | 195 | Sub_sector | Industry | Paper | Industry (paper) | Energetic | industry_paper_demand_heat_energetic | Heat | EU | Energy demand | 0 | FEC
PL | TYNDP2026 | NT | 2030 | TWh | 196 | Sub_sector | Industry | Paper | Industry (paper) | Energetic | industry_paper_demand_biomass_energetic | Biomass | EU | Energy demand | 9.2374 | FEC
PL | TYNDP2026 | NT | 2030 | TWh | 197 | Sub_sector | Industry | Paper | Industry (paper) | Energetic | industry_paper_demand_coal_energetic | Solids | EU | Energy demand | 0 | FEC
PL | TYNDP2026 | NT | 2030 | TWh | 198 | Sub_sector | Industry | Paper | Industry (paper) | Energetic | industry_paper_demand_oil_energetic | Liquids | EU | Energy demand | 0 | FEC
PL | TYNDP2026 | NT | 2030 | TWh | 199 | Sub_sector | Industry | Paper | Industry (paper) | Energetic | industry_paper_demand_others_energetic | Others | EU | Energy demand | 0 | FEC
PL | TYNDP2026 | NT | 2030 | TWh | 200 | Sub_sector | Industry | Paper | Industry (paper) | Energetic | industry_paper_demand_ammonia_energetic | Ammonia | EU | Energy demand | 0 | FEC
PL | TYNDP2026 | NT | 2030 | TWh | 202 | Sub_sector | Industry | Refineries | Industry (refineries, energetic) | Energetic | industry_refinery_demand_electricity_energetic | Electricity | EU | Energy demand | 1.2227 | not_included_in_FEC
PL | TYNDP2026 | NT | 2030 | TWh | 203 | Sub_sector | Industry | Refineries | Industry (refineries, energetic) | Energetic | industry_refinery_demand_hydrogen_energetic | Hydrogen | EU | Energy demand | 0 | not_included_in_FEC
PL | TYNDP2026 | NT | 2030 | TWh | 204 | Sub_sector | Industry | Refineries | Industry (refineries, energetic) | Energetic | industry_refinery_demand_methane_energetic | Methane | EU | Energy demand | 10.47 | not_included_in_FEC
PL | TYNDP2026 | NT | 2030 | TWh | 205 | Sub_sector | Industry | Refineries | Industry (refineries, energetic) | Energetic | industry_refinery_demand_heat_energetic | Heat | EU | Energy demand | 0.0063212 | not_included_in_FEC
PL | TYNDP2026 | NT | 2030 | TWh | 206 | Sub_sector | Industry | Refineries | Industry (refineries, energetic) | Energetic | industry_refinery_demand_biomass_energetic | Biomass | EU | Energy demand | 1.3288 | not_included_in_FEC
PL | TYNDP2026 | NT | 2030 | TWh | 207 | Sub_sector | Industry | Refineries | Industry (refineries, energetic) | Energetic | industry_refinery_demand_coal_energetic | Solids | EU | Energy demand | 0.13508 | not_included_in_FEC
PL | TYNDP2026 | NT | 2030 | TWh | 208 | Sub_sector | Industry | Refineries | Industry (refineries, energetic) | Energetic | industry_refinery_demand_oil_energetic | Liquids | EU | Energy demand | 2.5703 | not_included_in_FEC
PL | TYNDP2026 | NT | 2030 | TWh | 209 | Sub_sector | Industry | Refineries | Industry (refineries, energetic) | Energetic | industry_refinery_demand_others_energetic | Others | EU | Energy demand | 0 | not_included_in_FEC
PL | TYNDP2026 | NT | 2030 | TWh | 210 | Sub_sector | Industry | Refineries | Industry (refineries, energetic) | Energetic | industry_refinery_demand_ammonia_energetic | Ammonia | EU | Energy demand | 0 | not_included_in_FEC
PL | TYNDP2026 | NT | 2030 | TWh | 212 | Sub_sector | Industry | Refineries | Industry (refineries, non-energetic) | Non-energetic | industry_refinery_demand_electricity_non_energetic | Electricity | EU | Energy demand | 0 | not_included_in_FEC
PL | TYNDP2026 | NT | 2030 | TWh | 213 | Sub_sector | Industry | Refineries | Industry (refineries, non-energetic) | Non-energetic | industry_refinery_demand_hydrogen_non_energetic | Hydrogen | EU | Energy demand | 0 | not_included_in_FEC
PL | TYNDP2026 | NT | 2030 | TWh | 214 | Sub_sector | Industry | Refineries | Industry (refineries, non-energetic) | Non-energetic | industry_refinery_demand_methane_non_energetic | Methane | EU | Energy demand | 0 | not_included_in_FEC
PL | TYNDP2026 | NT | 2030 | TWh | 215 | Sub_sector | Industry | Refineries | Industry (refineries, non-energetic) | Non-energetic | industry_refinery_demand_heat_non_energetic | Heat | EU | Energy demand | 0 | not_included_in_FEC
PL | TYNDP2026 | NT | 2030 | TWh | 216 | Sub_sector | Industry | Refineries | Industry (refineries, non-energetic) | Non-energetic | industry_refinery_demand_biomass_non_energetic | Biomass | EU | Energy demand | 0 | not_included_in_FEC
PL | TYNDP2026 | NT | 2030 | TWh | 217 | Sub_sector | Industry | Refineries | Industry (refineries, non-energetic) | Non-energetic | industry_refinery_demand_coal_non_energetic | Solids | EU | Energy demand | 0 | not_included_in_FEC
PL | TYNDP2026 | NT | 2030 | TWh | 218 | Sub_sector | Industry | Refineries | Industry (refineries, non-energetic) | Non-energetic | industry_refinery_demand_oil_non_energetic | Liquids | EU | Energy demand | 0 | not_included_in_FEC
PL | TYNDP2026 | NT | 2030 | TWh | 219 | Sub_sector | Industry | Refineries | Industry (refineries, non-energetic) | Non-energetic | industry_refinery_demand_others_non_energetic | Others | EU | Energy demand | 0 | not_included_in_FEC
PL | TYNDP2026 | NT | 2030 | TWh | 220 | Sub_sector | Industry | Refineries | Industry (refineries, non-energetic) | Non-energetic | industry_refinery_demand_ammonia_non_energetic | Ammonia | EU | Energy demand | 0 | not_included_in_FEC
PL | TYNDP2026 | NT | 2030 | TWh | 222 | Sub_sector | Industry | Steel | Industry (steel) | Energetic | industry_steel_demand_electricity_energetic | Electricity | EU | Energy demand | 5.6383 | FEC
PL | TYNDP2026 | NT | 2030 | TWh | 223 | Sub_sector | Industry | Steel | Industry (steel) | Energetic | industry_steel_demand_hydrogen_energetic | Hydrogen | EU | Energy demand | 0 | FEC
PL | TYNDP2026 | NT | 2030 | TWh | 224 | Sub_sector | Industry | Steel | Industry (steel) | Energetic | industry_steel_demand_methane_energetic | Methane | EU | Energy demand | 9.3576 | FEC
PL | TYNDP2026 | NT | 2030 | TWh | 225 | Sub_sector | Industry | Steel | Industry (steel) | Energetic | industry_steel_demand_heat_energetic | Heat | EU | Energy demand | 0.44033 | FEC
PL | TYNDP2026 | NT | 2030 | TWh | 226 | Sub_sector | Industry | Steel | Industry (steel) | Energetic | industry_steel_demand_biomass_energetic | Biomass | EU | Energy demand | 6.2e-05 | FEC
PL | TYNDP2026 | NT | 2030 | TWh | 227 | Sub_sector | Industry | Steel | Industry (steel) | Energetic | industry_steel_demand_coal_energetic | Solids | EU | Energy demand | 5.8859 | FEC
PL | TYNDP2026 | NT | 2030 | TWh | 228 | Sub_sector | Industry | Steel | Industry (steel) | Energetic | industry_steel_demand_oil_energetic | Liquids | EU | Energy demand | 0.019974 | FEC
PL | TYNDP2026 | NT | 2030 | TWh | 229 | Sub_sector | Industry | Steel | Industry (steel) | Energetic | industry_steel_demand_others_energetic | Others | EU | Energy demand | 0 | FEC
PL | TYNDP2026 | NT | 2030 | TWh | 230 | Sub_sector | Industry | Steel | Industry (steel) | Energetic | industry_steel_demand_ammonia_energetic | Ammonia | EU | Energy demand | 0 | FEC
PL | TYNDP2026 | NT | 2030 | TWh | 232 | Sub_sector | Transport | Cars | Transport (cars) | Energetic | transport_cars_final_demand_electricity | Electricity | EU | Energy demand | 3.9007 | FEC
PL | TYNDP2026 | NT | 2030 | TWh | 233 | Sub_sector | Transport | Cars | Transport (cars) | Energetic | transport_cars_final_demand_hydrogen | Hydrogen | EU | Energy demand | 0.35643 | FEC
PL | TYNDP2026 | NT | 2030 | TWh | 234 | Sub_sector | Transport | Cars | Transport (cars) | Energetic | transport_cars_final_demand_methane | Methane | EU | Energy demand | 0.023373 | FEC
PL | TYNDP2026 | NT | 2030 | TWh | 235 | Sub_sector | Transport | Cars | Transport (cars) | Energetic | transport_cars_final_demand_heat | Heat | EU | Energy demand | 0 | FEC
PL | TYNDP2026 | NT | 2030 | TWh | 236 | Sub_sector | Transport | Cars | Transport (cars) | Energetic | transport_cars_final_demand_biomass | Biomass | EU | Energy demand | 0 | FEC
PL | TYNDP2026 | NT | 2030 | TWh | 237 | Sub_sector | Transport | Cars | Transport (cars) | Energetic | transport_cars_final_demand_coal | Solids | EU | Energy demand | 0 | FEC
PL | TYNDP2026 | NT | 2030 | TWh | 238 | Sub_sector | Transport | Cars | Transport (cars) | Energetic | transport_cars_final_demand_oil | Liquids | EU | Energy demand | 164.3027 | FEC
PL | TYNDP2026 | NT | 2030 | TWh | 239 | Sub_sector | Transport | Cars | Transport (cars) | Energetic | transport_cars_final_demand_other | Others | EU | Energy demand | 0 | FEC
PL | TYNDP2026 | NT | 2030 | TWh | 240 | Sub_sector | Transport | Cars | Transport (cars) | Energetic | transport_cars_final_demand_ammonia | Ammonia | EU | Energy demand | 0 | FEC
PL | TYNDP2026 | NT | 2030 | TWh | 242 | Sub_sector | Transport | Busses | Transport (busses) | Energetic | transport_busses_final_demand_electricity | Electricity | EU | Energy demand | 0.24228 | FEC
PL | TYNDP2026 | NT | 2030 | TWh | 243 | Sub_sector | Transport | Busses | Transport (busses) | Energetic | transport_busses_final_demand_hydrogen | Hydrogen | EU | Energy demand | 0 | FEC
PL | TYNDP2026 | NT | 2030 | TWh | 244 | Sub_sector | Transport | Busses | Transport (busses) | Energetic | transport_busses_final_demand_methane | Methane | EU | Energy demand | 0.12878 | FEC
PL | TYNDP2026 | NT | 2030 | TWh | 245 | Sub_sector | Transport | Busses | Transport (busses) | Energetic | transport_busses_final_demand_heat | Heat | EU | Energy demand | 0 | FEC
PL | TYNDP2026 | NT | 2030 | TWh | 246 | Sub_sector | Transport | Busses | Transport (busses) | Energetic | transport_busses_final_demand_biomass | Biomass | EU | Energy demand | 0 | FEC
PL | TYNDP2026 | NT | 2030 | TWh | 247 | Sub_sector | Transport | Busses | Transport (busses) | Energetic | transport_busses_final_demand_coal | Solids | EU | Energy demand | 0 | FEC
PL | TYNDP2026 | NT | 2030 | TWh | 248 | Sub_sector | Transport | Busses | Transport (busses) | Energetic | transport_busses_final_demand_oil | Liquids | EU | Energy demand | 6.1404 | FEC
PL | TYNDP2026 | NT | 2030 | TWh | 249 | Sub_sector | Transport | Busses | Transport (busses) | Energetic | transport_busses_final_demand_other | Others | EU | Energy demand | 0 | FEC
PL | TYNDP2026 | NT | 2030 | TWh | 250 | Sub_sector | Transport | Busses | Transport (busses) | Energetic | transport_busses_final_demand_ammonia | Ammonia | EU | Energy demand | 0 | FEC
PL | TYNDP2026 | NT | 2030 | TWh | 252 | Sub_sector | Transport | Trucks | Transport (trucks) | Energetic | transport_trucks_final_demand_electricity | Electricity | EU | Energy demand | 0.11696 | FEC
PL | TYNDP2026 | NT | 2030 | TWh | 253 | Sub_sector | Transport | Trucks | Transport (trucks) | Energetic | transport_trucks_final_demand_hydrogen | Hydrogen | EU | Energy demand | 0 | FEC
PL | TYNDP2026 | NT | 2030 | TWh | 254 | Sub_sector | Transport | Trucks | Transport (trucks) | Energetic | transport_trucks_final_demand_methane | Methane | EU | Energy demand | 2.9165 | FEC
PL | TYNDP2026 | NT | 2030 | TWh | 255 | Sub_sector | Transport | Trucks | Transport (trucks) | Energetic | transport_trucks_final_demand_heat | Heat | EU | Energy demand | 0 | FEC
PL | TYNDP2026 | NT | 2030 | TWh | 256 | Sub_sector | Transport | Trucks | Transport (trucks) | Energetic | transport_trucks_final_demand_biomass | Biomass | EU | Energy demand | 0 | FEC
PL | TYNDP2026 | NT | 2030 | TWh | 257 | Sub_sector | Transport | Trucks | Transport (trucks) | Energetic | transport_trucks_final_demand_coal | Solids | EU | Energy demand | 0 | FEC
PL | TYNDP2026 | NT | 2030 | TWh | 258 | Sub_sector | Transport | Trucks | Transport (trucks) | Energetic | transport_trucks_final_demand_oil | Liquids | EU | Energy demand | 49.3807 | FEC
PL | TYNDP2026 | NT | 2030 | TWh | 259 | Sub_sector | Transport | Trucks | Transport (trucks) | Energetic | transport_trucks_final_demand_other | Others | EU | Energy demand | 0 | FEC
PL | TYNDP2026 | NT | 2030 | TWh | 260 | Sub_sector | Transport | Trucks | Transport (trucks) | Energetic | transport_trucks_final_demand_ammonia | Ammonia | EU | Energy demand | 0 | FEC
PL | TYNDP2026 | NT | 2030 | TWh | 262 | Sub_sector | Transport | Vans | Transport (vans) | Energetic | transport_vans_final_demand_electricity | Electricity | EU | Energy demand | 0.14198 | FEC
PL | TYNDP2026 | NT | 2030 | TWh | 263 | Sub_sector | Transport | Vans | Transport (vans) | Energetic | transport_vans_final_demand_hydrogen | Hydrogen | EU | Energy demand | 0.11916 | FEC
PL | TYNDP2026 | NT | 2030 | TWh | 264 | Sub_sector | Transport | Vans | Transport (vans) | Energetic | transport_vans_final_demand_methane | Methane | EU | Energy demand | 0.83728 | FEC
PL | TYNDP2026 | NT | 2030 | TWh | 265 | Sub_sector | Transport | Vans | Transport (vans) | Energetic | transport_vans_final_demand_heat | Heat | EU | Energy demand | 0 | FEC
PL | TYNDP2026 | NT | 2030 | TWh | 266 | Sub_sector | Transport | Vans | Transport (vans) | Energetic | transport_vans_final_demand_biomass | Biomass | EU | Energy demand | 0 | FEC
PL | TYNDP2026 | NT | 2030 | TWh | 267 | Sub_sector | Transport | Vans | Transport (vans) | Energetic | transport_vans_final_demand_coal | Solids | EU | Energy demand | 0 | FEC
PL | TYNDP2026 | NT | 2030 | TWh | 268 | Sub_sector | Transport | Vans | Transport (vans) | Energetic | transport_vans_final_demand_oil | Liquids | EU | Energy demand | 15.7206 | FEC
PL | TYNDP2026 | NT | 2030 | TWh | 269 | Sub_sector | Transport | Vans | Transport (vans) | Energetic | transport_vans_final_demand_other | Others | EU | Energy demand | 0 | FEC
PL | TYNDP2026 | NT | 2030 | TWh | 270 | Sub_sector | Transport | Vans | Transport (vans) | Energetic | transport_vans_final_demand_ammonia | Ammonia | EU | Energy demand | 0 | FEC
PL | TYNDP2026 | NT | 2030 | TWh | 272 | Sub_sector | Transport | Freight trains | Transport (trains) | Energetic | transport_trains_final_demand_electricity | Electricity | EU | Energy demand | 3.2321 | FEC
PL | TYNDP2026 | NT | 2030 | TWh | 273 | Sub_sector | Transport | Freight trains | Transport (trains) | Energetic | transport_trains_final_demand_hydrogen | Hydrogen | EU | Energy demand | 0 | FEC
PL | TYNDP2026 | NT | 2030 | TWh | 274 | Sub_sector | Transport | Freight trains | Transport (trains) | Energetic | transport_trains_final_demand_methane | Methane | EU | Energy demand | 0 | FEC
PL | TYNDP2026 | NT | 2030 | TWh | 275 | Sub_sector | Transport | Freight trains | Transport (trains) | Energetic | transport_trains_final_demand_heat | Heat | EU | Energy demand | 0 | FEC
PL | TYNDP2026 | NT | 2030 | TWh | 276 | Sub_sector | Transport | Freight trains | Transport (trains) | Energetic | transport_trains_final_demand_biomass | Biomass | EU | Energy demand | 0 | FEC
PL | TYNDP2026 | NT | 2030 | TWh | 277 | Sub_sector | Transport | Freight trains | Transport (trains) | Energetic | transport_trains_final_demand_coal | Solids | EU | Energy demand | 0 | FEC
PL | TYNDP2026 | NT | 2030 | TWh | 278 | Sub_sector | Transport | Freight trains | Transport (trains) | Energetic | transport_trains_final_demand_oil | Liquids | EU | Energy demand | 1.0409 | FEC
PL | TYNDP2026 | NT | 2030 | TWh | 279 | Sub_sector | Transport | Freight trains | Transport (trains) | Energetic | transport_trains_final_demand_other | Others | EU | Energy demand | 0 | FEC
PL | TYNDP2026 | NT | 2030 | TWh | 280 | Sub_sector | Transport | Freight trains | Transport (trains) | Energetic | transport_trains_final_demand_ammonia | Ammonia | EU | Energy demand | 0 | FEC
PL | TYNDP2026 | NT | 2030 | TWh | 282 | Sub_sector | Transport | Ships | Transport (ships) | Energetic | transport_ships_final_demand_electricity | Electricity | EU | Energy demand | 0.0081944 | FEC
PL | TYNDP2026 | NT | 2030 | TWh | 283 | Sub_sector | Transport | Ships | Transport (ships) | Energetic | transport_ships_final_demand_hydrogen | Hydrogen | EU | Energy demand | 0 | FEC
PL | TYNDP2026 | NT | 2030 | TWh | 284 | Sub_sector | Transport | Ships | Transport (ships) | Energetic | transport_ships_final_demand_methane | Methane | EU | Energy demand | 0 | FEC
PL | TYNDP2026 | NT | 2030 | TWh | 285 | Sub_sector | Transport | Ships | Transport (ships) | Energetic | transport_ships_final_demand_heat | Heat | EU | Energy demand | 0 | FEC
PL | TYNDP2026 | NT | 2030 | TWh | 286 | Sub_sector | Transport | Ships | Transport (ships) | Energetic | transport_ships_final_demand_biomass | Biomass | EU | Energy demand | 0 | FEC
PL | TYNDP2026 | NT | 2030 | TWh | 287 | Sub_sector | Transport | Ships | Transport (ships) | Energetic | transport_ships_final_demand_coal | Solids | EU | Energy demand | 0 | FEC
PL | TYNDP2026 | NT | 2030 | TWh | 288 | Sub_sector | Transport | Ships | Transport (ships) | Energetic | transport_ships_final_demand_oil | Liquids | EU | Energy demand | 0.020473 | FEC
PL | TYNDP2026 | NT | 2030 | TWh | 289 | Sub_sector | Transport | Ships | Transport (ships) | Energetic | transport_ships_final_demand_other | Others | EU | Energy demand | 0 | FEC
PL | TYNDP2026 | NT | 2030 | TWh | 290 | Sub_sector | Transport | Ships | Transport (ships) | Energetic | transport_ships_final_demand_ammonia | Ammonia | EU | Energy demand | 0 | FEC
PL | TYNDP2026 | NT | 2030 | TWh | 292 | Sub_sector | Transport | Planes | Transport (planes) | Energetic | transport_planes_final_demand_electricity | Electricity | EU | Energy demand | 0 | FEC
PL | TYNDP2026 | NT | 2030 | TWh | 293 | Sub_sector | Transport | Planes | Transport (planes) | Energetic | transport_planes_final_demand_hydrogen | Hydrogen | EU | Energy demand | 0 | FEC
PL | TYNDP2026 | NT | 2030 | TWh | 294 | Sub_sector | Transport | Planes | Transport (planes) | Energetic | transport_planes_final_demand_methane | Methane | EU | Energy demand | 0 | FEC
PL | TYNDP2026 | NT | 2030 | TWh | 295 | Sub_sector | Transport | Planes | Transport (planes) | Energetic | transport_planes_final_demand_heat | Heat | EU | Energy demand | 0 | FEC
PL | TYNDP2026 | NT | 2030 | TWh | 296 | Sub_sector | Transport | Planes | Transport (planes) | Energetic | transport_planes_final_demand_biomass | Biomass | EU | Energy demand | 0 | FEC
PL | TYNDP2026 | NT | 2030 | TWh | 297 | Sub_sector | Transport | Planes | Transport (planes) | Energetic | transport_planes_final_demand_coal | Solids | EU | Energy demand | 0 | FEC
PL | TYNDP2026 | NT | 2030 | TWh | 298 | Sub_sector | Transport | Planes | Transport (planes) | Energetic | transport_planes_final_demand_oil | Liquids | EU | Energy demand | 0.40657 | FEC
PL | TYNDP2026 | NT | 2030 | TWh | 299 | Sub_sector | Transport | Planes | Transport (planes) | Energetic | transport_planes_final_demand_other | Others | EU | Energy demand | 0 | FEC
PL | TYNDP2026 | NT | 2030 | TWh | 300 | Sub_sector | Transport | Planes | Transport (planes) | Energetic | transport_planes_final_demand_ammonia | Ammonia | EU | Energy demand | 0 | FEC
PL | TYNDP2026 | NT | 2030 | TWh | 302 | Sub_sector | Transport | Others | Transport (others) | Energetic | transport_other_final_demand_electricity | Electricity | EU | Energy demand | 0.0088553 | FEC
PL | TYNDP2026 | NT | 2030 | TWh | 303 | Sub_sector | Transport | Others | Transport (others) | Energetic | transport_other_final_demand_hydrogen | Hydrogen | EU | Energy demand | 0 | FEC
PL | TYNDP2026 | NT | 2030 | TWh | 304 | Sub_sector | Transport | Others | Transport (others) | Energetic | transport_other_final_demand_methane | Methane | EU | Energy demand | 0 | FEC
PL | TYNDP2026 | NT | 2030 | TWh | 305 | Sub_sector | Transport | Others | Transport (others) | Energetic | transport_other_final_demand_heat | Heat | EU | Energy demand | 0 | FEC
PL | TYNDP2026 | NT | 2030 | TWh | 306 | Sub_sector | Transport | Others | Transport (others) | Energetic | transport_other_final_demand_biomass | Biomass | EU | Energy demand | 0 | FEC
PL | TYNDP2026 | NT | 2030 | TWh | 307 | Sub_sector | Transport | Others | Transport (others) | Energetic | transport_other_final_demand_coal | Solids | EU | Energy demand | 0 | FEC
PL | TYNDP2026 | NT | 2030 | TWh | 308 | Sub_sector | Transport | Others | Transport (others) | Energetic | transport_other_final_demand_oil | Liquids | EU | Energy demand | 1.5477 | FEC
PL | TYNDP2026 | NT | 2030 | TWh | 309 | Sub_sector | Transport | Others | Transport (others) | Energetic | transport_other_final_demand_other | Others | EU | Energy demand | 0 | FEC
PL | TYNDP2026 | NT | 2030 | TWh | 310 | Sub_sector | Transport | Others | Transport (others) | Energetic | transport_other_final_demand_ammonia | Ammonia | EU | Energy demand | 0 | FEC
PL | TYNDP2026 | NT | 2030 | TWh | 312 | Sub_sector | International transport | International aviation | Transport (int. aviation) | Energetic | transport_int_aviation_final_demand_electricity | Electricity | EU | Energy demand | 0 | FEC
PL | TYNDP2026 | NT | 2030 | TWh | 313 | Sub_sector | International transport | International aviation | Transport (int. aviation) | Energetic | transport_int_aviation_final_demand_hydrogen | Hydrogen | EU | Energy demand | 0 | FEC
PL | TYNDP2026 | NT | 2030 | TWh | 314 | Sub_sector | International transport | International aviation | Transport (int. aviation) | Energetic | transport_int_aviation_final_demand_methane | Methane | EU | Energy demand | 0 | FEC
PL | TYNDP2026 | NT | 2030 | TWh | 315 | Sub_sector | International transport | International aviation | Transport (int. aviation) | Energetic | transport_int_aviation_final_demand_heat | Heat | EU | Energy demand | 0 | FEC
PL | TYNDP2026 | NT | 2030 | TWh | 316 | Sub_sector | International transport | International aviation | Transport (int. aviation) | Energetic | transport_int_aviation_final_demand_biofuels | Biomass | EU | Energy demand | 0 | FEC
PL | TYNDP2026 | NT | 2030 | TWh | 317 | Sub_sector | International transport | International aviation | Transport (int. aviation) | Energetic | transport_int_aviation_final_demand_coal | Solids | EU | Energy demand | 0 | FEC
PL | TYNDP2026 | NT | 2030 | TWh | 318 | Sub_sector | International transport | International aviation | Transport (int. aviation) | Energetic | transport_int_aviation_final_demand_oil | Liquids | EU | Energy demand | 12.5152 | FEC
PL | TYNDP2026 | NT | 2030 | TWh | 319 | Sub_sector | International transport | International aviation | Transport (int. aviation) | Energetic | transport_int_aviation_final_demand_other | Others | EU | Energy demand | 0 | FEC
PL | TYNDP2026 | NT | 2030 | TWh | 320 | Sub_sector | International transport | International aviation | Transport (int. aviation) | Energetic | transport_int_aviation_final_demand_ammonia | Ammonia | EU | Energy demand | 0 | FEC
PL | TYNDP2026 | NT | 2030 | TWh | 322 | Sub_sector | International transport | International shipping | Transport (int. shipping) | Energetic | transport_int_shipping_final_demand_electricity | Electricity | EU | Energy demand | 0 | not_included_in_FEC
PL | TYNDP2026 | NT | 2030 | TWh | 323 | Sub_sector | International transport | International shipping | Transport (int. shipping) | Energetic | transport_int_shipping_final_demand_hydrogen | Hydrogen | EU | Energy demand | 0 | not_included_in_FEC
PL | TYNDP2026 | NT | 2030 | TWh | 324 | Sub_sector | International transport | International shipping | Transport (int. shipping) | Energetic | transport_int_shipping_final_demand_methane | Methane | EU | Energy demand | 0 | not_included_in_FEC
PL | TYNDP2026 | NT | 2030 | TWh | 325 | Sub_sector | International transport | International shipping | Transport (int. shipping) | Energetic | transport_int_shipping_final_demand_heat | Heat | EU | Energy demand | 0 | not_included_in_FEC
PL | TYNDP2026 | NT | 2030 | TWh | 326 | Sub_sector | International transport | International shipping | Transport (int. shipping) | Energetic | transport_int_shipping_final_demand_biofuels | Biomass | EU | Energy demand | 0 | not_included_in_FEC
PL | TYNDP2026 | NT | 2030 | TWh | 327 | Sub_sector | International transport | International shipping | Transport (int. shipping) | Energetic | transport_int_shipping_final_demand_coal | Solids | EU | Energy demand | 0 | not_included_in_FEC
PL | TYNDP2026 | NT | 2030 | TWh | 328 | Sub_sector | International transport | International shipping | Transport (int. shipping) | Energetic | transport_int_shipping_final_demand_oil | Liquids | EU | Energy demand | 2.8447 | not_included_in_FEC
PL | TYNDP2026 | NT | 2030 | TWh | 329 | Sub_sector | International transport | International shipping | Transport (int. shipping) | Energetic | transport_int_shipping_final_demand_other | Others | EU | Energy demand | 0 | not_included_in_FEC
PL | TYNDP2026 | NT | 2030 | TWh | 330 | Sub_sector | International transport | International shipping | Transport (int. shipping) | Energetic | transport_int_shipping_final_demand_ammonia | Ammonia | EU | Energy demand | 0 | not_included_in_FEC
PL | TYNDP2026 | NT | 2030 | TWh | 332 | Sub_sector | Households | Space heating | Households (heating) | Energetic | households_heating_final_demand_electricity | Electricity | EU | Energy demand | 13.2487 | FEC
PL | TYNDP2026 | NT | 2030 | TWh | 333 | Sub_sector | Households | Space heating | Households (heating) | Energetic | households_heating_final_demand_hydrogen | Hydrogen | EU | Energy demand | 0 | FEC
PL | TYNDP2026 | NT | 2030 | TWh | 334 | Sub_sector | Households | Space heating | Households (heating) | Energetic | households_heating_final_demand_methane | Methane | EU | Energy demand | 35.6865 | FEC
PL | TYNDP2026 | NT | 2030 | TWh | 335 | Sub_sector | Households | Space heating | Households (heating) | Energetic | households_heating_final_demand_heat | Heat | EU | Energy demand | 31.0913 | FEC
PL | TYNDP2026 | NT | 2030 | TWh | 336 | Sub_sector | Households | Space heating | Households (heating) | Energetic | households_heating_final_demand_biomass | Biomass | EU | Energy demand | 31.6573 | FEC
PL | TYNDP2026 | NT | 2030 | TWh | 337 | Sub_sector | Households | Space heating | Households (heating) | Energetic | households_heating_final_demand_coal | Solids | EU | Energy demand | 20.5421 | FEC
PL | TYNDP2026 | NT | 2030 | TWh | 338 | Sub_sector | Households | Space heating | Households (heating) | Energetic | households_heating_final_demand_oil | Liquids | EU | Energy demand | 4.8248 | FEC
PL | TYNDP2026 | NT | 2030 | TWh | 339 | Sub_sector | Households | Space heating | Households (heating) | Energetic | households_heating_final_demand_other | Others | EU | Energy demand | 7.2453 | FEC
PL | TYNDP2026 | NT | 2030 | TWh | 340 | Sub_sector | Households | Space heating | Households (heating) | Energetic | households_heating_final_demand_ammonia | Ammonia | EU | Energy demand | 0 | FEC
PL | TYNDP2026 | NT | 2030 | TWh | 343 | Sub_sector | Households | Cooling | Households (cooling) | Energetic | households_cooling_final_demand_electricity | Electricity | EU | Energy demand | 0 | FEC
PL | TYNDP2026 | NT | 2030 | TWh | 344 | Sub_sector | Households | Cooling | Households (cooling) | Energetic | households_cooling_final_demand_hydrogen | Hydrogen | EU | Energy demand | 0 | FEC
PL | TYNDP2026 | NT | 2030 | TWh | 345 | Sub_sector | Households | Cooling | Households (cooling) | Energetic | households_cooling_final_demand_methane | Methane | EU | Energy demand | 0 | FEC
PL | TYNDP2026 | NT | 2030 | TWh | 346 | Sub_sector | Households | Cooling | Households (cooling) | Energetic | households_cooling_final_demand_heat | Heat | EU | Energy demand | 0 | FEC
PL | TYNDP2026 | NT | 2030 | TWh | 347 | Sub_sector | Households | Cooling | Households (cooling) | Energetic | households_cooling_final_demand_biomass | Biomass | EU | Energy demand | 0 | FEC
PL | TYNDP2026 | NT | 2030 | TWh | 348 | Sub_sector | Households | Cooling | Households (cooling) | Energetic | households_cooling_final_demand_coal | Solids | EU | Energy demand | 0 | FEC
PL | TYNDP2026 | NT | 2030 | TWh | 349 | Sub_sector | Households | Cooling | Households (cooling) | Energetic | households_cooling_final_demand_oil | Liquids | EU | Energy demand | 0 | FEC
PL | TYNDP2026 | NT | 2030 | TWh | 350 | Sub_sector | Households | Cooling | Households (cooling) | Energetic | households_cooling_final_demand_other | Others | EU | Energy demand | 0 | FEC
PL | TYNDP2026 | NT | 2030 | TWh | 351 | Sub_sector | Households | Cooling | Households (cooling) | Energetic | households_cooling_final_demand_ammonia | Ammonia | EU | Energy demand | 0 | FEC
PL | TYNDP2026 | NT | 2030 | TWh | 354 | Sub_sector | Households | Hot water | Households (hot water) | Energetic | households_hot_water_final_demand_electricity | Electricity | EU | Energy demand | 1.7902 | FEC
PL | TYNDP2026 | NT | 2030 | TWh | 355 | Sub_sector | Households | Hot water | Households (hot water) | Energetic | households_hot_water_final_demand_hydrogen | Hydrogen | EU | Energy demand | 0 | FEC
PL | TYNDP2026 | NT | 2030 | TWh | 356 | Sub_sector | Households | Hot water | Households (hot water) | Energetic | households_hot_water_final_demand_methane | Methane | EU | Energy demand | 3.0909 | FEC
PL | TYNDP2026 | NT | 2030 | TWh | 357 | Sub_sector | Households | Hot water | Households (hot water) | Energetic | households_hot_water_final_demand_heat | Heat | EU | Energy demand | 3.8843 | FEC
PL | TYNDP2026 | NT | 2030 | TWh | 358 | Sub_sector | Households | Hot water | Households (hot water) | Energetic | households_hot_water_final_demand_biomass | Biomass | EU | Energy demand | 2.1418 | FEC
PL | TYNDP2026 | NT | 2030 | TWh | 359 | Sub_sector | Households | Hot water | Households (hot water) | Energetic | households_hot_water_final_demand_coal | Solids | EU | Energy demand | 0.83475 | FEC
PL | TYNDP2026 | NT | 2030 | TWh | 360 | Sub_sector | Households | Hot water | Households (hot water) | Energetic | households_hot_water_final_demand_oil | Liquids | EU | Energy demand | 0.19606 | FEC
PL | TYNDP2026 | NT | 2030 | TWh | 361 | Sub_sector | Households | Hot water | Households (hot water) | Energetic | households_hot_water_final_demand_other | Others | EU | Energy demand | 16.5974 | FEC
PL | TYNDP2026 | NT | 2030 | TWh | 362 | Sub_sector | Households | Hot water | Households (hot water) | Energetic | households_hot_water_final_demand_ammonia | Ammonia | EU | Energy demand | 0 | FEC
PL | TYNDP2026 | NT | 2030 | TWh | 365 | Sub_sector | Households | Appliances | Households (appliances) | Energetic | households_appliances_final_demand_electricity | Electricity | EU | Energy demand | 21.426 | FEC
PL | TYNDP2026 | NT | 2030 | TWh | 366 | Sub_sector | Households | Appliances | Households (appliances) | Energetic | households_appliances_final_demand_hydrogen | Hydrogen | EU | Energy demand | 0 | FEC
PL | TYNDP2026 | NT | 2030 | TWh | 367 | Sub_sector | Households | Appliances | Households (appliances) | Energetic | households_appliances_final_demand_methane | Methane | EU | Energy demand | 4.3872 | FEC
PL | TYNDP2026 | NT | 2030 | TWh | 368 | Sub_sector | Households | Appliances | Households (appliances) | Energetic | households_appliances_final_demand_heat | Heat | EU | Energy demand | 0 | FEC
PL | TYNDP2026 | NT | 2030 | TWh | 369 | Sub_sector | Households | Appliances | Households (appliances) | Energetic | households_appliances_final_demand_biomass | Biomass | EU | Energy demand | 0.0705 | FEC
PL | TYNDP2026 | NT | 2030 | TWh | 370 | Sub_sector | Households | Appliances | Households (appliances) | Energetic | households_appliances_final_demand_coal | Solids | EU | Energy demand | 0 | FEC
PL | TYNDP2026 | NT | 2030 | TWh | 371 | Sub_sector | Households | Appliances | Households (appliances) | Energetic | households_appliances_final_demand_oil | Liquids | EU | Energy demand | 0 | FEC
PL | TYNDP2026 | NT | 2030 | TWh | 372 | Sub_sector | Households | Appliances | Households (appliances) | Energetic | households_appliances_final_demand_other | Others | EU | Energy demand | 0 | FEC
PL | TYNDP2026 | NT | 2030 | TWh | 373 | Sub_sector | Households | Appliances | Households (appliances) | Energetic | households_appliances_final_demand_ammonia | Ammonia | EU | Energy demand | 0 | FEC
PL | TYNDP2026 | NT | 2030 | TWh | 375 | Sub_sector | Buildings | Space heating | Buildings (heat) | Energetic | buildings_heat_final_demand_electricity | Electricity | EU | Energy demand | 17.7838 | FEC
PL | TYNDP2026 | NT | 2030 | TWh | 376 | Sub_sector | Buildings | Space heating | Buildings (heat) | Energetic | buildings_heat_final_demand_hydrogen | Hydrogen | EU | Energy demand | 0 | FEC
PL | TYNDP2026 | NT | 2030 | TWh | 377 | Sub_sector | Buildings | Space heating | Buildings (heat) | Energetic | buildings_heat_final_demand_methane | Methane | EU | Energy demand | 9.0001 | FEC
PL | TYNDP2026 | NT | 2030 | TWh | 378 | Sub_sector | Buildings | Space heating | Buildings (heat) | Energetic | buildings_heat_final_demand_heat | Heat | EU | Energy demand | 13.4384 | FEC
PL | TYNDP2026 | NT | 2030 | TWh | 379 | Sub_sector | Buildings | Space heating | Buildings (heat) | Energetic | buildings_heat_final_demand_biomass | Biomass | EU | Energy demand | 2.1844 | FEC
PL | TYNDP2026 | NT | 2030 | TWh | 380 | Sub_sector | Buildings | Space heating | Buildings (heat) | Energetic | buildings_heat_final_demand_coal | Solids | EU | Energy demand | 2.2574 | FEC
PL | TYNDP2026 | NT | 2030 | TWh | 381 | Sub_sector | Buildings | Space heating | Buildings (heat) | Energetic | buildings_heat_final_demand_oil | Liquids | EU | Energy demand | 0.28475 | FEC
PL | TYNDP2026 | NT | 2030 | TWh | 382 | Sub_sector | Buildings | Space heating | Buildings (heat) | Energetic | buildings_heat_final_demand_other | Others | EU | Energy demand | 1.7564 | FEC
PL | TYNDP2026 | NT | 2030 | TWh | 383 | Sub_sector | Buildings | Space heating | Buildings (heat) | Energetic | buildings_heat_final_demand_ammonia | Ammonia | EU | Energy demand | 0 | FEC
PL | TYNDP2026 | NT | 2030 | TWh | 386 | Sub_sector | Buildings | Cooling | Buildings (cooling) | Energetic | buildings_cooling_final_demand_electricity | Electricity | EU | Energy demand | 1.3501 | FEC
PL | TYNDP2026 | NT | 2030 | TWh | 387 | Sub_sector | Buildings | Cooling | Buildings (cooling) | Energetic | buildings_cooling_final_demand_hydrogen | Hydrogen | EU | Energy demand | 0 | FEC
PL | TYNDP2026 | NT | 2030 | TWh | 388 | Sub_sector | Buildings | Cooling | Buildings (cooling) | Energetic | buildings_cooling_final_demand_methane | Methane | EU | Energy demand | 0.0065475 | FEC
PL | TYNDP2026 | NT | 2030 | TWh | 389 | Sub_sector | Buildings | Cooling | Buildings (cooling) | Energetic | buildings_cooling_final_demand_heat | Heat | EU | Energy demand | 0 | FEC
PL | TYNDP2026 | NT | 2030 | TWh | 390 | Sub_sector | Buildings | Cooling | Buildings (cooling) | Energetic | buildings_cooling_final_demand_biomass | Biomass | EU | Energy demand | 0 | FEC
PL | TYNDP2026 | NT | 2030 | TWh | 391 | Sub_sector | Buildings | Cooling | Buildings (cooling) | Energetic | buildings_cooling_final_demand_coal | Solids | EU | Energy demand | 0 | FEC
PL | TYNDP2026 | NT | 2030 | TWh | 392 | Sub_sector | Buildings | Cooling | Buildings (cooling) | Energetic | buildings_cooling_final_demand_oil | Liquids | EU | Energy demand | 0 | FEC
PL | TYNDP2026 | NT | 2030 | TWh | 393 | Sub_sector | Buildings | Cooling | Buildings (cooling) | Energetic | buildings_cooling_final_demand_other | Others | EU | Energy demand | 0 | FEC
PL | TYNDP2026 | NT | 2030 | TWh | 394 | Sub_sector | Buildings | Cooling | Buildings (cooling) | Energetic | buildings_cooling_final_demand_ammonia | Ammonia | EU | Energy demand | 0 | FEC
PL | TYNDP2026 | NT | 2030 | TWh | 397 | Sub_sector | Buildings | Appliances | Buildings (appliances) | Energetic | buildings_appliances_final_demand_electricity | Electricity | EU | Energy demand | 36.3023 | FEC
PL | TYNDP2026 | NT | 2030 | TWh | 398 | Sub_sector | Buildings | Appliances | Buildings (appliances) | Energetic | buildings_appliances_final_demand_hydrogen | Hydrogen | EU | Energy demand | 0 | FEC
PL | TYNDP2026 | NT | 2030 | TWh | 399 | Sub_sector | Buildings | Appliances | Buildings (appliances) | Energetic | buildings_appliances_final_demand_methane | Methane | EU | Energy demand | 5.2202 | FEC
PL | TYNDP2026 | NT | 2030 | TWh | 400 | Sub_sector | Buildings | Appliances | Buildings (appliances) | Energetic | buildings_appliances_final_demand_heat | Heat | EU | Energy demand | 0 | FEC
PL | TYNDP2026 | NT | 2030 | TWh | 401 | Sub_sector | Buildings | Appliances | Buildings (appliances) | Energetic | buildings_appliances_final_demand_biomass | Biomass | EU | Energy demand | 0 | FEC
PL | TYNDP2026 | NT | 2030 | TWh | 402 | Sub_sector | Buildings | Appliances | Buildings (appliances) | Energetic | buildings_appliances_final_demand_coal | Solids | EU | Energy demand | 0 | FEC
PL | TYNDP2026 | NT | 2030 | TWh | 403 | Sub_sector | Buildings | Appliances | Buildings (appliances) | Energetic | buildings_appliances_final_demand_oil | Liquids | EU | Energy demand | 0 | FEC
PL | TYNDP2026 | NT | 2030 | TWh | 404 | Sub_sector | Buildings | Appliances | Buildings (appliances) | Energetic | buildings_appliances_final_demand_other | Others | EU | Energy demand | 0 | FEC
PL | TYNDP2026 | NT | 2030 | TWh | 405 | Sub_sector | Buildings | Appliances | Buildings (appliances) | Energetic | buildings_appliances_final_demand_ammonia | Ammonia | EU | Energy demand | 0 | FEC
PL | TYNDP2026 | NT | 2030 | TWh | 407 | Sub_sector | Buildings | Datacenters | Datacenters & ICT | Energetic | datacentres_final_demand_electricity_energetic | Electricity | EU | Energy demand | 3.5607 | FEC
PL | TYNDP2026 | NT | 2030 | TWh | 408 | Sub_sector | Buildings | Datacenters | Datacenters & ICT | Energetic | datacentres_final_demand_hydrogen_energetic | Hydrogen | EU | Energy demand | 0 | FEC
PL | TYNDP2026 | NT | 2030 | TWh | 409 | Sub_sector | Buildings | Datacenters | Datacenters & ICT | Energetic | datacentres_final_demand_methane_energetic | Methane | EU | Energy demand | 0 | FEC
PL | TYNDP2026 | NT | 2030 | TWh | 410 | Sub_sector | Buildings | Datacenters | Datacenters & ICT | Energetic | datacentres_final_demand_heat_energetic | Heat | EU | Energy demand | 0 | FEC
PL | TYNDP2026 | NT | 2030 | TWh | 411 | Sub_sector | Buildings | Datacenters | Datacenters & ICT | Energetic | datacentres_final_demand_biomass_energetic | Biomass | EU | Energy demand | 0 | FEC
PL | TYNDP2026 | NT | 2030 | TWh | 412 | Sub_sector | Buildings | Datacenters | Datacenters & ICT | Energetic | datacentres_final_demand_coal_energetic | Solids | EU | Energy demand | 0 | FEC
PL | TYNDP2026 | NT | 2030 | TWh | 413 | Sub_sector | Buildings | Datacenters | Datacenters & ICT | Energetic | datacentres_final_demand_oil_energetic | Liquids | EU | Energy demand | 0 | FEC
PL | TYNDP2026 | NT | 2030 | TWh | 414 | Sub_sector | Buildings | Datacenters | Datacenters & ICT | Energetic | datacentres_final_demand_other_energetic | Others | EU | Energy demand | 0 | FEC
PL | TYNDP2026 | NT | 2030 | TWh | 415 | Sub_sector | Buildings | Datacenters | Datacenters & ICT | Energetic | datacentres_final_demand_ammonia_energetic | Ammonia | EU | Energy demand | 0 | FEC
PL | TYNDP2026 | NT | 2030 | TWh | 417 | Sub_sector | Transport | Others_Sector | Others_Sector | Energetic | other_final_demand_electricity_energetic | Electricity | EU | Energy demand | 0 | FEC
PL | TYNDP2026 | NT | 2030 | TWh | 418 | Sub_sector | Transport | Others_Sector | Others_Sector | Energetic | other_final_demand_hydrogen_energetic | Hydrogen | EU | Energy demand | 0 | FEC
PL | TYNDP2026 | NT | 2030 | TWh | 419 | Sub_sector | Transport | Pipeline Transport | Others_Sector | Energetic | other_final_demand_methane_energetic | Methane | EU | Energy demand | 4.55 | FEC
PL | TYNDP2026 | NT | 2030 | TWh | 420 | Sub_sector | Transport | Others_Sector | Others_Sector | Energetic | other_final_demand_heat_energetic | Heat | EU | Energy demand | 0 | FEC
PL | TYNDP2026 | NT | 2030 | TWh | 421 | Sub_sector | Transport | Others_Sector | Others_Sector | Energetic | other_final_demand_biomass_energetic | Biomass | EU | Energy demand | 0 | FEC
PL | TYNDP2026 | NT | 2030 | TWh | 422 | Sub_sector | Transport | Others_Sector | Others_Sector | Energetic | other_final_demand_coal_energetic | Solids | EU | Energy demand | 0 | FEC
PL | TYNDP2026 | NT | 2030 | TWh | 423 | Sub_sector | Transport | Others_Sector | Others_Sector | Energetic | other_final_demand_oil_energetic | Liquids | EU | Energy demand | 0.0011586 | FEC
PL | TYNDP2026 | NT | 2030 | TWh | 424 | Sub_sector | Others_Sector | Others_Sector | Others_Sector | Non-energetic | other_final_demand_oil_non_energetic | Liquids | EU | Energy demand | 4.7399 | not_included_in_FEC
PL | TYNDP2026 | NT | 2030 | TWh | 425 | Sub_sector | Transport | Others_Sector | Others_Sector | Energetic | other_final_demand_other_energetic | Others | EU | Energy demand | 0 | FEC
PL | TYNDP2026 | NT | 2030 | TWh | 426 | Sub_sector | Transport | Others_Sector | Others_Sector | Energetic | other_final_demand_ammonia_energetic | Ammonia | EU | Energy demand | 0 | FEC
PL | TYNDP2026 | NT | 2030 | TWh | 427 | Sub_sector | Industry | Surplus_Heat_in_Industry | Surplus_Heat_in_Industry | Energetic | final_demand_of_industry_unused_local_production_steam_hot_water | Heat | EU | Energy demand | 0 | FEC
PL | TYNDP2026 | NT | 2030 | TWh | 429 | Sub_sector | Agriculture | Total | Agriculture | Energetic | agriculture_final_demand_electricity_energetic | Electricity | EU | Energy demand | 1.8323 | FEC
PL | TYNDP2026 | NT | 2030 | TWh | 430 | Sub_sector | Agriculture | Total | Agriculture | Energetic | agriculture_final_demand_hydrogen_energetic | Hydrogen | EU | Energy demand | 0 | FEC
PL | TYNDP2026 | NT | 2030 | TWh | 431 | Sub_sector | Agriculture | Total | Agriculture | Energetic | agriculture_final_demand_methane_energetic | Methane | EU | Energy demand | 1.3213 | FEC
PL | TYNDP2026 | NT | 2030 | TWh | 432 | Sub_sector | Agriculture | Total | Agriculture | Energetic | agriculture_final_demand_heat_energetic | Heat | EU | Energy demand | 0.24394 | FEC
PL | TYNDP2026 | NT | 2030 | TWh | 433 | Sub_sector | Agriculture | Total | Agriculture | Energetic | agriculture_final_demand_biomass_energetic | Biomass | EU | Energy demand | 9.1378 | FEC
PL | TYNDP2026 | NT | 2030 | TWh | 434 | Sub_sector | Agriculture | Total | Agriculture | Energetic | agriculture_final_demand_coal_energetic | Solids | EU | Energy demand | 0 | FEC
PL | TYNDP2026 | NT | 2030 | TWh | 435 | Sub_sector | Agriculture | Total | Agriculture | Energetic | agriculture_final_demand_oil_energetic | Liquids | EU | Energy demand | 28.031 | FEC
PL | TYNDP2026 | NT | 2030 | TWh | 436 | Sub_sector | Agriculture | Total | Agriculture | Energetic | agriculture_final_demand_other_energetic | Others | EU | Energy demand | 0 | FEC
PL | TYNDP2026 | NT | 2030 | TWh | 437 | Sub_sector | Agriculture | Total | Agriculture | Energetic | agriculture_final_demand_ammonia_energetic | Ammonia | EU | Energy demand | 0 | FEC
PL | TYNDP2026 | NT | 2030 | TWh | 447 | Sub_sector | Buildings | Surplus Energy | Buildings | Energetic | GAP | Electricity | EU | Energy demand | 0 | FEC
PL | TYNDP2026 | NT | 2030 | TWh | 448 | Sub_sector | Buildings | Surplus Energy | Buildings | Energetic | GAP | Hydrogen | EU | Energy demand | 0 | FEC
PL | TYNDP2026 | NT | 2030 | TWh | 449 | Sub_sector | Buildings | Surplus Energy | Buildings | Energetic | GAP | Methane | EU | Energy demand | 0 | FEC
PL | TYNDP2026 | NT | 2030 | TWh | 450 | Sub_sector | Buildings | Surplus Energy | Buildings | Energetic | GAP | Heat | EU | Energy demand | 0 | FEC
PL | TYNDP2026 | NT | 2030 | TWh | 451 | Sub_sector | Buildings | Surplus Energy | Buildings | Energetic | GAP | Biomass | EU | Energy demand | 0.21094 | FEC
PL | TYNDP2026 | NT | 2030 | TWh | 452 | Sub_sector | Buildings | Surplus Energy | Buildings | Energetic | GAP | Solids | EU | Energy demand | 0.30419 | FEC
PL | TYNDP2026 | NT | 2030 | TWh | 453 | Sub_sector | Buildings | Surplus Energy | Buildings | Energetic | GAP | Liquids | EU | Energy demand | 1.2139 | FEC
PL | TYNDP2026 | NT | 2030 | TWh | 454 | Sub_sector | Buildings | Surplus Energy | Buildings | Energetic | GAP | Others | EU | Energy demand | 0 | FEC
PL | TYNDP2026 | NT | 2030 | TWh | 455 | Sub_sector | Buildings | Surplus Energy | Buildings | Energetic | GAP | Ammonia | EU | Energy demand | 0 | FEC
PL | TYNDP2026 | NT | 2030 | TWh | 456 | Sub_sector | Households | Surplus Energy | Households | Energetic | GAP | Electricity | EU | Energy demand | 0 | FEC
PL | TYNDP2026 | NT | 2030 | TWh | 457 | Sub_sector | Households | Surplus Energy | Households | Energetic | GAP | Hydrogen | EU | Energy demand | 0 | FEC
PL | TYNDP2026 | NT | 2030 | TWh | 458 | Sub_sector | Households | Surplus Energy | Households | Energetic | GAP | Methane | EU | Energy demand | 0 | FEC
PL | TYNDP2026 | NT | 2030 | TWh | 459 | Sub_sector | Households | Surplus Energy | Households | Energetic | GAP | Heat | EU | Energy demand | 0 | FEC
PL | TYNDP2026 | NT | 2030 | TWh | 460 | Sub_sector | Households | Surplus Energy | Households | Energetic | GAP | Biomass | EU | Energy demand | 0 | FEC
PL | TYNDP2026 | NT | 2030 | TWh | 461 | Sub_sector | Households | Surplus Energy | Households | Energetic | GAP | Solids | EU | Energy demand | 0 | FEC
PL | TYNDP2026 | NT | 2030 | TWh | 462 | Sub_sector | Households | Surplus Energy | Households | Energetic | GAP | Liquids | EU | Energy demand | 0 | FEC
PL | TYNDP2026 | NT | 2030 | TWh | 463 | Sub_sector | Households | Surplus Energy | Households | Energetic | GAP | Others | EU | Energy demand | 0 | FEC
PL | TYNDP2026 | NT | 2030 | TWh | 464 | Sub_sector | Households | Surplus Energy | Households | Energetic | GAP | Ammonia | EU | Energy demand | 0 | FEC
PL | TYNDP2026 | NT | 2035 | TWh | 102 | Sub_sector | Industry | Aluminium | Industry (aluminium) | Energetic | industry_aluminium_demand_electricity_energetic | Electricity | EU | Energy demand | 0 | FEC
PL | TYNDP2026 | NT | 2035 | TWh | 103 | Sub_sector | Industry | Aluminium | Industry (aluminium) | Energetic | industry_aluminium_demand_hydrogen_energetic | Hydrogen | EU | Energy demand | 0 | FEC
PL | TYNDP2026 | NT | 2035 | TWh | 104 | Sub_sector | Industry | Aluminium | Industry (aluminium) | Energetic | industry_aluminium_demand_methane_energetic | Methane | EU | Energy demand | 0 | FEC
PL | TYNDP2026 | NT | 2035 | TWh | 105 | Sub_sector | Industry | Aluminium | Industry (aluminium) | Energetic | industry_aluminium_demand_heat_energetic | Heat | EU | Energy demand | 0 | FEC
PL | TYNDP2026 | NT | 2035 | TWh | 106 | Sub_sector | Industry | Aluminium | Industry (aluminium) | Energetic | industry_aluminium_demand_biomass_energetic | Biomass | EU | Energy demand | 0 | FEC
PL | TYNDP2026 | NT | 2035 | TWh | 107 | Sub_sector | Industry | Aluminium | Industry (aluminium) | Energetic | industry_aluminium_demand_coal_energetic | Solids | EU | Energy demand | 0 | FEC
PL | TYNDP2026 | NT | 2035 | TWh | 108 | Sub_sector | Industry | Aluminium | Industry (aluminium) | Energetic | industry_aluminium_demand_oil_energetic | Liquids | EU | Energy demand | 0 | FEC
PL | TYNDP2026 | NT | 2035 | TWh | 109 | Sub_sector | Industry | Aluminium | Industry (aluminium) | Energetic | industry_aluminium_demand_others_energetic | Others | EU | Energy demand | 0 | FEC
PL | TYNDP2026 | NT | 2035 | TWh | 110 | Sub_sector | Industry | Aluminium | Industry (aluminium) | Energetic | industry_ammonia_demand_others_energetic | Ammonia | EU | Energy demand | 0 | FEC
PL | TYNDP2026 | NT | 2035 | TWh | 112 | Sub_sector | Industry | Chemicals | Industry (chemicals, energetic) | Energetic | industry_chemical_demand_electricity_energetic | Electricity | EU | Energy demand | 5.6374 | FEC
PL | TYNDP2026 | NT | 2035 | TWh | 113 | Sub_sector | Industry | Chemicals | Industry (chemicals, energetic) | Energetic | industry_chemical_demand_hydrogen_energetic | Hydrogen | EU | Energy demand | 0 | FEC
PL | TYNDP2026 | NT | 2035 | TWh | 114 | Sub_sector | Industry | Chemicals | Industry (chemicals, energetic) | Energetic | industry_chemical_demand_methane_energetic | Methane | EU | Energy demand | 5.4169 | FEC
PL | TYNDP2026 | NT | 2035 | TWh | 115 | Sub_sector | Industry | Chemicals | Industry (chemicals, energetic) | Energetic | industry_chemical_demand_heat_energetic | Heat | EU | Energy demand | 2.6089 | FEC
PL | TYNDP2026 | NT | 2035 | TWh | 116 | Sub_sector | Industry | Chemicals | Industry (chemicals, energetic) | Energetic | industry_chemical_demand_biomass_energetic | Biomass | EU | Energy demand | 0.88202 | FEC
PL | TYNDP2026 | NT | 2035 | TWh | 117 | Sub_sector | Industry | Chemicals | Industry (chemicals, energetic) | Energetic | industry_chemical_demand_coal_energetic | Solids | EU | Energy demand | 5.7997 | FEC
PL | TYNDP2026 | NT | 2035 | TWh | 118 | Sub_sector | Industry | Chemicals | Industry (chemicals, energetic) | Energetic | industry_chemical_demand_oil_energetic | Liquids | EU | Energy demand | 0 | FEC
PL | TYNDP2026 | NT | 2035 | TWh | 119 | Sub_sector | Industry | Chemicals | Industry (chemicals, energetic) | Energetic | industry_chemical_demand_others_energetic | Others | EU | Energy demand | 0 | FEC
PL | TYNDP2026 | NT | 2035 | TWh | 120 | Sub_sector | Industry | Chemicals | Industry (chemicals, energetic) | Energetic | industry_chemical_demand_ammonia_energetic | Ammonia | EU | Energy demand | 0 | FEC
PL | TYNDP2026 | NT | 2035 | TWh | 122 | Sub_sector | Industry | Chemicals | Industry (chemicals, non-energetic) | Non-energetic | industry_chemical_demand_electricity_non_energetic | Electricity | EU | Energy demand | 0 | not_included_in_FEC
PL | TYNDP2026 | NT | 2035 | TWh | 123 | Sub_sector | Industry | Chemicals | Industry (chemicals, non-energetic) | Non-energetic | industry_chemical_demand_hydrogen_non_energetic | Hydrogen | EU | Energy demand | 0.6067 | not_included_in_FEC
PL | TYNDP2026 | NT | 2035 | TWh | 124 | Sub_sector | Industry | Chemicals | Industry (chemicals, non-energetic) | Non-energetic | industry_chemical_demand_methane_non_energetic | Methane | EU | Energy demand | 8.2107 | not_included_in_FEC
PL | TYNDP2026 | NT | 2035 | TWh | 125 | Sub_sector | Industry | Chemicals | Industry (chemicals, non-energetic) | Non-energetic | industry_chemical_demand_heat_non_energetic | Heat | EU | Energy demand | 0 | not_included_in_FEC
PL | TYNDP2026 | NT | 2035 | TWh | 126 | Sub_sector | Industry | Chemicals | Industry (chemicals, non-energetic) | Non-energetic | industry_chemical_demand_biomass_non_energetic | Biomass | EU | Energy demand | 0 | not_included_in_FEC
PL | TYNDP2026 | NT | 2035 | TWh | 127 | Sub_sector | Industry | Chemicals | Industry (chemicals, non-energetic) | Non-energetic | industry_chemical_demand_coal_non_energetic | Solids | EU | Energy demand | 0.32358 | not_included_in_FEC
PL | TYNDP2026 | NT | 2035 | TWh | 128 | Sub_sector | Industry | Chemicals | Industry (chemicals, non-energetic) | Non-energetic | industry_chemical_demand_oil_non_energetic | Liquids | EU | Energy demand | 11.0825 | not_included_in_FEC
PL | TYNDP2026 | NT | 2035 | TWh | 129 | Sub_sector | Industry | Chemicals | Industry (chemicals, non-energetic) | Non-energetic | industry_chemical_demand_others_non_energetic | Others | EU | Energy demand | 0 | not_included_in_FEC
PL | TYNDP2026 | NT | 2035 | TWh | 130 | Sub_sector | Industry | Chemicals | Industry (chemicals, non-energetic) | Non-energetic | industry_chemical_demand_ammonia_non_energetic | Ammonia | EU | Energy demand | 0 | not_included_in_FEC
PL | TYNDP2026 | NT | 2035 | TWh | 132 | Sub_sector | Industry | Fertilizers | Industry (fertilizers, energetic) | Energetic | industry_fertilizers_demand_electricity_energetic | Electricity | EU | Energy demand | 0.51664 | FEC
PL | TYNDP2026 | NT | 2035 | TWh | 133 | Sub_sector | Industry | Fertilizers | Industry (fertilizers, energetic) | Energetic | industry_fertilizers_demand_hydrogen_energetic | Hydrogen | EU | Energy demand | 0 | FEC
PL | TYNDP2026 | NT | 2035 | TWh | 134 | Sub_sector | Industry | Fertilizers | Industry (fertilizers, energetic) | Energetic | industry_fertilizers_demand_methane_energetic | Methane | EU | Energy demand | 2.8277 | FEC
PL | TYNDP2026 | NT | 2035 | TWh | 135 | Sub_sector | Industry | Fertilizers | Industry (fertilizers, energetic) | Energetic | industry_fertilizers_demand_heat_energetic | Heat | EU | Energy demand | 0 | FEC
PL | TYNDP2026 | NT | 2035 | TWh | 136 | Sub_sector | Industry | Fertilizers | Industry (fertilizers, energetic) | Energetic | industry_fertilizers_demand_biomass_energetic | Biomass | EU | Energy demand | 0 | FEC
PL | TYNDP2026 | NT | 2035 | TWh | 137 | Sub_sector | Industry | Fertilizers | Industry (fertilizers, energetic) | Energetic | industry_fertilizers_demand_coal_energetic | Solids | EU | Energy demand | 0 | FEC
PL | TYNDP2026 | NT | 2035 | TWh | 138 | Sub_sector | Industry | Fertilizers | Industry (fertilizers, energetic) | Energetic | industry_fertilizers_demand_oil_energetic | Liquids | EU | Energy demand | 0 | FEC
PL | TYNDP2026 | NT | 2035 | TWh | 139 | Sub_sector | Industry | Fertilizers | Industry (fertilizers, energetic) | Energetic | industry_fertilizers_demand_others_energetic | Others | EU | Energy demand | 0 | FEC
PL | TYNDP2026 | NT | 2035 | TWh | 140 | Sub_sector | Industry | Fertilizers | Industry (fertilizers, energetic) | Energetic | industry_fertilizers_demand_ammonia_energetic | Ammonia | EU | Energy demand | 0 | FEC
PL | TYNDP2026 | NT | 2035 | TWh | 142 | Sub_sector | Industry | Fertilizers | Industry (fertilizers, non-energetic) | Non-energetic | industry_fertilizers_demand_electricity_non_energetic | Electricity | EU | Energy demand | 0 | not_included_in_FEC
PL | TYNDP2026 | NT | 2035 | TWh | 143 | Sub_sector | Industry | Fertilizers | Industry (fertilizers, non-energetic) | Non-energetic | industry_fertilizers_demand_hydrogen_non_energetic | Hydrogen | EU | Energy demand | 0 | not_included_in_FEC
PL | TYNDP2026 | NT | 2035 | TWh | 144 | Sub_sector | Industry | Fertilizers | Industry (fertilizers, non-energetic) | Non-energetic | industry_fertilizers_demand_methane_non_energetic | Methane | EU | Energy demand | 11.0045 | not_included_in_FEC
PL | TYNDP2026 | NT | 2035 | TWh | 145 | Sub_sector | Industry | Fertilizers | Industry (fertilizers, non-energetic) | Non-energetic | industry_fertilizers_demand_heat_non_energetic | Heat | EU | Energy demand | 0 | not_included_in_FEC
PL | TYNDP2026 | NT | 2035 | TWh | 146 | Sub_sector | Industry | Fertilizers | Industry (fertilizers, non-energetic) | Non-energetic | industry_fertilizers_demand_biomass_non_energetic | Biomass | EU | Energy demand | 0 | not_included_in_FEC
PL | TYNDP2026 | NT | 2035 | TWh | 147 | Sub_sector | Industry | Fertilizers | Industry (fertilizers, non-energetic) | Non-energetic | industry_fertilizers_demand_coal_non_energetic | Solids | EU | Energy demand | 0 | not_included_in_FEC
PL | TYNDP2026 | NT | 2035 | TWh | 148 | Sub_sector | Industry | Fertilizers | Industry (fertilizers, non-energetic) | Non-energetic | industry_fertilizers_demand_oil_non_energetic | Liquids | EU | Energy demand | 0 | not_included_in_FEC
PL | TYNDP2026 | NT | 2035 | TWh | 149 | Sub_sector | Industry | Fertilizers | Industry (fertilizers, non-energetic) | Non-energetic | industry_fertilizers_demand_others_non_energetic | Others | EU | Energy demand | 0 | not_included_in_FEC
PL | TYNDP2026 | NT | 2035 | TWh | 150 | Sub_sector | Industry | Fertilizers | Industry (fertilizers, non-energetic) | Non-energetic | industry_fertilizers_demand_ammonia_non_energetic | Ammonia | EU | Energy demand | 0 | not_included_in_FEC
PL | TYNDP2026 | NT | 2035 | TWh | 152 | Sub_sector | Industry | Food | Industry (food) | Energetic | industry_food_demand_electricity_energetic | Electricity | EU | Energy demand | 6.3972 | FEC
PL | TYNDP2026 | NT | 2035 | TWh | 153 | Sub_sector | Industry | Food | Industry (food) | Energetic | industry_food_demand_hydrogen_energetic | Hydrogen | EU | Energy demand | 0 | FEC
PL | TYNDP2026 | NT | 2035 | TWh | 154 | Sub_sector | Industry | Food | Industry (food) | Energetic | industry_food_demand_methane_energetic | Methane | EU | Energy demand | 8.1017 | FEC
PL | TYNDP2026 | NT | 2035 | TWh | 155 | Sub_sector | Industry | Food | Industry (food) | Energetic | industry_food_demand_heat_energetic | Heat | EU | Energy demand | 0.44116 | FEC
PL | TYNDP2026 | NT | 2035 | TWh | 156 | Sub_sector | Industry | Food | Industry (food) | Energetic | industry_food_demand_biomass_energetic | Biomass | EU | Energy demand | 0.41248 | FEC
PL | TYNDP2026 | NT | 2035 | TWh | 157 | Sub_sector | Industry | Food | Industry (food) | Energetic | industry_food_demand_coal_energetic | Solids | EU | Energy demand | 1.6307 | FEC
PL | TYNDP2026 | NT | 2035 | TWh | 158 | Sub_sector | Industry | Food | Industry (food) | Energetic | industry_food_demand_oil_energetic | Liquids | EU | Energy demand | 0 | FEC
PL | TYNDP2026 | NT | 2035 | TWh | 159 | Sub_sector | Industry | Food | Industry (food) | Energetic | industry_food_demand_others_energetic | Others | EU | Energy demand | 0 | FEC
PL | TYNDP2026 | NT | 2035 | TWh | 160 | Sub_sector | Industry | Food | Industry (food) | Energetic | industry_food_demand_ammonia_energetic | Ammonia | EU | Energy demand | 0 | FEC
PL | TYNDP2026 | NT | 2035 | TWh | 162 | Sub_sector | Industry | Metals | Industry (metal) | Energetic | industry_metal_demand_electricity_energetic | Electricity | EU | Energy demand | 1.7213 | FEC
PL | TYNDP2026 | NT | 2035 | TWh | 163 | Sub_sector | Industry | Metals | Industry (metal) | Energetic | industry_metal_demand_hydrogen_energetic | Hydrogen | EU | Energy demand | 0 | FEC
PL | TYNDP2026 | NT | 2035 | TWh | 164 | Sub_sector | Industry | Metals | Industry (metal) | Energetic | industry_metal_demand_methane_energetic | Methane | EU | Energy demand | 1.5033 | FEC
PL | TYNDP2026 | NT | 2035 | TWh | 165 | Sub_sector | Industry | Metals | Industry (metal) | Energetic | industry_metal_demand_heat_energetic | Heat | EU | Energy demand | 0.15225 | FEC
PL | TYNDP2026 | NT | 2035 | TWh | 166 | Sub_sector | Industry | Metals | Industry (metal) | Energetic | industry_metal_demand_biomass_energetic | Biomass | EU | Energy demand | 0 | FEC
PL | TYNDP2026 | NT | 2035 | TWh | 167 | Sub_sector | Industry | Metals | Industry (metal) | Energetic | industry_metal_demand_coal_energetic | Solids | EU | Energy demand | 0.14136 | FEC
PL | TYNDP2026 | NT | 2035 | TWh | 168 | Sub_sector | Industry | Metals | Industry (metal) | Energetic | industry_metal_demand_oil_energetic | Liquids | EU | Energy demand | 0.10072 | FEC
PL | TYNDP2026 | NT | 2035 | TWh | 169 | Sub_sector | Industry | Metals | Industry (metal) | Energetic | industry_metal_demand_others_energetic | Others | EU | Energy demand | 0 | FEC
PL | TYNDP2026 | NT | 2035 | TWh | 170 | Sub_sector | Industry | Metals | Industry (metal) | Energetic | industry_metal_demand_ammonia_energetic | Ammonia | EU | Energy demand | 0 | FEC
PL | TYNDP2026 | NT | 2035 | TWh | 172 | Sub_sector | Industry | Others | Industry (other, energetic) | Energetic | industry_other_demand_electricity_energetic | Electricity | EU | Energy demand | 24.857 | FEC
PL | TYNDP2026 | NT | 2035 | TWh | 173 | Sub_sector | Industry | Others | Industry (other, energetic) | Energetic | industry_other_demand_hydrogen_energetic | Hydrogen | EU | Energy demand | 0.065503 | FEC
PL | TYNDP2026 | NT | 2035 | TWh | 174 | Sub_sector | Industry | Others | Industry (other, energetic) | Energetic | industry_other_demand_methane_energetic | Methane | EU | Energy demand | 20.8435 | FEC
PL | TYNDP2026 | NT | 2035 | TWh | 175 | Sub_sector | Industry | Others | Industry (other, energetic) | Energetic | industry_other_demand_heat_energetic | Heat | EU | Energy demand | 5.4709 | FEC
PL | TYNDP2026 | NT | 2035 | TWh | 176 | Sub_sector | Industry | Others | Industry (other, energetic) | Energetic | industry_other_demand_biomass_energetic | Biomass | EU | Energy demand | 13.8212 | FEC
PL | TYNDP2026 | NT | 2035 | TWh | 177 | Sub_sector | Industry | Others | Industry (other, energetic) | Energetic | industry_other_demand_coal_energetic | Solids | EU | Energy demand | 0.37978 | FEC
PL | TYNDP2026 | NT | 2035 | TWh | 178 | Sub_sector | Industry | Others | Industry (other, energetic) | Energetic | industry_other_demand_oil_energetic | Liquids | EU | Energy demand | 0.065503 | FEC
PL | TYNDP2026 | NT | 2035 | TWh | 179 | Sub_sector | Industry | Others | Industry (other, energetic) | Energetic | industry_other_demand_others_energetic | Others | EU | Energy demand | 0 | FEC
PL | TYNDP2026 | NT | 2035 | TWh | 180 | Sub_sector | Industry | Others | Industry (other, energetic) | Energetic | industry_other_demand_ammonia_energetic | Ammonia | EU | Energy demand | 0 | FEC
PL | TYNDP2026 | NT | 2035 | TWh | 182 | Sub_sector | Industry | Others | Industry (other, non-energetic) | Non-energetic | industry_other_demand_electricity_non_energetic | Electricity | EU | Energy demand | 0 | not_included_in_FEC
PL | TYNDP2026 | NT | 2035 | TWh | 183 | Sub_sector | Industry | Others | Industry (other, non-energetic) | Non-energetic | industry_other_demand_hydrogen_non_energetic | Hydrogen | EU | Energy demand | 0.76907 | not_included_in_FEC
PL | TYNDP2026 | NT | 2035 | TWh | 184 | Sub_sector | Industry | Others | Industry (other, non-energetic) | Non-energetic | industry_other_demand_methane_non_energetic | Methane | EU | Energy demand | 10.4081 | not_included_in_FEC
PL | TYNDP2026 | NT | 2035 | TWh | 185 | Sub_sector | Industry | Others | Industry (other, non-energetic) | Non-energetic | industry_other_demand_heat_non_energetic | Heat | EU | Energy demand | 0 | not_included_in_FEC
PL | TYNDP2026 | NT | 2035 | TWh | 186 | Sub_sector | Industry | Others | Industry (other, non-energetic) | Non-energetic | industry_other_demand_biomass_non_energetic | Biomass | EU | Energy demand | 0 | not_included_in_FEC
PL | TYNDP2026 | NT | 2035 | TWh | 187 | Sub_sector | Industry | Others | Industry (other, non-energetic) | Non-energetic | industry_other_demand_coal_non_energetic | Solids | EU | Energy demand | 0.41017 | not_included_in_FEC
PL | TYNDP2026 | NT | 2035 | TWh | 188 | Sub_sector | Industry | Others | Industry (other, non-energetic) | Non-energetic | industry_other_demand_oil_non_energetic | Liquids | EU | Energy demand | 14.0483 | not_included_in_FEC
PL | TYNDP2026 | NT | 2035 | TWh | 189 | Sub_sector | Industry | Others | Industry (other, non-energetic) | Non-energetic | industry_other_demand_others_non_energetic | Others | EU | Energy demand | 0 | not_included_in_FEC
PL | TYNDP2026 | NT | 2035 | TWh | 190 | Sub_sector | Industry | Others | Industry (other, non-energetic) | Non-energetic | industry_other_demand_ammonia_non_energetic | Ammonia | EU | Energy demand | 0 | not_included_in_FEC
PL | TYNDP2026 | NT | 2035 | TWh | 192 | Sub_sector | Industry | Paper | Industry (paper) | Energetic | industry_paper_demand_electricity_energetic | Electricity | EU | Energy demand | 3.8777 | FEC
PL | TYNDP2026 | NT | 2035 | TWh | 193 | Sub_sector | Industry | Paper | Industry (paper) | Energetic | industry_paper_demand_hydrogen_energetic | Hydrogen | EU | Energy demand | 0 | FEC
PL | TYNDP2026 | NT | 2035 | TWh | 194 | Sub_sector | Industry | Paper | Industry (paper) | Energetic | industry_paper_demand_methane_energetic | Methane | EU | Energy demand | 1.907 | FEC
PL | TYNDP2026 | NT | 2035 | TWh | 195 | Sub_sector | Industry | Paper | Industry (paper) | Energetic | industry_paper_demand_heat_energetic | Heat | EU | Energy demand | 0.069507 | FEC
PL | TYNDP2026 | NT | 2035 | TWh | 196 | Sub_sector | Industry | Paper | Industry (paper) | Energetic | industry_paper_demand_biomass_energetic | Biomass | EU | Energy demand | 8.9554 | FEC
PL | TYNDP2026 | NT | 2035 | TWh | 197 | Sub_sector | Industry | Paper | Industry (paper) | Energetic | industry_paper_demand_coal_energetic | Solids | EU | Energy demand | 0.00066294 | FEC
PL | TYNDP2026 | NT | 2035 | TWh | 198 | Sub_sector | Industry | Paper | Industry (paper) | Energetic | industry_paper_demand_oil_energetic | Liquids | EU | Energy demand | 0 | FEC
PL | TYNDP2026 | NT | 2035 | TWh | 199 | Sub_sector | Industry | Paper | Industry (paper) | Energetic | industry_paper_demand_others_energetic | Others | EU | Energy demand | 0 | FEC
PL | TYNDP2026 | NT | 2035 | TWh | 200 | Sub_sector | Industry | Paper | Industry (paper) | Energetic | industry_paper_demand_ammonia_energetic | Ammonia | EU | Energy demand | 0 | FEC
PL | TYNDP2026 | NT | 2035 | TWh | 202 | Sub_sector | Industry | Refineries | Industry (refineries, energetic) | Energetic | industry_refinery_demand_electricity_energetic | Electricity | EU | Energy demand | 1.1878 | not_included_in_FEC
PL | TYNDP2026 | NT | 2035 | TWh | 203 | Sub_sector | Industry | Refineries | Industry (refineries, energetic) | Energetic | industry_refinery_demand_hydrogen_energetic | Hydrogen | EU | Energy demand | 0.11664 | not_included_in_FEC
PL | TYNDP2026 | NT | 2035 | TWh | 204 | Sub_sector | Industry | Refineries | Industry (refineries, energetic) | Energetic | industry_refinery_demand_methane_energetic | Methane | EU | Energy demand | 10.9955 | not_included_in_FEC
PL | TYNDP2026 | NT | 2035 | TWh | 205 | Sub_sector | Industry | Refineries | Industry (refineries, energetic) | Energetic | industry_refinery_demand_heat_energetic | Heat | EU | Energy demand | 0 | not_included_in_FEC
PL | TYNDP2026 | NT | 2035 | TWh | 206 | Sub_sector | Industry | Refineries | Industry (refineries, energetic) | Energetic | industry_refinery_demand_biomass_energetic | Biomass | EU | Energy demand | 1.09 | not_included_in_FEC
PL | TYNDP2026 | NT | 2035 | TWh | 207 | Sub_sector | Industry | Refineries | Industry (refineries, energetic) | Energetic | industry_refinery_demand_coal_energetic | Solids | EU | Energy demand | 0 | not_included_in_FEC
PL | TYNDP2026 | NT | 2035 | TWh | 208 | Sub_sector | Industry | Refineries | Industry (refineries, energetic) | Energetic | industry_refinery_demand_oil_energetic | Liquids | EU | Energy demand | 1.8036 | not_included_in_FEC
PL | TYNDP2026 | NT | 2035 | TWh | 209 | Sub_sector | Industry | Refineries | Industry (refineries, energetic) | Energetic | industry_refinery_demand_others_energetic | Others | EU | Energy demand | 0 | not_included_in_FEC
PL | TYNDP2026 | NT | 2035 | TWh | 210 | Sub_sector | Industry | Refineries | Industry (refineries, energetic) | Energetic | industry_refinery_demand_ammonia_energetic | Ammonia | EU | Energy demand | 0 | not_included_in_FEC
PL | TYNDP2026 | NT | 2035 | TWh | 212 | Sub_sector | Industry | Refineries | Industry (refineries, non-energetic) | Non-energetic | industry_refinery_demand_electricity_non_energetic | Electricity | EU | Energy demand | 0 | not_included_in_FEC
PL | TYNDP2026 | NT | 2035 | TWh | 213 | Sub_sector | Industry | Refineries | Industry (refineries, non-energetic) | Non-energetic | industry_refinery_demand_hydrogen_non_energetic | Hydrogen | EU | Energy demand | 0 | not_included_in_FEC
PL | TYNDP2026 | NT | 2035 | TWh | 214 | Sub_sector | Industry | Refineries | Industry (refineries, non-energetic) | Non-energetic | industry_refinery_demand_methane_non_energetic | Methane | EU | Energy demand | 0 | not_included_in_FEC
PL | TYNDP2026 | NT | 2035 | TWh | 215 | Sub_sector | Industry | Refineries | Industry (refineries, non-energetic) | Non-energetic | industry_refinery_demand_heat_non_energetic | Heat | EU | Energy demand | 0 | not_included_in_FEC
PL | TYNDP2026 | NT | 2035 | TWh | 216 | Sub_sector | Industry | Refineries | Industry (refineries, non-energetic) | Non-energetic | industry_refinery_demand_biomass_non_energetic | Biomass | EU | Energy demand | 0 | not_included_in_FEC
PL | TYNDP2026 | NT | 2035 | TWh | 217 | Sub_sector | Industry | Refineries | Industry (refineries, non-energetic) | Non-energetic | industry_refinery_demand_coal_non_energetic | Solids | EU | Energy demand | 0 | not_included_in_FEC
PL | TYNDP2026 | NT | 2035 | TWh | 218 | Sub_sector | Industry | Refineries | Industry (refineries, non-energetic) | Non-energetic | industry_refinery_demand_oil_non_energetic | Liquids | EU | Energy demand | 0 | not_included_in_FEC
PL | TYNDP2026 | NT | 2035 | TWh | 219 | Sub_sector | Industry | Refineries | Industry (refineries, non-energetic) | Non-energetic | industry_refinery_demand_others_non_energetic | Others | EU | Energy demand | 0 | not_included_in_FEC
PL | TYNDP2026 | NT | 2035 | TWh | 220 | Sub_sector | Industry | Refineries | Industry (refineries, non-energetic) | Non-energetic | industry_refinery_demand_ammonia_non_energetic | Ammonia | EU | Energy demand | 0 | not_included_in_FEC
PL | TYNDP2026 | NT | 2035 | TWh | 222 | Sub_sector | Industry | Steel | Industry (steel) | Energetic | industry_steel_demand_electricity_energetic | Electricity | EU | Energy demand | 5.5117 | FEC
PL | TYNDP2026 | NT | 2035 | TWh | 223 | Sub_sector | Industry | Steel | Industry (steel) | Energetic | industry_steel_demand_hydrogen_energetic | Hydrogen | EU | Energy demand | 0.11772 | FEC
PL | TYNDP2026 | NT | 2035 | TWh | 224 | Sub_sector | Industry | Steel | Industry (steel) | Energetic | industry_steel_demand_methane_energetic | Methane | EU | Energy demand | 9.3394 | FEC
PL | TYNDP2026 | NT | 2035 | TWh | 225 | Sub_sector | Industry | Steel | Industry (steel) | Energetic | industry_steel_demand_heat_energetic | Heat | EU | Energy demand | 0.38918 | FEC
PL | TYNDP2026 | NT | 2035 | TWh | 226 | Sub_sector | Industry | Steel | Industry (steel) | Energetic | industry_steel_demand_biomass_energetic | Biomass | EU | Energy demand | 5.48e-05 | FEC
PL | TYNDP2026 | NT | 2035 | TWh | 227 | Sub_sector | Industry | Steel | Industry (steel) | Energetic | industry_steel_demand_coal_energetic | Solids | EU | Energy demand | 5.2866 | FEC
PL | TYNDP2026 | NT | 2035 | TWh | 228 | Sub_sector | Industry | Steel | Industry (steel) | Energetic | industry_steel_demand_oil_energetic | Liquids | EU | Energy demand | 0.017654 | FEC
PL | TYNDP2026 | NT | 2035 | TWh | 229 | Sub_sector | Industry | Steel | Industry (steel) | Energetic | industry_steel_demand_others_energetic | Others | EU | Energy demand | 0 | FEC
PL | TYNDP2026 | NT | 2035 | TWh | 230 | Sub_sector | Industry | Steel | Industry (steel) | Energetic | industry_steel_demand_ammonia_energetic | Ammonia | EU | Energy demand | 0 | FEC
PL | TYNDP2026 | NT | 2035 | TWh | 232 | Sub_sector | Transport | Cars | Transport (cars) | Energetic | transport_cars_final_demand_electricity | Electricity | EU | Energy demand | 6.9837 | FEC
PL | TYNDP2026 | NT | 2035 | TWh | 233 | Sub_sector | Transport | Cars | Transport (cars) | Energetic | transport_cars_final_demand_hydrogen | Hydrogen | EU | Energy demand | 1.2946 | FEC
PL | TYNDP2026 | NT | 2035 | TWh | 234 | Sub_sector | Transport | Cars | Transport (cars) | Energetic | transport_cars_final_demand_methane | Methane | EU | Energy demand | 0.022526 | FEC
PL | TYNDP2026 | NT | 2035 | TWh | 235 | Sub_sector | Transport | Cars | Transport (cars) | Energetic | transport_cars_final_demand_heat | Heat | EU | Energy demand | 0 | FEC
PL | TYNDP2026 | NT | 2035 | TWh | 236 | Sub_sector | Transport | Cars | Transport (cars) | Energetic | transport_cars_final_demand_biomass | Biomass | EU | Energy demand | 0 | FEC
PL | TYNDP2026 | NT | 2035 | TWh | 237 | Sub_sector | Transport | Cars | Transport (cars) | Energetic | transport_cars_final_demand_coal | Solids | EU | Energy demand | 0 | FEC
PL | TYNDP2026 | NT | 2035 | TWh | 238 | Sub_sector | Transport | Cars | Transport (cars) | Energetic | transport_cars_final_demand_oil | Liquids | EU | Energy demand | 147.4698 | FEC
PL | TYNDP2026 | NT | 2035 | TWh | 239 | Sub_sector | Transport | Cars | Transport (cars) | Energetic | transport_cars_final_demand_other | Others | EU | Energy demand | 0 | FEC
PL | TYNDP2026 | NT | 2035 | TWh | 240 | Sub_sector | Transport | Cars | Transport (cars) | Energetic | transport_cars_final_demand_ammonia | Ammonia | EU | Energy demand | 0 | FEC
PL | TYNDP2026 | NT | 2035 | TWh | 242 | Sub_sector | Transport | Busses | Transport (busses) | Energetic | transport_busses_final_demand_electricity | Electricity | EU | Energy demand | 0.79199 | FEC
PL | TYNDP2026 | NT | 2035 | TWh | 243 | Sub_sector | Transport | Busses | Transport (busses) | Energetic | transport_busses_final_demand_hydrogen | Hydrogen | EU | Energy demand | 0.044 | FEC
PL | TYNDP2026 | NT | 2035 | TWh | 244 | Sub_sector | Transport | Busses | Transport (busses) | Energetic | transport_busses_final_demand_methane | Methane | EU | Energy demand | 0.12411 | FEC
PL | TYNDP2026 | NT | 2035 | TWh | 245 | Sub_sector | Transport | Busses | Transport (busses) | Energetic | transport_busses_final_demand_heat | Heat | EU | Energy demand | 0 | FEC
PL | TYNDP2026 | NT | 2035 | TWh | 246 | Sub_sector | Transport | Busses | Transport (busses) | Energetic | transport_busses_final_demand_biomass | Biomass | EU | Energy demand | 0 | FEC
PL | TYNDP2026 | NT | 2035 | TWh | 247 | Sub_sector | Transport | Busses | Transport (busses) | Energetic | transport_busses_final_demand_coal | Solids | EU | Energy demand | 0 | FEC
PL | TYNDP2026 | NT | 2035 | TWh | 248 | Sub_sector | Transport | Busses | Transport (busses) | Energetic | transport_busses_final_demand_oil | Liquids | EU | Energy demand | 4.6014 | FEC
PL | TYNDP2026 | NT | 2035 | TWh | 249 | Sub_sector | Transport | Busses | Transport (busses) | Energetic | transport_busses_final_demand_other | Others | EU | Energy demand | 0 | FEC
PL | TYNDP2026 | NT | 2035 | TWh | 250 | Sub_sector | Transport | Busses | Transport (busses) | Energetic | transport_busses_final_demand_ammonia | Ammonia | EU | Energy demand | 0 | FEC
PL | TYNDP2026 | NT | 2035 | TWh | 252 | Sub_sector | Transport | Trucks | Transport (trucks) | Energetic | transport_trucks_final_demand_electricity | Electricity | EU | Energy demand | 0.84459 | FEC
PL | TYNDP2026 | NT | 2035 | TWh | 253 | Sub_sector | Transport | Trucks | Transport (trucks) | Energetic | transport_trucks_final_demand_hydrogen | Hydrogen | EU | Energy demand | 0 | FEC
PL | TYNDP2026 | NT | 2035 | TWh | 254 | Sub_sector | Transport | Trucks | Transport (trucks) | Energetic | transport_trucks_final_demand_methane | Methane | EU | Energy demand | 2.7941 | FEC
PL | TYNDP2026 | NT | 2035 | TWh | 255 | Sub_sector | Transport | Trucks | Transport (trucks) | Energetic | transport_trucks_final_demand_heat | Heat | EU | Energy demand | 0 | FEC
PL | TYNDP2026 | NT | 2035 | TWh | 256 | Sub_sector | Transport | Trucks | Transport (trucks) | Energetic | transport_trucks_final_demand_biomass | Biomass | EU | Energy demand | 0 | FEC
PL | TYNDP2026 | NT | 2035 | TWh | 257 | Sub_sector | Transport | Trucks | Transport (trucks) | Energetic | transport_trucks_final_demand_coal | Solids | EU | Energy demand | 0 | FEC
PL | TYNDP2026 | NT | 2035 | TWh | 258 | Sub_sector | Transport | Trucks | Transport (trucks) | Energetic | transport_trucks_final_demand_oil | Liquids | EU | Energy demand | 46.0119 | FEC
PL | TYNDP2026 | NT | 2035 | TWh | 259 | Sub_sector | Transport | Trucks | Transport (trucks) | Energetic | transport_trucks_final_demand_other | Others | EU | Energy demand | 0 | FEC
PL | TYNDP2026 | NT | 2035 | TWh | 260 | Sub_sector | Transport | Trucks | Transport (trucks) | Energetic | transport_trucks_final_demand_ammonia | Ammonia | EU | Energy demand | 0 | FEC
PL | TYNDP2026 | NT | 2035 | TWh | 262 | Sub_sector | Transport | Vans | Transport (vans) | Energetic | transport_vans_final_demand_electricity | Electricity | EU | Energy demand | 0.53162 | FEC
PL | TYNDP2026 | NT | 2035 | TWh | 263 | Sub_sector | Transport | Vans | Transport (vans) | Energetic | transport_vans_final_demand_hydrogen | Hydrogen | EU | Energy demand | 0.45891 | FEC
PL | TYNDP2026 | NT | 2035 | TWh | 264 | Sub_sector | Transport | Vans | Transport (vans) | Energetic | transport_vans_final_demand_methane | Methane | EU | Energy demand | 0.80215 | FEC
PL | TYNDP2026 | NT | 2035 | TWh | 265 | Sub_sector | Transport | Vans | Transport (vans) | Energetic | transport_vans_final_demand_heat | Heat | EU | Energy demand | 0 | FEC
PL | TYNDP2026 | NT | 2035 | TWh | 266 | Sub_sector | Transport | Vans | Transport (vans) | Energetic | transport_vans_final_demand_biomass | Biomass | EU | Energy demand | 0 | FEC
PL | TYNDP2026 | NT | 2035 | TWh | 267 | Sub_sector | Transport | Vans | Transport (vans) | Energetic | transport_vans_final_demand_coal | Solids | EU | Energy demand | 0 | FEC
PL | TYNDP2026 | NT | 2035 | TWh | 268 | Sub_sector | Transport | Vans | Transport (vans) | Energetic | transport_vans_final_demand_oil | Liquids | EU | Energy demand | 13.731 | FEC
PL | TYNDP2026 | NT | 2035 | TWh | 269 | Sub_sector | Transport | Vans | Transport (vans) | Energetic | transport_vans_final_demand_other | Others | EU | Energy demand | 0 | FEC
PL | TYNDP2026 | NT | 2035 | TWh | 270 | Sub_sector | Transport | Vans | Transport (vans) | Energetic | transport_vans_final_demand_ammonia | Ammonia | EU | Energy demand | 0 | FEC
PL | TYNDP2026 | NT | 2035 | TWh | 272 | Sub_sector | Transport | Freight trains | Transport (trains) | Energetic | transport_trains_final_demand_electricity | Electricity | EU | Energy demand | 3.186 | FEC
PL | TYNDP2026 | NT | 2035 | TWh | 273 | Sub_sector | Transport | Freight trains | Transport (trains) | Energetic | transport_trains_final_demand_hydrogen | Hydrogen | EU | Energy demand | 0 | FEC
PL | TYNDP2026 | NT | 2035 | TWh | 274 | Sub_sector | Transport | Freight trains | Transport (trains) | Energetic | transport_trains_final_demand_methane | Methane | EU | Energy demand | 0 | FEC
PL | TYNDP2026 | NT | 2035 | TWh | 275 | Sub_sector | Transport | Freight trains | Transport (trains) | Energetic | transport_trains_final_demand_heat | Heat | EU | Energy demand | 0 | FEC
PL | TYNDP2026 | NT | 2035 | TWh | 276 | Sub_sector | Transport | Freight trains | Transport (trains) | Energetic | transport_trains_final_demand_biomass | Biomass | EU | Energy demand | 0 | FEC
PL | TYNDP2026 | NT | 2035 | TWh | 277 | Sub_sector | Transport | Freight trains | Transport (trains) | Energetic | transport_trains_final_demand_coal | Solids | EU | Energy demand | 0 | FEC
PL | TYNDP2026 | NT | 2035 | TWh | 278 | Sub_sector | Transport | Freight trains | Transport (trains) | Energetic | transport_trains_final_demand_oil | Liquids | EU | Energy demand | 0.93049 | FEC
PL | TYNDP2026 | NT | 2035 | TWh | 279 | Sub_sector | Transport | Freight trains | Transport (trains) | Energetic | transport_trains_final_demand_other | Others | EU | Energy demand | 0 | FEC
PL | TYNDP2026 | NT | 2035 | TWh | 280 | Sub_sector | Transport | Freight trains | Transport (trains) | Energetic | transport_trains_final_demand_ammonia | Ammonia | EU | Energy demand | 0 | FEC
PL | TYNDP2026 | NT | 2035 | TWh | 282 | Sub_sector | Transport | Ships | Transport (ships) | Energetic | transport_ships_final_demand_electricity | Electricity | EU | Energy demand | 0.0078267 | FEC
PL | TYNDP2026 | NT | 2035 | TWh | 283 | Sub_sector | Transport | Ships | Transport (ships) | Energetic | transport_ships_final_demand_hydrogen | Hydrogen | EU | Energy demand | 0 | FEC
PL | TYNDP2026 | NT | 2035 | TWh | 284 | Sub_sector | Transport | Ships | Transport (ships) | Energetic | transport_ships_final_demand_methane | Methane | EU | Energy demand | 0 | FEC
PL | TYNDP2026 | NT | 2035 | TWh | 285 | Sub_sector | Transport | Ships | Transport (ships) | Energetic | transport_ships_final_demand_heat | Heat | EU | Energy demand | 0 | FEC
PL | TYNDP2026 | NT | 2035 | TWh | 286 | Sub_sector | Transport | Ships | Transport (ships) | Energetic | transport_ships_final_demand_biomass | Biomass | EU | Energy demand | 0 | FEC
PL | TYNDP2026 | NT | 2035 | TWh | 287 | Sub_sector | Transport | Ships | Transport (ships) | Energetic | transport_ships_final_demand_coal | Solids | EU | Energy demand | 0 | FEC
PL | TYNDP2026 | NT | 2035 | TWh | 288 | Sub_sector | Transport | Ships | Transport (ships) | Energetic | transport_ships_final_demand_oil | Liquids | EU | Energy demand | 0.019554 | FEC
PL | TYNDP2026 | NT | 2035 | TWh | 289 | Sub_sector | Transport | Ships | Transport (ships) | Energetic | transport_ships_final_demand_other | Others | EU | Energy demand | 0 | FEC
PL | TYNDP2026 | NT | 2035 | TWh | 290 | Sub_sector | Transport | Ships | Transport (ships) | Energetic | transport_ships_final_demand_ammonia | Ammonia | EU | Energy demand | 0 | FEC
PL | TYNDP2026 | NT | 2035 | TWh | 292 | Sub_sector | Transport | Planes | Transport (planes) | Energetic | transport_planes_final_demand_electricity | Electricity | EU | Energy demand | 0 | FEC
PL | TYNDP2026 | NT | 2035 | TWh | 293 | Sub_sector | Transport | Planes | Transport (planes) | Energetic | transport_planes_final_demand_hydrogen | Hydrogen | EU | Energy demand | 0 | FEC
PL | TYNDP2026 | NT | 2035 | TWh | 294 | Sub_sector | Transport | Planes | Transport (planes) | Energetic | transport_planes_final_demand_methane | Methane | EU | Energy demand | 0 | FEC
PL | TYNDP2026 | NT | 2035 | TWh | 295 | Sub_sector | Transport | Planes | Transport (planes) | Energetic | transport_planes_final_demand_heat | Heat | EU | Energy demand | 0 | FEC
PL | TYNDP2026 | NT | 2035 | TWh | 296 | Sub_sector | Transport | Planes | Transport (planes) | Energetic | transport_planes_final_demand_biomass | Biomass | EU | Energy demand | 0 | FEC
PL | TYNDP2026 | NT | 2035 | TWh | 297 | Sub_sector | Transport | Planes | Transport (planes) | Energetic | transport_planes_final_demand_coal | Solids | EU | Energy demand | 0 | FEC
PL | TYNDP2026 | NT | 2035 | TWh | 298 | Sub_sector | Transport | Planes | Transport (planes) | Energetic | transport_planes_final_demand_oil | Liquids | EU | Energy demand | 0.36209 | FEC
PL | TYNDP2026 | NT | 2035 | TWh | 299 | Sub_sector | Transport | Planes | Transport (planes) | Energetic | transport_planes_final_demand_other | Others | EU | Energy demand | 0 | FEC
PL | TYNDP2026 | NT | 2035 | TWh | 300 | Sub_sector | Transport | Planes | Transport (planes) | Energetic | transport_planes_final_demand_ammonia | Ammonia | EU | Energy demand | 0 | FEC
PL | TYNDP2026 | NT | 2035 | TWh | 302 | Sub_sector | Transport | Others | Transport (others) | Energetic | transport_other_final_demand_electricity | Electricity | EU | Energy demand | 0.008577 | FEC
PL | TYNDP2026 | NT | 2035 | TWh | 303 | Sub_sector | Transport | Others | Transport (others) | Energetic | transport_other_final_demand_hydrogen | Hydrogen | EU | Energy demand | 0 | FEC
PL | TYNDP2026 | NT | 2035 | TWh | 304 | Sub_sector | Transport | Others | Transport (others) | Energetic | transport_other_final_demand_methane | Methane | EU | Energy demand | 0 | FEC
PL | TYNDP2026 | NT | 2035 | TWh | 305 | Sub_sector | Transport | Others | Transport (others) | Energetic | transport_other_final_demand_heat | Heat | EU | Energy demand | 0 | FEC
PL | TYNDP2026 | NT | 2035 | TWh | 306 | Sub_sector | Transport | Others | Transport (others) | Energetic | transport_other_final_demand_biomass | Biomass | EU | Energy demand | 0 | FEC
PL | TYNDP2026 | NT | 2035 | TWh | 307 | Sub_sector | Transport | Others | Transport (others) | Energetic | transport_other_final_demand_coal | Solids | EU | Energy demand | 0 | FEC
PL | TYNDP2026 | NT | 2035 | TWh | 308 | Sub_sector | Transport | Others | Transport (others) | Energetic | transport_other_final_demand_oil | Liquids | EU | Energy demand | 1.4916 | FEC
PL | TYNDP2026 | NT | 2035 | TWh | 309 | Sub_sector | Transport | Others | Transport (others) | Energetic | transport_other_final_demand_other | Others | EU | Energy demand | 0 | FEC
PL | TYNDP2026 | NT | 2035 | TWh | 310 | Sub_sector | Transport | Others | Transport (others) | Energetic | transport_other_final_demand_ammonia | Ammonia | EU | Energy demand | 0 | FEC
PL | TYNDP2026 | NT | 2035 | TWh | 312 | Sub_sector | International transport | International aviation | Transport (int. aviation) | Energetic | transport_int_aviation_final_demand_electricity | Electricity | EU | Energy demand | 0 | FEC
PL | TYNDP2026 | NT | 2035 | TWh | 313 | Sub_sector | International transport | International aviation | Transport (int. aviation) | Energetic | transport_int_aviation_final_demand_hydrogen | Hydrogen | EU | Energy demand | 0 | FEC
PL | TYNDP2026 | NT | 2035 | TWh | 314 | Sub_sector | International transport | International aviation | Transport (int. aviation) | Energetic | transport_int_aviation_final_demand_methane | Methane | EU | Energy demand | 0 | FEC
PL | TYNDP2026 | NT | 2035 | TWh | 315 | Sub_sector | International transport | International aviation | Transport (int. aviation) | Energetic | transport_int_aviation_final_demand_heat | Heat | EU | Energy demand | 0 | FEC
PL | TYNDP2026 | NT | 2035 | TWh | 316 | Sub_sector | International transport | International aviation | Transport (int. aviation) | Energetic | transport_int_aviation_final_demand_biofuels | Biomass | EU | Energy demand | 0 | FEC
PL | TYNDP2026 | NT | 2035 | TWh | 317 | Sub_sector | International transport | International aviation | Transport (int. aviation) | Energetic | transport_int_aviation_final_demand_coal | Solids | EU | Energy demand | 0 | FEC
PL | TYNDP2026 | NT | 2035 | TWh | 318 | Sub_sector | International transport | International aviation | Transport (int. aviation) | Energetic | transport_int_aviation_final_demand_oil | Liquids | EU | Energy demand | 11.3367 | FEC
PL | TYNDP2026 | NT | 2035 | TWh | 319 | Sub_sector | International transport | International aviation | Transport (int. aviation) | Energetic | transport_int_aviation_final_demand_other | Others | EU | Energy demand | 0 | FEC
PL | TYNDP2026 | NT | 2035 | TWh | 320 | Sub_sector | International transport | International aviation | Transport (int. aviation) | Energetic | transport_int_aviation_final_demand_ammonia | Ammonia | EU | Energy demand | 0 | FEC
PL | TYNDP2026 | NT | 2035 | TWh | 322 | Sub_sector | International transport | International shipping | Transport (int. shipping) | Energetic | transport_int_shipping_final_demand_electricity | Electricity | EU | Energy demand | 0 | not_included_in_FEC
PL | TYNDP2026 | NT | 2035 | TWh | 323 | Sub_sector | International transport | International shipping | Transport (int. shipping) | Energetic | transport_int_shipping_final_demand_hydrogen | Hydrogen | EU | Energy demand | 0 | not_included_in_FEC
PL | TYNDP2026 | NT | 2035 | TWh | 324 | Sub_sector | International transport | International shipping | Transport (int. shipping) | Energetic | transport_int_shipping_final_demand_methane | Methane | EU | Energy demand | 0 | not_included_in_FEC
PL | TYNDP2026 | NT | 2035 | TWh | 325 | Sub_sector | International transport | International shipping | Transport (int. shipping) | Energetic | transport_int_shipping_final_demand_heat | Heat | EU | Energy demand | 0 | not_included_in_FEC
PL | TYNDP2026 | NT | 2035 | TWh | 326 | Sub_sector | International transport | International shipping | Transport (int. shipping) | Energetic | transport_int_shipping_final_demand_biofuels | Biomass | EU | Energy demand | 0 | not_included_in_FEC
PL | TYNDP2026 | NT | 2035 | TWh | 327 | Sub_sector | International transport | International shipping | Transport (int. shipping) | Energetic | transport_int_shipping_final_demand_coal | Solids | EU | Energy demand | 0 | not_included_in_FEC
PL | TYNDP2026 | NT | 2035 | TWh | 328 | Sub_sector | International transport | International shipping | Transport (int. shipping) | Energetic | transport_int_shipping_final_demand_oil | Liquids | EU | Energy demand | 2.78 | not_included_in_FEC
PL | TYNDP2026 | NT | 2035 | TWh | 329 | Sub_sector | International transport | International shipping | Transport (int. shipping) | Energetic | transport_int_shipping_final_demand_other | Others | EU | Energy demand | 0 | not_included_in_FEC
PL | TYNDP2026 | NT | 2035 | TWh | 330 | Sub_sector | International transport | International shipping | Transport (int. shipping) | Energetic | transport_int_shipping_final_demand_ammonia | Ammonia | EU | Energy demand | 0 | not_included_in_FEC
PL | TYNDP2026 | NT | 2035 | TWh | 332 | Sub_sector | Households | Space heating | Households (heating) | Energetic | households_heating_final_demand_electricity | Electricity | EU | Energy demand | 14.9215 | FEC
PL | TYNDP2026 | NT | 2035 | TWh | 333 | Sub_sector | Households | Space heating | Households (heating) | Energetic | households_heating_final_demand_hydrogen | Hydrogen | EU | Energy demand | 0 | FEC
PL | TYNDP2026 | NT | 2035 | TWh | 334 | Sub_sector | Households | Space heating | Households (heating) | Energetic | households_heating_final_demand_methane | Methane | EU | Energy demand | 34.4193 | FEC
PL | TYNDP2026 | NT | 2035 | TWh | 335 | Sub_sector | Households | Space heating | Households (heating) | Energetic | households_heating_final_demand_heat | Heat | EU | Energy demand | 28.783 | FEC
PL | TYNDP2026 | NT | 2035 | TWh | 336 | Sub_sector | Households | Space heating | Households (heating) | Energetic | households_heating_final_demand_biomass | Biomass | EU | Energy demand | 30.3537 | FEC
PL | TYNDP2026 | NT | 2035 | TWh | 337 | Sub_sector | Households | Space heating | Households (heating) | Energetic | households_heating_final_demand_coal | Solids | EU | Energy demand | 10.0021 | FEC
PL | TYNDP2026 | NT | 2035 | TWh | 338 | Sub_sector | Households | Space heating | Households (heating) | Energetic | households_heating_final_demand_oil | Liquids | EU | Energy demand | 3.9756 | FEC
PL | TYNDP2026 | NT | 2035 | TWh | 339 | Sub_sector | Households | Space heating | Households (heating) | Energetic | households_heating_final_demand_other | Others | EU | Energy demand | 8.806 | FEC
PL | TYNDP2026 | NT | 2035 | TWh | 340 | Sub_sector | Households | Space heating | Households (heating) | Energetic | households_heating_final_demand_ammonia | Ammonia | EU | Energy demand | 0 | FEC
PL | TYNDP2026 | NT | 2035 | TWh | 343 | Sub_sector | Households | Cooling | Households (cooling) | Energetic | households_cooling_final_demand_electricity | Electricity | EU | Energy demand | 0 | FEC
PL | TYNDP2026 | NT | 2035 | TWh | 344 | Sub_sector | Households | Cooling | Households (cooling) | Energetic | households_cooling_final_demand_hydrogen | Hydrogen | EU | Energy demand | 0 | FEC
PL | TYNDP2026 | NT | 2035 | TWh | 345 | Sub_sector | Households | Cooling | Households (cooling) | Energetic | households_cooling_final_demand_methane | Methane | EU | Energy demand | 0 | FEC
PL | TYNDP2026 | NT | 2035 | TWh | 346 | Sub_sector | Households | Cooling | Households (cooling) | Energetic | households_cooling_final_demand_heat | Heat | EU | Energy demand | 0 | FEC
PL | TYNDP2026 | NT | 2035 | TWh | 347 | Sub_sector | Households | Cooling | Households (cooling) | Energetic | households_cooling_final_demand_biomass | Biomass | EU | Energy demand | 0 | FEC
PL | TYNDP2026 | NT | 2035 | TWh | 348 | Sub_sector | Households | Cooling | Households (cooling) | Energetic | households_cooling_final_demand_coal | Solids | EU | Energy demand | 0 | FEC
PL | TYNDP2026 | NT | 2035 | TWh | 349 | Sub_sector | Households | Cooling | Households (cooling) | Energetic | households_cooling_final_demand_oil | Liquids | EU | Energy demand | 0 | FEC
PL | TYNDP2026 | NT | 2035 | TWh | 350 | Sub_sector | Households | Cooling | Households (cooling) | Energetic | households_cooling_final_demand_other | Others | EU | Energy demand | 0 | FEC
PL | TYNDP2026 | NT | 2035 | TWh | 351 | Sub_sector | Households | Cooling | Households (cooling) | Energetic | households_cooling_final_demand_ammonia | Ammonia | EU | Energy demand | 0 | FEC
PL | TYNDP2026 | NT | 2035 | TWh | 354 | Sub_sector | Households | Hot water | Households (hot water) | Energetic | households_hot_water_final_demand_electricity | Electricity | EU | Energy demand | 1.2324 | FEC
PL | TYNDP2026 | NT | 2035 | TWh | 355 | Sub_sector | Households | Hot water | Households (hot water) | Energetic | households_hot_water_final_demand_hydrogen | Hydrogen | EU | Energy demand | 0 | FEC
PL | TYNDP2026 | NT | 2035 | TWh | 356 | Sub_sector | Households | Hot water | Households (hot water) | Energetic | households_hot_water_final_demand_methane | Methane | EU | Energy demand | 1.691 | FEC
PL | TYNDP2026 | NT | 2035 | TWh | 357 | Sub_sector | Households | Hot water | Households (hot water) | Energetic | households_hot_water_final_demand_heat | Heat | EU | Energy demand | 1.877 | FEC
PL | TYNDP2026 | NT | 2035 | TWh | 358 | Sub_sector | Households | Hot water | Households (hot water) | Energetic | households_hot_water_final_demand_biomass | Biomass | EU | Energy demand | 1.1224 | FEC
PL | TYNDP2026 | NT | 2035 | TWh | 359 | Sub_sector | Households | Hot water | Households (hot water) | Energetic | households_hot_water_final_demand_coal | Solids | EU | Energy demand | 0.23596 | FEC
PL | TYNDP2026 | NT | 2035 | TWh | 360 | Sub_sector | Households | Hot water | Households (hot water) | Energetic | households_hot_water_final_demand_oil | Liquids | EU | Energy demand | 0.093788 | FEC
PL | TYNDP2026 | NT | 2035 | TWh | 361 | Sub_sector | Households | Hot water | Households (hot water) | Energetic | households_hot_water_final_demand_other | Others | EU | Energy demand | 23.6972 | FEC
PL | TYNDP2026 | NT | 2035 | TWh | 362 | Sub_sector | Households | Hot water | Households (hot water) | Energetic | households_hot_water_final_demand_ammonia | Ammonia | EU | Energy demand | 0 | FEC
PL | TYNDP2026 | NT | 2035 | TWh | 365 | Sub_sector | Households | Appliances | Households (appliances) | Energetic | households_appliances_final_demand_electricity | Electricity | EU | Energy demand | 22.639 | FEC
PL | TYNDP2026 | NT | 2035 | TWh | 366 | Sub_sector | Households | Appliances | Households (appliances) | Energetic | households_appliances_final_demand_hydrogen | Hydrogen | EU | Energy demand | 0 | FEC
PL | TYNDP2026 | NT | 2035 | TWh | 367 | Sub_sector | Households | Appliances | Households (appliances) | Energetic | households_appliances_final_demand_methane | Methane | EU | Energy demand | 4.5759 | FEC
PL | TYNDP2026 | NT | 2035 | TWh | 368 | Sub_sector | Households | Appliances | Households (appliances) | Energetic | households_appliances_final_demand_heat | Heat | EU | Energy demand | 0 | FEC
PL | TYNDP2026 | NT | 2035 | TWh | 369 | Sub_sector | Households | Appliances | Households (appliances) | Energetic | households_appliances_final_demand_biomass | Biomass | EU | Energy demand | 0.073533 | FEC
PL | TYNDP2026 | NT | 2035 | TWh | 370 | Sub_sector | Households | Appliances | Households (appliances) | Energetic | households_appliances_final_demand_coal | Solids | EU | Energy demand | 0 | FEC
PL | TYNDP2026 | NT | 2035 | TWh | 371 | Sub_sector | Households | Appliances | Households (appliances) | Energetic | households_appliances_final_demand_oil | Liquids | EU | Energy demand | 0 | FEC
PL | TYNDP2026 | NT | 2035 | TWh | 372 | Sub_sector | Households | Appliances | Households (appliances) | Energetic | households_appliances_final_demand_other | Others | EU | Energy demand | 0 | FEC
PL | TYNDP2026 | NT | 2035 | TWh | 373 | Sub_sector | Households | Appliances | Households (appliances) | Energetic | households_appliances_final_demand_ammonia | Ammonia | EU | Energy demand | 0 | FEC
PL | TYNDP2026 | NT | 2035 | TWh | 375 | Sub_sector | Buildings | Space heating | Buildings (heat) | Energetic | buildings_heat_final_demand_electricity | Electricity | EU | Energy demand | 19.5942 | FEC
PL | TYNDP2026 | NT | 2035 | TWh | 376 | Sub_sector | Buildings | Space heating | Buildings (heat) | Energetic | buildings_heat_final_demand_hydrogen | Hydrogen | EU | Energy demand | 0 | FEC
PL | TYNDP2026 | NT | 2035 | TWh | 377 | Sub_sector | Buildings | Space heating | Buildings (heat) | Energetic | buildings_heat_final_demand_methane | Methane | EU | Energy demand | 6.4562 | FEC
PL | TYNDP2026 | NT | 2035 | TWh | 378 | Sub_sector | Buildings | Space heating | Buildings (heat) | Energetic | buildings_heat_final_demand_heat | Heat | EU | Energy demand | 12.6381 | FEC
PL | TYNDP2026 | NT | 2035 | TWh | 379 | Sub_sector | Buildings | Space heating | Buildings (heat) | Energetic | buildings_heat_final_demand_biomass | Biomass | EU | Energy demand | 2.5266 | FEC
PL | TYNDP2026 | NT | 2035 | TWh | 380 | Sub_sector | Buildings | Space heating | Buildings (heat) | Energetic | buildings_heat_final_demand_coal | Solids | EU | Energy demand | 1.5659 | FEC
PL | TYNDP2026 | NT | 2035 | TWh | 381 | Sub_sector | Buildings | Space heating | Buildings (heat) | Energetic | buildings_heat_final_demand_oil | Liquids | EU | Energy demand | 0 | FEC
PL | TYNDP2026 | NT | 2035 | TWh | 382 | Sub_sector | Buildings | Space heating | Buildings (heat) | Energetic | buildings_heat_final_demand_other | Others | EU | Energy demand | 2.2482 | FEC
PL | TYNDP2026 | NT | 2035 | TWh | 383 | Sub_sector | Buildings | Space heating | Buildings (heat) | Energetic | buildings_heat_final_demand_ammonia | Ammonia | EU | Energy demand | 0 | FEC
PL | TYNDP2026 | NT | 2035 | TWh | 386 | Sub_sector | Buildings | Cooling | Buildings (cooling) | Energetic | buildings_cooling_final_demand_electricity | Electricity | EU | Energy demand | 1.1461 | FEC
PL | TYNDP2026 | NT | 2035 | TWh | 387 | Sub_sector | Buildings | Cooling | Buildings (cooling) | Energetic | buildings_cooling_final_demand_hydrogen | Hydrogen | EU | Energy demand | 0 | FEC
PL | TYNDP2026 | NT | 2035 | TWh | 388 | Sub_sector | Buildings | Cooling | Buildings (cooling) | Energetic | buildings_cooling_final_demand_methane | Methane | EU | Energy demand | 0.0055584 | FEC
PL | TYNDP2026 | NT | 2035 | TWh | 389 | Sub_sector | Buildings | Cooling | Buildings (cooling) | Energetic | buildings_cooling_final_demand_heat | Heat | EU | Energy demand | 0 | FEC
PL | TYNDP2026 | NT | 2035 | TWh | 390 | Sub_sector | Buildings | Cooling | Buildings (cooling) | Energetic | buildings_cooling_final_demand_biomass | Biomass | EU | Energy demand | 0 | FEC
PL | TYNDP2026 | NT | 2035 | TWh | 391 | Sub_sector | Buildings | Cooling | Buildings (cooling) | Energetic | buildings_cooling_final_demand_coal | Solids | EU | Energy demand | 0 | FEC
PL | TYNDP2026 | NT | 2035 | TWh | 392 | Sub_sector | Buildings | Cooling | Buildings (cooling) | Energetic | buildings_cooling_final_demand_oil | Liquids | EU | Energy demand | 0 | FEC
PL | TYNDP2026 | NT | 2035 | TWh | 393 | Sub_sector | Buildings | Cooling | Buildings (cooling) | Energetic | buildings_cooling_final_demand_other | Others | EU | Energy demand | 0 | FEC
PL | TYNDP2026 | NT | 2035 | TWh | 394 | Sub_sector | Buildings | Cooling | Buildings (cooling) | Energetic | buildings_cooling_final_demand_ammonia | Ammonia | EU | Energy demand | 0 | FEC
PL | TYNDP2026 | NT | 2035 | TWh | 397 | Sub_sector | Buildings | Appliances | Buildings (appliances) | Energetic | buildings_appliances_final_demand_electricity | Electricity | EU | Energy demand | 35.8991 | FEC
PL | TYNDP2026 | NT | 2035 | TWh | 398 | Sub_sector | Buildings | Appliances | Buildings (appliances) | Energetic | buildings_appliances_final_demand_hydrogen | Hydrogen | EU | Energy demand | 0 | FEC
PL | TYNDP2026 | NT | 2035 | TWh | 399 | Sub_sector | Buildings | Appliances | Buildings (appliances) | Energetic | buildings_appliances_final_demand_methane | Methane | EU | Energy demand | 5.1622 | FEC
PL | TYNDP2026 | NT | 2035 | TWh | 400 | Sub_sector | Buildings | Appliances | Buildings (appliances) | Energetic | buildings_appliances_final_demand_heat | Heat | EU | Energy demand | 0 | FEC
PL | TYNDP2026 | NT | 2035 | TWh | 401 | Sub_sector | Buildings | Appliances | Buildings (appliances) | Energetic | buildings_appliances_final_demand_biomass | Biomass | EU | Energy demand | 0 | FEC
PL | TYNDP2026 | NT | 2035 | TWh | 402 | Sub_sector | Buildings | Appliances | Buildings (appliances) | Energetic | buildings_appliances_final_demand_coal | Solids | EU | Energy demand | 0 | FEC
PL | TYNDP2026 | NT | 2035 | TWh | 403 | Sub_sector | Buildings | Appliances | Buildings (appliances) | Energetic | buildings_appliances_final_demand_oil | Liquids | EU | Energy demand | 0 | FEC
PL | TYNDP2026 | NT | 2035 | TWh | 404 | Sub_sector | Buildings | Appliances | Buildings (appliances) | Energetic | buildings_appliances_final_demand_other | Others | EU | Energy demand | 0 | FEC
PL | TYNDP2026 | NT | 2035 | TWh | 405 | Sub_sector | Buildings | Appliances | Buildings (appliances) | Energetic | buildings_appliances_final_demand_ammonia | Ammonia | EU | Energy demand | 0 | FEC
PL | TYNDP2026 | NT | 2035 | TWh | 407 | Sub_sector | Buildings | Datacenters | Datacenters & ICT | Energetic | datacentres_final_demand_electricity_energetic | Electricity | EU | Energy demand | 3.4589 | FEC
PL | TYNDP2026 | NT | 2035 | TWh | 408 | Sub_sector | Buildings | Datacenters | Datacenters & ICT | Energetic | datacentres_final_demand_hydrogen_energetic | Hydrogen | EU | Energy demand | 0 | FEC
PL | TYNDP2026 | NT | 2035 | TWh | 409 | Sub_sector | Buildings | Datacenters | Datacenters & ICT | Energetic | datacentres_final_demand_methane_energetic | Methane | EU | Energy demand | 0 | FEC
PL | TYNDP2026 | NT | 2035 | TWh | 410 | Sub_sector | Buildings | Datacenters | Datacenters & ICT | Energetic | datacentres_final_demand_heat_energetic | Heat | EU | Energy demand | 0 | FEC
PL | TYNDP2026 | NT | 2035 | TWh | 411 | Sub_sector | Buildings | Datacenters | Datacenters & ICT | Energetic | datacentres_final_demand_biomass_energetic | Biomass | EU | Energy demand | 0 | FEC
PL | TYNDP2026 | NT | 2035 | TWh | 412 | Sub_sector | Buildings | Datacenters | Datacenters & ICT | Energetic | datacentres_final_demand_coal_energetic | Solids | EU | Energy demand | 0 | FEC
PL | TYNDP2026 | NT | 2035 | TWh | 413 | Sub_sector | Buildings | Datacenters | Datacenters & ICT | Energetic | datacentres_final_demand_oil_energetic | Liquids | EU | Energy demand | 0 | FEC
PL | TYNDP2026 | NT | 2035 | TWh | 414 | Sub_sector | Buildings | Datacenters | Datacenters & ICT | Energetic | datacentres_final_demand_other_energetic | Others | EU | Energy demand | 0 | FEC
PL | TYNDP2026 | NT | 2035 | TWh | 415 | Sub_sector | Buildings | Datacenters | Datacenters & ICT | Energetic | datacentres_final_demand_ammonia_energetic | Ammonia | EU | Energy demand | 0 | FEC
PL | TYNDP2026 | NT | 2035 | TWh | 417 | Sub_sector | Transport | Others_Sector | Others_Sector | Energetic | other_final_demand_electricity_energetic | Electricity | EU | Energy demand | 0 | FEC
PL | TYNDP2026 | NT | 2035 | TWh | 418 | Sub_sector | Transport | Others_Sector | Others_Sector | Energetic | other_final_demand_hydrogen_energetic | Hydrogen | EU | Energy demand | 0 | FEC
PL | TYNDP2026 | NT | 2035 | TWh | 419 | Sub_sector | Transport | Pipeline Transport | Others_Sector | Energetic | other_final_demand_methane_energetic | Methane | EU | Energy demand | 4.55 | FEC
PL | TYNDP2026 | NT | 2035 | TWh | 420 | Sub_sector | Transport | Others_Sector | Others_Sector | Energetic | other_final_demand_heat_energetic | Heat | EU | Energy demand | 0 | FEC
PL | TYNDP2026 | NT | 2035 | TWh | 421 | Sub_sector | Transport | Others_Sector | Others_Sector | Energetic | other_final_demand_biomass_energetic | Biomass | EU | Energy demand | 0 | FEC
PL | TYNDP2026 | NT | 2035 | TWh | 422 | Sub_sector | Transport | Others_Sector | Others_Sector | Energetic | other_final_demand_coal_energetic | Solids | EU | Energy demand | 0 | FEC
PL | TYNDP2026 | NT | 2035 | TWh | 423 | Sub_sector | Transport | Others_Sector | Others_Sector | Energetic | other_final_demand_oil_energetic | Liquids | EU | Energy demand | 0.0011586 | FEC
PL | TYNDP2026 | NT | 2035 | TWh | 424 | Sub_sector | Others_Sector | Others_Sector | Others_Sector | Non-energetic | other_final_demand_oil_non_energetic | Liquids | EU | Energy demand | 4.7399 | not_included_in_FEC
PL | TYNDP2026 | NT | 2035 | TWh | 425 | Sub_sector | Transport | Others_Sector | Others_Sector | Energetic | other_final_demand_other_energetic | Others | EU | Energy demand | 0 | FEC
PL | TYNDP2026 | NT | 2035 | TWh | 426 | Sub_sector | Transport | Others_Sector | Others_Sector | Energetic | other_final_demand_ammonia_energetic | Ammonia | EU | Energy demand | 0 | FEC
PL | TYNDP2026 | NT | 2035 | TWh | 427 | Sub_sector | Industry | Surplus_Heat_in_Industry | Surplus_Heat_in_Industry | Energetic | final_demand_of_industry_unused_local_production_steam_hot_water | Heat | EU | Energy demand | 0 | FEC
PL | TYNDP2026 | NT | 2035 | TWh | 429 | Sub_sector | Agriculture | Total | Agriculture | Energetic | agriculture_final_demand_electricity_energetic | Electricity | EU | Energy demand | 1.7463 | FEC
PL | TYNDP2026 | NT | 2035 | TWh | 430 | Sub_sector | Agriculture | Total | Agriculture | Energetic | agriculture_final_demand_hydrogen_energetic | Hydrogen | EU | Energy demand | 0 | FEC
PL | TYNDP2026 | NT | 2035 | TWh | 431 | Sub_sector | Agriculture | Total | Agriculture | Energetic | agriculture_final_demand_methane_energetic | Methane | EU | Energy demand | 1.4804 | FEC
PL | TYNDP2026 | NT | 2035 | TWh | 432 | Sub_sector | Agriculture | Total | Agriculture | Energetic | agriculture_final_demand_heat_energetic | Heat | EU | Energy demand | 0.23171 | FEC
PL | TYNDP2026 | NT | 2035 | TWh | 433 | Sub_sector | Agriculture | Total | Agriculture | Energetic | agriculture_final_demand_biomass_energetic | Biomass | EU | Energy demand | 9.8219 | FEC
PL | TYNDP2026 | NT | 2035 | TWh | 434 | Sub_sector | Agriculture | Total | Agriculture | Energetic | agriculture_final_demand_coal_energetic | Solids | EU | Energy demand | 0 | FEC
PL | TYNDP2026 | NT | 2035 | TWh | 435 | Sub_sector | Agriculture | Total | Agriculture | Energetic | agriculture_final_demand_oil_energetic | Liquids | EU | Energy demand | 25.2674 | FEC
PL | TYNDP2026 | NT | 2035 | TWh | 436 | Sub_sector | Agriculture | Total | Agriculture | Energetic | agriculture_final_demand_other_energetic | Others | EU | Energy demand | 0 | FEC
PL | TYNDP2026 | NT | 2035 | TWh | 437 | Sub_sector | Agriculture | Total | Agriculture | Energetic | agriculture_final_demand_ammonia_energetic | Ammonia | EU | Energy demand | 0 | FEC
PL | TYNDP2026 | NT | 2035 | TWh | 447 | Sub_sector | Buildings | Surplus Energy | Buildings | Energetic | GAP | Electricity | EU | Energy demand | 0 | FEC
PL | TYNDP2026 | NT | 2035 | TWh | 448 | Sub_sector | Buildings | Surplus Energy | Buildings | Energetic | GAP | Hydrogen | EU | Energy demand | 0 | FEC
PL | TYNDP2026 | NT | 2035 | TWh | 449 | Sub_sector | Buildings | Surplus Energy | Buildings | Energetic | GAP | Methane | EU | Energy demand | 0 | FEC
PL | TYNDP2026 | NT | 2035 | TWh | 450 | Sub_sector | Buildings | Surplus Energy | Buildings | Energetic | GAP | Heat | EU | Energy demand | 0 | FEC
PL | TYNDP2026 | NT | 2035 | TWh | 451 | Sub_sector | Buildings | Surplus Energy | Buildings | Energetic | GAP | Biomass | EU | Energy demand | 0.2086 | FEC
PL | TYNDP2026 | NT | 2035 | TWh | 452 | Sub_sector | Buildings | Surplus Energy | Buildings | Energetic | GAP | Solids | EU | Energy demand | 0.30081 | FEC
PL | TYNDP2026 | NT | 2035 | TWh | 453 | Sub_sector | Buildings | Surplus Energy | Buildings | Energetic | GAP | Liquids | EU | Energy demand | 1.2004 | FEC
PL | TYNDP2026 | NT | 2035 | TWh | 454 | Sub_sector | Buildings | Surplus Energy | Buildings | Energetic | GAP | Others | EU | Energy demand | 0 | FEC
PL | TYNDP2026 | NT | 2035 | TWh | 455 | Sub_sector | Buildings | Surplus Energy | Buildings | Energetic | GAP | Ammonia | EU | Energy demand | 0 | FEC
PL | TYNDP2026 | NT | 2035 | TWh | 456 | Sub_sector | Households | Surplus Energy | Households | Energetic | GAP | Electricity | EU | Energy demand | 0 | FEC
PL | TYNDP2026 | NT | 2035 | TWh | 457 | Sub_sector | Households | Surplus Energy | Households | Energetic | GAP | Hydrogen | EU | Energy demand | 0 | FEC
PL | TYNDP2026 | NT | 2035 | TWh | 458 | Sub_sector | Households | Surplus Energy | Households | Energetic | GAP | Methane | EU | Energy demand | 0 | FEC
PL | TYNDP2026 | NT | 2035 | TWh | 459 | Sub_sector | Households | Surplus Energy | Households | Energetic | GAP | Heat | EU | Energy demand | 0 | FEC
PL | TYNDP2026 | NT | 2035 | TWh | 460 | Sub_sector | Households | Surplus Energy | Households | Energetic | GAP | Biomass | EU | Energy demand | 0 | FEC
PL | TYNDP2026 | NT | 2035 | TWh | 461 | Sub_sector | Households | Surplus Energy | Households | Energetic | GAP | Solids | EU | Energy demand | 0 | FEC
PL | TYNDP2026 | NT | 2035 | TWh | 462 | Sub_sector | Households | Surplus Energy | Households | Energetic | GAP | Liquids | EU | Energy demand | 0 | FEC
PL | TYNDP2026 | NT | 2035 | TWh | 463 | Sub_sector | Households | Surplus Energy | Households | Energetic | GAP | Others | EU | Energy demand | 0 | FEC
PL | TYNDP2026 | NT | 2035 | TWh | 464 | Sub_sector | Households | Surplus Energy | Households | Energetic | GAP | Ammonia | EU | Energy demand | 0 | FEC
PL | TYNDP2026 | NT | 2040 | TWh | 102 | Sub_sector | Industry | Aluminium | Industry (aluminium) | Energetic | industry_aluminium_demand_electricity_energetic | Electricity | EU | Energy demand | 0 | FEC
PL | TYNDP2026 | NT | 2040 | TWh | 103 | Sub_sector | Industry | Aluminium | Industry (aluminium) | Energetic | industry_aluminium_demand_hydrogen_energetic | Hydrogen | EU | Energy demand | 0 | FEC
PL | TYNDP2026 | NT | 2040 | TWh | 104 | Sub_sector | Industry | Aluminium | Industry (aluminium) | Energetic | industry_aluminium_demand_methane_energetic | Methane | EU | Energy demand | 0 | FEC
PL | TYNDP2026 | NT | 2040 | TWh | 105 | Sub_sector | Industry | Aluminium | Industry (aluminium) | Energetic | industry_aluminium_demand_heat_energetic | Heat | EU | Energy demand | 0 | FEC
PL | TYNDP2026 | NT | 2040 | TWh | 106 | Sub_sector | Industry | Aluminium | Industry (aluminium) | Energetic | industry_aluminium_demand_biomass_energetic | Biomass | EU | Energy demand | 0 | FEC
PL | TYNDP2026 | NT | 2040 | TWh | 107 | Sub_sector | Industry | Aluminium | Industry (aluminium) | Energetic | industry_aluminium_demand_coal_energetic | Solids | EU | Energy demand | 0 | FEC
PL | TYNDP2026 | NT | 2040 | TWh | 108 | Sub_sector | Industry | Aluminium | Industry (aluminium) | Energetic | industry_aluminium_demand_oil_energetic | Liquids | EU | Energy demand | 0 | FEC
PL | TYNDP2026 | NT | 2040 | TWh | 109 | Sub_sector | Industry | Aluminium | Industry (aluminium) | Energetic | industry_aluminium_demand_others_energetic | Others | EU | Energy demand | 0 | FEC
PL | TYNDP2026 | NT | 2040 | TWh | 110 | Sub_sector | Industry | Aluminium | Industry (aluminium) | Energetic | industry_ammonia_demand_others_energetic | Ammonia | EU | Energy demand | 0 | FEC
PL | TYNDP2026 | NT | 2040 | TWh | 112 | Sub_sector | Industry | Chemicals | Industry (chemicals, energetic) | Energetic | industry_chemical_demand_electricity_energetic | Electricity | EU | Energy demand | 5.4716 | FEC
PL | TYNDP2026 | NT | 2040 | TWh | 113 | Sub_sector | Industry | Chemicals | Industry (chemicals, energetic) | Energetic | industry_chemical_demand_hydrogen_energetic | Hydrogen | EU | Energy demand | 0 | FEC
PL | TYNDP2026 | NT | 2040 | TWh | 114 | Sub_sector | Industry | Chemicals | Industry (chemicals, energetic) | Energetic | industry_chemical_demand_methane_energetic | Methane | EU | Energy demand | 5.5343 | FEC
PL | TYNDP2026 | NT | 2040 | TWh | 115 | Sub_sector | Industry | Chemicals | Industry (chemicals, energetic) | Energetic | industry_chemical_demand_heat_energetic | Heat | EU | Energy demand | 2.5321 | FEC
PL | TYNDP2026 | NT | 2040 | TWh | 116 | Sub_sector | Industry | Chemicals | Industry (chemicals, energetic) | Energetic | industry_chemical_demand_biomass_energetic | Biomass | EU | Energy demand | 0.84052 | FEC
PL | TYNDP2026 | NT | 2040 | TWh | 117 | Sub_sector | Industry | Chemicals | Industry (chemicals, energetic) | Energetic | industry_chemical_demand_coal_energetic | Solids | EU | Energy demand | 5.3334 | FEC
PL | TYNDP2026 | NT | 2040 | TWh | 118 | Sub_sector | Industry | Chemicals | Industry (chemicals, energetic) | Energetic | industry_chemical_demand_oil_energetic | Liquids | EU | Energy demand | 0 | FEC
PL | TYNDP2026 | NT | 2040 | TWh | 119 | Sub_sector | Industry | Chemicals | Industry (chemicals, energetic) | Energetic | industry_chemical_demand_others_energetic | Others | EU | Energy demand | 0 | FEC
PL | TYNDP2026 | NT | 2040 | TWh | 120 | Sub_sector | Industry | Chemicals | Industry (chemicals, energetic) | Energetic | industry_chemical_demand_ammonia_energetic | Ammonia | EU | Energy demand | 0 | FEC
PL | TYNDP2026 | NT | 2040 | TWh | 122 | Sub_sector | Industry | Chemicals | Industry (chemicals, non-energetic) | Non-energetic | industry_chemical_demand_electricity_non_energetic | Electricity | EU | Energy demand | 0 | not_included_in_FEC
PL | TYNDP2026 | NT | 2040 | TWh | 123 | Sub_sector | Industry | Chemicals | Industry (chemicals, non-energetic) | Non-energetic | industry_chemical_demand_hydrogen_non_energetic | Hydrogen | EU | Energy demand | 1.2955 | not_included_in_FEC
PL | TYNDP2026 | NT | 2040 | TWh | 124 | Sub_sector | Industry | Chemicals | Industry (chemicals, non-energetic) | Non-energetic | industry_chemical_demand_methane_non_energetic | Methane | EU | Energy demand | 7.1056 | not_included_in_FEC
PL | TYNDP2026 | NT | 2040 | TWh | 125 | Sub_sector | Industry | Chemicals | Industry (chemicals, non-energetic) | Non-energetic | industry_chemical_demand_heat_non_energetic | Heat | EU | Energy demand | 0 | not_included_in_FEC
PL | TYNDP2026 | NT | 2040 | TWh | 126 | Sub_sector | Industry | Chemicals | Industry (chemicals, non-energetic) | Non-energetic | industry_chemical_demand_biomass_non_energetic | Biomass | EU | Energy demand | 0 | not_included_in_FEC
PL | TYNDP2026 | NT | 2040 | TWh | 127 | Sub_sector | Industry | Chemicals | Industry (chemicals, non-energetic) | Non-energetic | industry_chemical_demand_coal_non_energetic | Solids | EU | Energy demand | 0.33369 | not_included_in_FEC
PL | TYNDP2026 | NT | 2040 | TWh | 128 | Sub_sector | Industry | Chemicals | Industry (chemicals, non-energetic) | Non-energetic | industry_chemical_demand_oil_non_energetic | Liquids | EU | Energy demand | 10.8939 | not_included_in_FEC
PL | TYNDP2026 | NT | 2040 | TWh | 129 | Sub_sector | Industry | Chemicals | Industry (chemicals, non-energetic) | Non-energetic | industry_chemical_demand_others_non_energetic | Others | EU | Energy demand | 0 | not_included_in_FEC
PL | TYNDP2026 | NT | 2040 | TWh | 130 | Sub_sector | Industry | Chemicals | Industry (chemicals, non-energetic) | Non-energetic | industry_chemical_demand_ammonia_non_energetic | Ammonia | EU | Energy demand | 0 | not_included_in_FEC
PL | TYNDP2026 | NT | 2040 | TWh | 132 | Sub_sector | Industry | Fertilizers | Industry (fertilizers, energetic) | Energetic | industry_fertilizers_demand_electricity_energetic | Electricity | EU | Energy demand | 0.50145 | FEC
PL | TYNDP2026 | NT | 2040 | TWh | 133 | Sub_sector | Industry | Fertilizers | Industry (fertilizers, energetic) | Energetic | industry_fertilizers_demand_hydrogen_energetic | Hydrogen | EU | Energy demand | 0 | FEC
PL | TYNDP2026 | NT | 2040 | TWh | 134 | Sub_sector | Industry | Fertilizers | Industry (fertilizers, energetic) | Energetic | industry_fertilizers_demand_methane_energetic | Methane | EU | Energy demand | 2.7446 | FEC
PL | TYNDP2026 | NT | 2040 | TWh | 135 | Sub_sector | Industry | Fertilizers | Industry (fertilizers, energetic) | Energetic | industry_fertilizers_demand_heat_energetic | Heat | EU | Energy demand | 0 | FEC
PL | TYNDP2026 | NT | 2040 | TWh | 136 | Sub_sector | Industry | Fertilizers | Industry (fertilizers, energetic) | Energetic | industry_fertilizers_demand_biomass_energetic | Biomass | EU | Energy demand | 0 | FEC
PL | TYNDP2026 | NT | 2040 | TWh | 137 | Sub_sector | Industry | Fertilizers | Industry (fertilizers, energetic) | Energetic | industry_fertilizers_demand_coal_energetic | Solids | EU | Energy demand | 0 | FEC
PL | TYNDP2026 | NT | 2040 | TWh | 138 | Sub_sector | Industry | Fertilizers | Industry (fertilizers, energetic) | Energetic | industry_fertilizers_demand_oil_energetic | Liquids | EU | Energy demand | 0 | FEC
PL | TYNDP2026 | NT | 2040 | TWh | 139 | Sub_sector | Industry | Fertilizers | Industry (fertilizers, energetic) | Energetic | industry_fertilizers_demand_others_energetic | Others | EU | Energy demand | 0 | FEC
PL | TYNDP2026 | NT | 2040 | TWh | 140 | Sub_sector | Industry | Fertilizers | Industry (fertilizers, energetic) | Energetic | industry_fertilizers_demand_ammonia_energetic | Ammonia | EU | Energy demand | 0 | FEC
PL | TYNDP2026 | NT | 2040 | TWh | 142 | Sub_sector | Industry | Fertilizers | Industry (fertilizers, non-energetic) | Non-energetic | industry_fertilizers_demand_electricity_non_energetic | Electricity | EU | Energy demand | 0 | not_included_in_FEC
PL | TYNDP2026 | NT | 2040 | TWh | 143 | Sub_sector | Industry | Fertilizers | Industry (fertilizers, non-energetic) | Non-energetic | industry_fertilizers_demand_hydrogen_non_energetic | Hydrogen | EU | Energy demand | 0 | not_included_in_FEC
PL | TYNDP2026 | NT | 2040 | TWh | 144 | Sub_sector | Industry | Fertilizers | Industry (fertilizers, non-energetic) | Non-energetic | industry_fertilizers_demand_methane_non_energetic | Methane | EU | Energy demand | 10.6809 | not_included_in_FEC
PL | TYNDP2026 | NT | 2040 | TWh | 145 | Sub_sector | Industry | Fertilizers | Industry (fertilizers, non-energetic) | Non-energetic | industry_fertilizers_demand_heat_non_energetic | Heat | EU | Energy demand | 0 | not_included_in_FEC
PL | TYNDP2026 | NT | 2040 | TWh | 146 | Sub_sector | Industry | Fertilizers | Industry (fertilizers, non-energetic) | Non-energetic | industry_fertilizers_demand_biomass_non_energetic | Biomass | EU | Energy demand | 0 | not_included_in_FEC
PL | TYNDP2026 | NT | 2040 | TWh | 147 | Sub_sector | Industry | Fertilizers | Industry (fertilizers, non-energetic) | Non-energetic | industry_fertilizers_demand_coal_non_energetic | Solids | EU | Energy demand | 0 | not_included_in_FEC
PL | TYNDP2026 | NT | 2040 | TWh | 148 | Sub_sector | Industry | Fertilizers | Industry (fertilizers, non-energetic) | Non-energetic | industry_fertilizers_demand_oil_non_energetic | Liquids | EU | Energy demand | 0 | not_included_in_FEC
PL | TYNDP2026 | NT | 2040 | TWh | 149 | Sub_sector | Industry | Fertilizers | Industry (fertilizers, non-energetic) | Non-energetic | industry_fertilizers_demand_others_non_energetic | Others | EU | Energy demand | 0 | not_included_in_FEC
PL | TYNDP2026 | NT | 2040 | TWh | 150 | Sub_sector | Industry | Fertilizers | Industry (fertilizers, non-energetic) | Non-energetic | industry_fertilizers_demand_ammonia_non_energetic | Ammonia | EU | Energy demand | 0 | not_included_in_FEC
PL | TYNDP2026 | NT | 2040 | TWh | 152 | Sub_sector | Industry | Food | Industry (food) | Energetic | industry_food_demand_electricity_energetic | Electricity | EU | Energy demand | 4.9631 | FEC
PL | TYNDP2026 | NT | 2040 | TWh | 153 | Sub_sector | Industry | Food | Industry (food) | Energetic | industry_food_demand_hydrogen_energetic | Hydrogen | EU | Energy demand | 0 | FEC
PL | TYNDP2026 | NT | 2040 | TWh | 154 | Sub_sector | Industry | Food | Industry (food) | Energetic | industry_food_demand_methane_energetic | Methane | EU | Energy demand | 8.6669 | FEC
PL | TYNDP2026 | NT | 2040 | TWh | 155 | Sub_sector | Industry | Food | Industry (food) | Energetic | industry_food_demand_heat_energetic | Heat | EU | Energy demand | 0.44885 | FEC
PL | TYNDP2026 | NT | 2040 | TWh | 156 | Sub_sector | Industry | Food | Industry (food) | Energetic | industry_food_demand_biomass_energetic | Biomass | EU | Energy demand | 0.40034 | FEC
PL | TYNDP2026 | NT | 2040 | TWh | 157 | Sub_sector | Industry | Food | Industry (food) | Energetic | industry_food_demand_coal_energetic | Solids | EU | Energy demand | 2.2026 | FEC
PL | TYNDP2026 | NT | 2040 | TWh | 158 | Sub_sector | Industry | Food | Industry (food) | Energetic | industry_food_demand_oil_energetic | Liquids | EU | Energy demand | 0 | FEC
PL | TYNDP2026 | NT | 2040 | TWh | 159 | Sub_sector | Industry | Food | Industry (food) | Energetic | industry_food_demand_others_energetic | Others | EU | Energy demand | 0 | FEC
PL | TYNDP2026 | NT | 2040 | TWh | 160 | Sub_sector | Industry | Food | Industry (food) | Energetic | industry_food_demand_ammonia_energetic | Ammonia | EU | Energy demand | 0 | FEC
PL | TYNDP2026 | NT | 2040 | TWh | 162 | Sub_sector | Industry | Metals | Industry (metal) | Energetic | industry_metal_demand_electricity_energetic | Electricity | EU | Energy demand | 1.6706 | FEC
PL | TYNDP2026 | NT | 2040 | TWh | 163 | Sub_sector | Industry | Metals | Industry (metal) | Energetic | industry_metal_demand_hydrogen_energetic | Hydrogen | EU | Energy demand | 0 | FEC
PL | TYNDP2026 | NT | 2040 | TWh | 164 | Sub_sector | Industry | Metals | Industry (metal) | Energetic | industry_metal_demand_methane_energetic | Methane | EU | Energy demand | 1.459 | FEC
PL | TYNDP2026 | NT | 2040 | TWh | 165 | Sub_sector | Industry | Metals | Industry (metal) | Energetic | industry_metal_demand_heat_energetic | Heat | EU | Energy demand | 0.14777 | FEC
PL | TYNDP2026 | NT | 2040 | TWh | 166 | Sub_sector | Industry | Metals | Industry (metal) | Energetic | industry_metal_demand_biomass_energetic | Biomass | EU | Energy demand | 0 | FEC
PL | TYNDP2026 | NT | 2040 | TWh | 167 | Sub_sector | Industry | Metals | Industry (metal) | Energetic | industry_metal_demand_coal_energetic | Solids | EU | Energy demand | 0.1372 | FEC
PL | TYNDP2026 | NT | 2040 | TWh | 168 | Sub_sector | Industry | Metals | Industry (metal) | Energetic | industry_metal_demand_oil_energetic | Liquids | EU | Energy demand | 0.097758 | FEC
PL | TYNDP2026 | NT | 2040 | TWh | 169 | Sub_sector | Industry | Metals | Industry (metal) | Energetic | industry_metal_demand_others_energetic | Others | EU | Energy demand | 0 | FEC
PL | TYNDP2026 | NT | 2040 | TWh | 170 | Sub_sector | Industry | Metals | Industry (metal) | Energetic | industry_metal_demand_ammonia_energetic | Ammonia | EU | Energy demand | 0 | FEC
PL | TYNDP2026 | NT | 2040 | TWh | 172 | Sub_sector | Industry | Others | Industry (other, energetic) | Energetic | industry_other_demand_electricity_energetic | Electricity | EU | Energy demand | 29.8137 | FEC
PL | TYNDP2026 | NT | 2040 | TWh | 173 | Sub_sector | Industry | Others | Industry (other, energetic) | Energetic | industry_other_demand_hydrogen_energetic | Hydrogen | EU | Energy demand | 2.0583 | FEC
PL | TYNDP2026 | NT | 2040 | TWh | 174 | Sub_sector | Industry | Others | Industry (other, energetic) | Energetic | industry_other_demand_methane_energetic | Methane | EU | Energy demand | 12.6547 | FEC
PL | TYNDP2026 | NT | 2040 | TWh | 175 | Sub_sector | Industry | Others | Industry (other, energetic) | Energetic | industry_other_demand_heat_energetic | Heat | EU | Energy demand | 5.1334 | FEC
PL | TYNDP2026 | NT | 2040 | TWh | 176 | Sub_sector | Industry | Others | Industry (other, energetic) | Energetic | industry_other_demand_biomass_energetic | Biomass | EU | Energy demand | 14.2525 | FEC
PL | TYNDP2026 | NT | 2040 | TWh | 177 | Sub_sector | Industry | Others | Industry (other, energetic) | Energetic | industry_other_demand_coal_energetic | Solids | EU | Energy demand | 0 | FEC
PL | TYNDP2026 | NT | 2040 | TWh | 178 | Sub_sector | Industry | Others | Industry (other, energetic) | Energetic | industry_other_demand_oil_energetic | Liquids | EU | Energy demand | 0 | FEC
PL | TYNDP2026 | NT | 2040 | TWh | 179 | Sub_sector | Industry | Others | Industry (other, energetic) | Energetic | industry_other_demand_others_energetic | Others | EU | Energy demand | 0 | FEC
PL | TYNDP2026 | NT | 2040 | TWh | 180 | Sub_sector | Industry | Others | Industry (other, energetic) | Energetic | industry_other_demand_ammonia_energetic | Ammonia | EU | Energy demand | 0 | FEC
PL | TYNDP2026 | NT | 2040 | TWh | 182 | Sub_sector | Industry | Others | Industry (other, non-energetic) | Non-energetic | industry_other_demand_electricity_non_energetic | Electricity | EU | Energy demand | 0 | not_included_in_FEC
PL | TYNDP2026 | NT | 2040 | TWh | 183 | Sub_sector | Industry | Others | Industry (other, non-energetic) | Non-energetic | industry_other_demand_hydrogen_non_energetic | Hydrogen | EU | Energy demand | 1.6465 | not_included_in_FEC
PL | TYNDP2026 | NT | 2040 | TWh | 184 | Sub_sector | Industry | Others | Industry (other, non-energetic) | Non-energetic | industry_other_demand_methane_non_energetic | Methane | EU | Energy demand | 9.0306 | not_included_in_FEC
PL | TYNDP2026 | NT | 2040 | TWh | 185 | Sub_sector | Industry | Others | Industry (other, non-energetic) | Non-energetic | industry_other_demand_heat_non_energetic | Heat | EU | Energy demand | 0 | not_included_in_FEC
PL | TYNDP2026 | NT | 2040 | TWh | 186 | Sub_sector | Industry | Others | Industry (other, non-energetic) | Non-energetic | industry_other_demand_biomass_non_energetic | Biomass | EU | Energy demand | 0 | not_included_in_FEC
PL | TYNDP2026 | NT | 2040 | TWh | 187 | Sub_sector | Industry | Others | Industry (other, non-energetic) | Non-energetic | industry_other_demand_coal_non_energetic | Solids | EU | Energy demand | 0.42409 | not_included_in_FEC
PL | TYNDP2026 | NT | 2040 | TWh | 188 | Sub_sector | Industry | Others | Industry (other, non-energetic) | Non-energetic | industry_other_demand_oil_non_energetic | Liquids | EU | Energy demand | 13.8453 | not_included_in_FEC
PL | TYNDP2026 | NT | 2040 | TWh | 189 | Sub_sector | Industry | Others | Industry (other, non-energetic) | Non-energetic | industry_other_demand_others_non_energetic | Others | EU | Energy demand | 0 | not_included_in_FEC
PL | TYNDP2026 | NT | 2040 | TWh | 190 | Sub_sector | Industry | Others | Industry (other, non-energetic) | Non-energetic | industry_other_demand_ammonia_non_energetic | Ammonia | EU | Energy demand | 0 | not_included_in_FEC
PL | TYNDP2026 | NT | 2040 | TWh | 192 | Sub_sector | Industry | Paper | Industry (paper) | Energetic | industry_paper_demand_electricity_energetic | Electricity | EU | Energy demand | 3.275 | FEC
PL | TYNDP2026 | NT | 2040 | TWh | 193 | Sub_sector | Industry | Paper | Industry (paper) | Energetic | industry_paper_demand_hydrogen_energetic | Hydrogen | EU | Energy demand | 0 | FEC
PL | TYNDP2026 | NT | 2040 | TWh | 194 | Sub_sector | Industry | Paper | Industry (paper) | Energetic | industry_paper_demand_methane_energetic | Methane | EU | Energy demand | 2.5584 | FEC
PL | TYNDP2026 | NT | 2040 | TWh | 195 | Sub_sector | Industry | Paper | Industry (paper) | Energetic | industry_paper_demand_heat_energetic | Heat | EU | Energy demand | 0 | FEC
PL | TYNDP2026 | NT | 2040 | TWh | 196 | Sub_sector | Industry | Paper | Industry (paper) | Energetic | industry_paper_demand_biomass_energetic | Biomass | EU | Energy demand | 8.5888 | FEC
PL | TYNDP2026 | NT | 2040 | TWh | 197 | Sub_sector | Industry | Paper | Industry (paper) | Energetic | industry_paper_demand_coal_energetic | Solids | EU | Energy demand | 0 | FEC
PL | TYNDP2026 | NT | 2040 | TWh | 198 | Sub_sector | Industry | Paper | Industry (paper) | Energetic | industry_paper_demand_oil_energetic | Liquids | EU | Energy demand | 0 | FEC
PL | TYNDP2026 | NT | 2040 | TWh | 199 | Sub_sector | Industry | Paper | Industry (paper) | Energetic | industry_paper_demand_others_energetic | Others | EU | Energy demand | 0 | FEC
PL | TYNDP2026 | NT | 2040 | TWh | 200 | Sub_sector | Industry | Paper | Industry (paper) | Energetic | industry_paper_demand_ammonia_energetic | Ammonia | EU | Energy demand | 0 | FEC
PL | TYNDP2026 | NT | 2040 | TWh | 202 | Sub_sector | Industry | Refineries | Industry (refineries, energetic) | Energetic | industry_refinery_demand_electricity_energetic | Electricity | EU | Energy demand | 1.1528 | not_included_in_FEC
PL | TYNDP2026 | NT | 2040 | TWh | 203 | Sub_sector | Industry | Refineries | Industry (refineries, energetic) | Energetic | industry_refinery_demand_hydrogen_energetic | Hydrogen | EU | Energy demand | 0.10672 | not_included_in_FEC
PL | TYNDP2026 | NT | 2040 | TWh | 204 | Sub_sector | Industry | Refineries | Industry (refineries, energetic) | Energetic | industry_refinery_demand_methane_energetic | Methane | EU | Energy demand | 11.0723 | not_included_in_FEC
PL | TYNDP2026 | NT | 2040 | TWh | 205 | Sub_sector | Industry | Refineries | Industry (refineries, energetic) | Energetic | industry_refinery_demand_heat_energetic | Heat | EU | Energy demand | 0.00596 | not_included_in_FEC
PL | TYNDP2026 | NT | 2040 | TWh | 206 | Sub_sector | Industry | Refineries | Industry (refineries, energetic) | Energetic | industry_refinery_demand_biomass_energetic | Biomass | EU | Energy demand | 1.0505 | not_included_in_FEC
PL | TYNDP2026 | NT | 2040 | TWh | 207 | Sub_sector | Industry | Refineries | Industry (refineries, energetic) | Energetic | industry_refinery_demand_coal_energetic | Solids | EU | Energy demand | 0.0072966 | not_included_in_FEC
PL | TYNDP2026 | NT | 2040 | TWh | 208 | Sub_sector | Industry | Refineries | Industry (refineries, energetic) | Energetic | industry_refinery_demand_oil_energetic | Liquids | EU | Energy demand | 1.3166 | not_included_in_FEC
PL | TYNDP2026 | NT | 2040 | TWh | 209 | Sub_sector | Industry | Refineries | Industry (refineries, energetic) | Energetic | industry_refinery_demand_others_energetic | Others | EU | Energy demand | 0 | not_included_in_FEC
PL | TYNDP2026 | NT | 2040 | TWh | 210 | Sub_sector | Industry | Refineries | Industry (refineries, energetic) | Energetic | industry_refinery_demand_ammonia_energetic | Ammonia | EU | Energy demand | 0 | not_included_in_FEC
PL | TYNDP2026 | NT | 2040 | TWh | 212 | Sub_sector | Industry | Refineries | Industry (refineries, non-energetic) | Non-energetic | industry_refinery_demand_electricity_non_energetic | Electricity | EU | Energy demand | 0 | not_included_in_FEC
PL | TYNDP2026 | NT | 2040 | TWh | 213 | Sub_sector | Industry | Refineries | Industry (refineries, non-energetic) | Non-energetic | industry_refinery_demand_hydrogen_non_energetic | Hydrogen | EU | Energy demand | 0 | not_included_in_FEC
PL | TYNDP2026 | NT | 2040 | TWh | 214 | Sub_sector | Industry | Refineries | Industry (refineries, non-energetic) | Non-energetic | industry_refinery_demand_methane_non_energetic | Methane | EU | Energy demand | 0 | not_included_in_FEC
PL | TYNDP2026 | NT | 2040 | TWh | 215 | Sub_sector | Industry | Refineries | Industry (refineries, non-energetic) | Non-energetic | industry_refinery_demand_heat_non_energetic | Heat | EU | Energy demand | 0 | not_included_in_FEC
PL | TYNDP2026 | NT | 2040 | TWh | 216 | Sub_sector | Industry | Refineries | Industry (refineries, non-energetic) | Non-energetic | industry_refinery_demand_biomass_non_energetic | Biomass | EU | Energy demand | 0 | not_included_in_FEC
PL | TYNDP2026 | NT | 2040 | TWh | 217 | Sub_sector | Industry | Refineries | Industry (refineries, non-energetic) | Non-energetic | industry_refinery_demand_coal_non_energetic | Solids | EU | Energy demand | 0 | not_included_in_FEC
PL | TYNDP2026 | NT | 2040 | TWh | 218 | Sub_sector | Industry | Refineries | Industry (refineries, non-energetic) | Non-energetic | industry_refinery_demand_oil_non_energetic | Liquids | EU | Energy demand | 0 | not_included_in_FEC
PL | TYNDP2026 | NT | 2040 | TWh | 219 | Sub_sector | Industry | Refineries | Industry (refineries, non-energetic) | Non-energetic | industry_refinery_demand_others_non_energetic | Others | EU | Energy demand | 0 | not_included_in_FEC
PL | TYNDP2026 | NT | 2040 | TWh | 220 | Sub_sector | Industry | Refineries | Industry (refineries, non-energetic) | Non-energetic | industry_refinery_demand_ammonia_non_energetic | Ammonia | EU | Energy demand | 0 | not_included_in_FEC
PL | TYNDP2026 | NT | 2040 | TWh | 222 | Sub_sector | Industry | Steel | Industry (steel) | Energetic | industry_steel_demand_electricity_energetic | Electricity | EU | Energy demand | 5.417 | FEC
PL | TYNDP2026 | NT | 2040 | TWh | 223 | Sub_sector | Industry | Steel | Industry (steel) | Energetic | industry_steel_demand_hydrogen_energetic | Hydrogen | EU | Energy demand | 0.22851 | FEC
PL | TYNDP2026 | NT | 2040 | TWh | 224 | Sub_sector | Industry | Steel | Industry (steel) | Energetic | industry_steel_demand_methane_energetic | Methane | EU | Energy demand | 9.4024 | FEC
PL | TYNDP2026 | NT | 2040 | TWh | 225 | Sub_sector | Industry | Steel | Industry (steel) | Energetic | industry_steel_demand_heat_energetic | Heat | EU | Energy demand | 0.32499 | FEC
PL | TYNDP2026 | NT | 2040 | TWh | 226 | Sub_sector | Industry | Steel | Industry (steel) | Energetic | industry_steel_demand_biomass_energetic | Biomass | EU | Energy demand | 4.58e-05 | FEC
PL | TYNDP2026 | NT | 2040 | TWh | 227 | Sub_sector | Industry | Steel | Industry (steel) | Energetic | industry_steel_demand_coal_energetic | Solids | EU | Energy demand | 4.535 | FEC
PL | TYNDP2026 | NT | 2040 | TWh | 228 | Sub_sector | Industry | Steel | Industry (steel) | Energetic | industry_steel_demand_oil_energetic | Liquids | EU | Energy demand | 0.014742 | FEC
PL | TYNDP2026 | NT | 2040 | TWh | 229 | Sub_sector | Industry | Steel | Industry (steel) | Energetic | industry_steel_demand_others_energetic | Others | EU | Energy demand | 0 | FEC
PL | TYNDP2026 | NT | 2040 | TWh | 230 | Sub_sector | Industry | Steel | Industry (steel) | Energetic | industry_steel_demand_ammonia_energetic | Ammonia | EU | Energy demand | 0 | FEC
PL | TYNDP2026 | NT | 2040 | TWh | 232 | Sub_sector | Transport | Cars | Transport (cars) | Energetic | transport_cars_final_demand_electricity | Electricity | EU | Energy demand | 11.335 | FEC
PL | TYNDP2026 | NT | 2040 | TWh | 233 | Sub_sector | Transport | Cars | Transport (cars) | Energetic | transport_cars_final_demand_hydrogen | Hydrogen | EU | Energy demand | 3.8452 | FEC
PL | TYNDP2026 | NT | 2040 | TWh | 234 | Sub_sector | Transport | Cars | Transport (cars) | Energetic | transport_cars_final_demand_methane | Methane | EU | Energy demand | 0.022191 | FEC
PL | TYNDP2026 | NT | 2040 | TWh | 235 | Sub_sector | Transport | Cars | Transport (cars) | Energetic | transport_cars_final_demand_heat | Heat | EU | Energy demand | 0 | FEC
PL | TYNDP2026 | NT | 2040 | TWh | 236 | Sub_sector | Transport | Cars | Transport (cars) | Energetic | transport_cars_final_demand_biomass | Biomass | EU | Energy demand | 0 | FEC
PL | TYNDP2026 | NT | 2040 | TWh | 237 | Sub_sector | Transport | Cars | Transport (cars) | Energetic | transport_cars_final_demand_coal | Solids | EU | Energy demand | 0 | FEC
PL | TYNDP2026 | NT | 2040 | TWh | 238 | Sub_sector | Transport | Cars | Transport (cars) | Energetic | transport_cars_final_demand_oil | Liquids | EU | Energy demand | 127.9299 | FEC
PL | TYNDP2026 | NT | 2040 | TWh | 239 | Sub_sector | Transport | Cars | Transport (cars) | Energetic | transport_cars_final_demand_other | Others | EU | Energy demand | 0 | FEC
PL | TYNDP2026 | NT | 2040 | TWh | 240 | Sub_sector | Transport | Cars | Transport (cars) | Energetic | transport_cars_final_demand_ammonia | Ammonia | EU | Energy demand | 0 | FEC
PL | TYNDP2026 | NT | 2040 | TWh | 242 | Sub_sector | Transport | Busses | Transport (busses) | Energetic | transport_busses_final_demand_electricity | Electricity | EU | Energy demand | 1.4521 | FEC
PL | TYNDP2026 | NT | 2040 | TWh | 243 | Sub_sector | Transport | Busses | Transport (busses) | Energetic | transport_busses_final_demand_hydrogen | Hydrogen | EU | Energy demand | 0.26138 | FEC
PL | TYNDP2026 | NT | 2040 | TWh | 244 | Sub_sector | Transport | Busses | Transport (busses) | Energetic | transport_busses_final_demand_methane | Methane | EU | Energy demand | 0.12227 | FEC
PL | TYNDP2026 | NT | 2040 | TWh | 245 | Sub_sector | Transport | Busses | Transport (busses) | Energetic | transport_busses_final_demand_heat | Heat | EU | Energy demand | 0 | FEC
PL | TYNDP2026 | NT | 2040 | TWh | 246 | Sub_sector | Transport | Busses | Transport (busses) | Energetic | transport_busses_final_demand_biomass | Biomass | EU | Energy demand | 0 | FEC
PL | TYNDP2026 | NT | 2040 | TWh | 247 | Sub_sector | Transport | Busses | Transport (busses) | Energetic | transport_busses_final_demand_coal | Solids | EU | Energy demand | 0 | FEC
PL | TYNDP2026 | NT | 2040 | TWh | 248 | Sub_sector | Transport | Busses | Transport (busses) | Energetic | transport_busses_final_demand_oil | Liquids | EU | Energy demand | 2.7174 | FEC
PL | TYNDP2026 | NT | 2040 | TWh | 249 | Sub_sector | Transport | Busses | Transport (busses) | Energetic | transport_busses_final_demand_other | Others | EU | Energy demand | 0 | FEC
PL | TYNDP2026 | NT | 2040 | TWh | 250 | Sub_sector | Transport | Busses | Transport (busses) | Energetic | transport_busses_final_demand_ammonia | Ammonia | EU | Energy demand | 0 | FEC
PL | TYNDP2026 | NT | 2040 | TWh | 252 | Sub_sector | Transport | Trucks | Transport (trucks) | Energetic | transport_trucks_final_demand_electricity | Electricity | EU | Energy demand | 1.4539 | FEC
PL | TYNDP2026 | NT | 2040 | TWh | 253 | Sub_sector | Transport | Trucks | Transport (trucks) | Energetic | transport_trucks_final_demand_hydrogen | Hydrogen | EU | Energy demand | 0.53602 | FEC
PL | TYNDP2026 | NT | 2040 | TWh | 254 | Sub_sector | Transport | Trucks | Transport (trucks) | Energetic | transport_trucks_final_demand_methane | Methane | EU | Energy demand | 3.0476 | FEC
PL | TYNDP2026 | NT | 2040 | TWh | 255 | Sub_sector | Transport | Trucks | Transport (trucks) | Energetic | transport_trucks_final_demand_heat | Heat | EU | Energy demand | 0 | FEC
PL | TYNDP2026 | NT | 2040 | TWh | 256 | Sub_sector | Transport | Trucks | Transport (trucks) | Energetic | transport_trucks_final_demand_biomass | Biomass | EU | Energy demand | 0 | FEC
PL | TYNDP2026 | NT | 2040 | TWh | 257 | Sub_sector | Transport | Trucks | Transport (trucks) | Energetic | transport_trucks_final_demand_coal | Solids | EU | Energy demand | 0 | FEC
PL | TYNDP2026 | NT | 2040 | TWh | 258 | Sub_sector | Transport | Trucks | Transport (trucks) | Energetic | transport_trucks_final_demand_oil | Liquids | EU | Energy demand | 42.4331 | FEC
PL | TYNDP2026 | NT | 2040 | TWh | 259 | Sub_sector | Transport | Trucks | Transport (trucks) | Energetic | transport_trucks_final_demand_other | Others | EU | Energy demand | 0 | FEC
PL | TYNDP2026 | NT | 2040 | TWh | 260 | Sub_sector | Transport | Trucks | Transport (trucks) | Energetic | transport_trucks_final_demand_ammonia | Ammonia | EU | Energy demand | 0 | FEC
PL | TYNDP2026 | NT | 2040 | TWh | 262 | Sub_sector | Transport | Vans | Transport (vans) | Energetic | transport_vans_final_demand_electricity | Electricity | EU | Energy demand | 1.48 | FEC
PL | TYNDP2026 | NT | 2040 | TWh | 263 | Sub_sector | Transport | Vans | Transport (vans) | Energetic | transport_vans_final_demand_hydrogen | Hydrogen | EU | Energy demand | 0.55894 | FEC
PL | TYNDP2026 | NT | 2040 | TWh | 264 | Sub_sector | Transport | Vans | Transport (vans) | Energetic | transport_vans_final_demand_methane | Methane | EU | Energy demand | 0.77772 | FEC
PL | TYNDP2026 | NT | 2040 | TWh | 265 | Sub_sector | Transport | Vans | Transport (vans) | Energetic | transport_vans_final_demand_heat | Heat | EU | Energy demand | 0 | FEC
PL | TYNDP2026 | NT | 2040 | TWh | 266 | Sub_sector | Transport | Vans | Transport (vans) | Energetic | transport_vans_final_demand_biomass | Biomass | EU | Energy demand | 0 | FEC
PL | TYNDP2026 | NT | 2040 | TWh | 267 | Sub_sector | Transport | Vans | Transport (vans) | Energetic | transport_vans_final_demand_coal | Solids | EU | Energy demand | 0 | FEC
PL | TYNDP2026 | NT | 2040 | TWh | 268 | Sub_sector | Transport | Vans | Transport (vans) | Energetic | transport_vans_final_demand_oil | Liquids | EU | Energy demand | 11.1109 | FEC
PL | TYNDP2026 | NT | 2040 | TWh | 269 | Sub_sector | Transport | Vans | Transport (vans) | Energetic | transport_vans_final_demand_other | Others | EU | Energy demand | 0 | FEC
PL | TYNDP2026 | NT | 2040 | TWh | 270 | Sub_sector | Transport | Vans | Transport (vans) | Energetic | transport_vans_final_demand_ammonia | Ammonia | EU | Energy demand | 0 | FEC
PL | TYNDP2026 | NT | 2040 | TWh | 272 | Sub_sector | Transport | Freight trains | Transport (trains) | Energetic | transport_trains_final_demand_electricity | Electricity | EU | Energy demand | 3.2374 | FEC
PL | TYNDP2026 | NT | 2040 | TWh | 273 | Sub_sector | Transport | Freight trains | Transport (trains) | Energetic | transport_trains_final_demand_hydrogen | Hydrogen | EU | Energy demand | 0 | FEC
PL | TYNDP2026 | NT | 2040 | TWh | 274 | Sub_sector | Transport | Freight trains | Transport (trains) | Energetic | transport_trains_final_demand_methane | Methane | EU | Energy demand | 0 | FEC
PL | TYNDP2026 | NT | 2040 | TWh | 275 | Sub_sector | Transport | Freight trains | Transport (trains) | Energetic | transport_trains_final_demand_heat | Heat | EU | Energy demand | 0 | FEC
PL | TYNDP2026 | NT | 2040 | TWh | 276 | Sub_sector | Transport | Freight trains | Transport (trains) | Energetic | transport_trains_final_demand_biomass | Biomass | EU | Energy demand | 0 | FEC
PL | TYNDP2026 | NT | 2040 | TWh | 277 | Sub_sector | Transport | Freight trains | Transport (trains) | Energetic | transport_trains_final_demand_coal | Solids | EU | Energy demand | 0 | FEC
PL | TYNDP2026 | NT | 2040 | TWh | 278 | Sub_sector | Transport | Freight trains | Transport (trains) | Energetic | transport_trains_final_demand_oil | Liquids | EU | Energy demand | 0.74044 | FEC
PL | TYNDP2026 | NT | 2040 | TWh | 279 | Sub_sector | Transport | Freight trains | Transport (trains) | Energetic | transport_trains_final_demand_other | Others | EU | Energy demand | 0 | FEC
PL | TYNDP2026 | NT | 2040 | TWh | 280 | Sub_sector | Transport | Freight trains | Transport (trains) | Energetic | transport_trains_final_demand_ammonia | Ammonia | EU | Energy demand | 0 | FEC
PL | TYNDP2026 | NT | 2040 | TWh | 282 | Sub_sector | Transport | Ships | Transport (ships) | Energetic | transport_ships_final_demand_electricity | Electricity | EU | Energy demand | 0.0074021 | FEC
PL | TYNDP2026 | NT | 2040 | TWh | 283 | Sub_sector | Transport | Ships | Transport (ships) | Energetic | transport_ships_final_demand_hydrogen | Hydrogen | EU | Energy demand | 0 | FEC
PL | TYNDP2026 | NT | 2040 | TWh | 284 | Sub_sector | Transport | Ships | Transport (ships) | Energetic | transport_ships_final_demand_methane | Methane | EU | Energy demand | 0 | FEC
PL | TYNDP2026 | NT | 2040 | TWh | 285 | Sub_sector | Transport | Ships | Transport (ships) | Energetic | transport_ships_final_demand_heat | Heat | EU | Energy demand | 0 | FEC
PL | TYNDP2026 | NT | 2040 | TWh | 286 | Sub_sector | Transport | Ships | Transport (ships) | Energetic | transport_ships_final_demand_biomass | Biomass | EU | Energy demand | 0 | FEC
PL | TYNDP2026 | NT | 2040 | TWh | 287 | Sub_sector | Transport | Ships | Transport (ships) | Energetic | transport_ships_final_demand_coal | Solids | EU | Energy demand | 0 | FEC
PL | TYNDP2026 | NT | 2040 | TWh | 288 | Sub_sector | Transport | Ships | Transport (ships) | Energetic | transport_ships_final_demand_oil | Liquids | EU | Energy demand | 0.018493 | FEC
PL | TYNDP2026 | NT | 2040 | TWh | 289 | Sub_sector | Transport | Ships | Transport (ships) | Energetic | transport_ships_final_demand_other | Others | EU | Energy demand | 0 | FEC
PL | TYNDP2026 | NT | 2040 | TWh | 290 | Sub_sector | Transport | Ships | Transport (ships) | Energetic | transport_ships_final_demand_ammonia | Ammonia | EU | Energy demand | 0 | FEC
PL | TYNDP2026 | NT | 2040 | TWh | 292 | Sub_sector | Transport | Planes | Transport (planes) | Energetic | transport_planes_final_demand_electricity | Electricity | EU | Energy demand | 0 | FEC
PL | TYNDP2026 | NT | 2040 | TWh | 293 | Sub_sector | Transport | Planes | Transport (planes) | Energetic | transport_planes_final_demand_hydrogen | Hydrogen | EU | Energy demand | 0 | FEC
PL | TYNDP2026 | NT | 2040 | TWh | 294 | Sub_sector | Transport | Planes | Transport (planes) | Energetic | transport_planes_final_demand_methane | Methane | EU | Energy demand | 0 | FEC
PL | TYNDP2026 | NT | 2040 | TWh | 295 | Sub_sector | Transport | Planes | Transport (planes) | Energetic | transport_planes_final_demand_heat | Heat | EU | Energy demand | 0 | FEC
PL | TYNDP2026 | NT | 2040 | TWh | 296 | Sub_sector | Transport | Planes | Transport (planes) | Energetic | transport_planes_final_demand_biomass | Biomass | EU | Energy demand | 0 | FEC
PL | TYNDP2026 | NT | 2040 | TWh | 297 | Sub_sector | Transport | Planes | Transport (planes) | Energetic | transport_planes_final_demand_coal | Solids | EU | Energy demand | 0 | FEC
PL | TYNDP2026 | NT | 2040 | TWh | 298 | Sub_sector | Transport | Planes | Transport (planes) | Energetic | transport_planes_final_demand_oil | Liquids | EU | Energy demand | 0.35283 | FEC
PL | TYNDP2026 | NT | 2040 | TWh | 299 | Sub_sector | Transport | Planes | Transport (planes) | Energetic | transport_planes_final_demand_other | Others | EU | Energy demand | 0 | FEC
PL | TYNDP2026 | NT | 2040 | TWh | 300 | Sub_sector | Transport | Planes | Transport (planes) | Energetic | transport_planes_final_demand_ammonia | Ammonia | EU | Energy demand | 0 | FEC
PL | TYNDP2026 | NT | 2040 | TWh | 302 | Sub_sector | Transport | Others | Transport (others) | Energetic | transport_other_final_demand_electricity | Electricity | EU | Energy demand | 0.0084918 | FEC
PL | TYNDP2026 | NT | 2040 | TWh | 303 | Sub_sector | Transport | Others | Transport (others) | Energetic | transport_other_final_demand_hydrogen | Hydrogen | EU | Energy demand | 0 | FEC
PL | TYNDP2026 | NT | 2040 | TWh | 304 | Sub_sector | Transport | Others | Transport (others) | Energetic | transport_other_final_demand_methane | Methane | EU | Energy demand | 0 | FEC
PL | TYNDP2026 | NT | 2040 | TWh | 305 | Sub_sector | Transport | Others | Transport (others) | Energetic | transport_other_final_demand_heat | Heat | EU | Energy demand | 0 | FEC
PL | TYNDP2026 | NT | 2040 | TWh | 306 | Sub_sector | Transport | Others | Transport (others) | Energetic | transport_other_final_demand_biomass | Biomass | EU | Energy demand | 0 | FEC
PL | TYNDP2026 | NT | 2040 | TWh | 307 | Sub_sector | Transport | Others | Transport (others) | Energetic | transport_other_final_demand_coal | Solids | EU | Energy demand | 0 | FEC
PL | TYNDP2026 | NT | 2040 | TWh | 308 | Sub_sector | Transport | Others | Transport (others) | Energetic | transport_other_final_demand_oil | Liquids | EU | Energy demand | 1.4694 | FEC
PL | TYNDP2026 | NT | 2040 | TWh | 309 | Sub_sector | Transport | Others | Transport (others) | Energetic | transport_other_final_demand_other | Others | EU | Energy demand | 0 | FEC
PL | TYNDP2026 | NT | 2040 | TWh | 310 | Sub_sector | Transport | Others | Transport (others) | Energetic | transport_other_final_demand_ammonia | Ammonia | EU | Energy demand | 0 | FEC
PL | TYNDP2026 | NT | 2040 | TWh | 312 | Sub_sector | International transport | International aviation | Transport (int. aviation) | Energetic | transport_int_aviation_final_demand_electricity | Electricity | EU | Energy demand | 0 | FEC
PL | TYNDP2026 | NT | 2040 | TWh | 313 | Sub_sector | International transport | International aviation | Transport (int. aviation) | Energetic | transport_int_aviation_final_demand_hydrogen | Hydrogen | EU | Energy demand | 0 | FEC
PL | TYNDP2026 | NT | 2040 | TWh | 314 | Sub_sector | International transport | International aviation | Transport (int. aviation) | Energetic | transport_int_aviation_final_demand_methane | Methane | EU | Energy demand | 0 | FEC
PL | TYNDP2026 | NT | 2040 | TWh | 315 | Sub_sector | International transport | International aviation | Transport (int. aviation) | Energetic | transport_int_aviation_final_demand_heat | Heat | EU | Energy demand | 0 | FEC
PL | TYNDP2026 | NT | 2040 | TWh | 316 | Sub_sector | International transport | International aviation | Transport (int. aviation) | Energetic | transport_int_aviation_final_demand_biofuels | Biomass | EU | Energy demand | 0 | FEC
PL | TYNDP2026 | NT | 2040 | TWh | 317 | Sub_sector | International transport | International aviation | Transport (int. aviation) | Energetic | transport_int_aviation_final_demand_coal | Solids | EU | Energy demand | 0 | FEC
PL | TYNDP2026 | NT | 2040 | TWh | 318 | Sub_sector | International transport | International aviation | Transport (int. aviation) | Energetic | transport_int_aviation_final_demand_oil | Liquids | EU | Energy demand | 10.9917 | FEC
PL | TYNDP2026 | NT | 2040 | TWh | 319 | Sub_sector | International transport | International aviation | Transport (int. aviation) | Energetic | transport_int_aviation_final_demand_other | Others | EU | Energy demand | 0 | FEC
PL | TYNDP2026 | NT | 2040 | TWh | 320 | Sub_sector | International transport | International aviation | Transport (int. aviation) | Energetic | transport_int_aviation_final_demand_ammonia | Ammonia | EU | Energy demand | 0 | FEC
PL | TYNDP2026 | NT | 2040 | TWh | 322 | Sub_sector | International transport | International shipping | Transport (int. shipping) | Energetic | transport_int_shipping_final_demand_electricity | Electricity | EU | Energy demand | 0 | not_included_in_FEC
PL | TYNDP2026 | NT | 2040 | TWh | 323 | Sub_sector | International transport | International shipping | Transport (int. shipping) | Energetic | transport_int_shipping_final_demand_hydrogen | Hydrogen | EU | Energy demand | 0 | not_included_in_FEC
PL | TYNDP2026 | NT | 2040 | TWh | 324 | Sub_sector | International transport | International shipping | Transport (int. shipping) | Energetic | transport_int_shipping_final_demand_methane | Methane | EU | Energy demand | 0 | not_included_in_FEC
PL | TYNDP2026 | NT | 2040 | TWh | 325 | Sub_sector | International transport | International shipping | Transport (int. shipping) | Energetic | transport_int_shipping_final_demand_heat | Heat | EU | Energy demand | 0 | not_included_in_FEC
PL | TYNDP2026 | NT | 2040 | TWh | 326 | Sub_sector | International transport | International shipping | Transport (int. shipping) | Energetic | transport_int_shipping_final_demand_biofuels | Biomass | EU | Energy demand | 0 | not_included_in_FEC
PL | TYNDP2026 | NT | 2040 | TWh | 327 | Sub_sector | International transport | International shipping | Transport (int. shipping) | Energetic | transport_int_shipping_final_demand_coal | Solids | EU | Energy demand | 0 | not_included_in_FEC
PL | TYNDP2026 | NT | 2040 | TWh | 328 | Sub_sector | International transport | International shipping | Transport (int. shipping) | Energetic | transport_int_shipping_final_demand_oil | Liquids | EU | Energy demand | 2.6582 | not_included_in_FEC
PL | TYNDP2026 | NT | 2040 | TWh | 329 | Sub_sector | International transport | International shipping | Transport (int. shipping) | Energetic | transport_int_shipping_final_demand_other | Others | EU | Energy demand | 0 | not_included_in_FEC
PL | TYNDP2026 | NT | 2040 | TWh | 330 | Sub_sector | International transport | International shipping | Transport (int. shipping) | Energetic | transport_int_shipping_final_demand_ammonia | Ammonia | EU | Energy demand | 0 | not_included_in_FEC
PL | TYNDP2026 | NT | 2040 | TWh | 332 | Sub_sector | Households | Space heating | Households (heating) | Energetic | households_heating_final_demand_electricity | Electricity | EU | Energy demand | 17.0148 | FEC
PL | TYNDP2026 | NT | 2040 | TWh | 333 | Sub_sector | Households | Space heating | Households (heating) | Energetic | households_heating_final_demand_hydrogen | Hydrogen | EU | Energy demand | 0 | FEC
PL | TYNDP2026 | NT | 2040 | TWh | 334 | Sub_sector | Households | Space heating | Households (heating) | Energetic | households_heating_final_demand_methane | Methane | EU | Energy demand | 32.1313 | FEC
PL | TYNDP2026 | NT | 2040 | TWh | 335 | Sub_sector | Households | Space heating | Households (heating) | Energetic | households_heating_final_demand_heat | Heat | EU | Energy demand | 29.7368 | FEC
PL | TYNDP2026 | NT | 2040 | TWh | 336 | Sub_sector | Households | Space heating | Households (heating) | Energetic | households_heating_final_demand_biomass | Biomass | EU | Energy demand | 26.9591 | FEC
PL | TYNDP2026 | NT | 2040 | TWh | 337 | Sub_sector | Households | Space heating | Households (heating) | Energetic | households_heating_final_demand_coal | Solids | EU | Energy demand | 5.0011 | FEC
PL | TYNDP2026 | NT | 2040 | TWh | 338 | Sub_sector | Households | Space heating | Households (heating) | Energetic | households_heating_final_demand_oil | Liquids | EU | Energy demand | 3.6142 | FEC
PL | TYNDP2026 | NT | 2040 | TWh | 339 | Sub_sector | Households | Space heating | Households (heating) | Energetic | households_heating_final_demand_other | Others | EU | Energy demand | 11.8252 | FEC
PL | TYNDP2026 | NT | 2040 | TWh | 340 | Sub_sector | Households | Space heating | Households (heating) | Energetic | households_heating_final_demand_ammonia | Ammonia | EU | Energy demand | 0 | FEC
PL | TYNDP2026 | NT | 2040 | TWh | 343 | Sub_sector | Households | Cooling | Households (cooling) | Energetic | households_cooling_final_demand_electricity | Electricity | EU | Energy demand | 0 | FEC
PL | TYNDP2026 | NT | 2040 | TWh | 344 | Sub_sector | Households | Cooling | Households (cooling) | Energetic | households_cooling_final_demand_hydrogen | Hydrogen | EU | Energy demand | 0 | FEC
PL | TYNDP2026 | NT | 2040 | TWh | 345 | Sub_sector | Households | Cooling | Households (cooling) | Energetic | households_cooling_final_demand_methane | Methane | EU | Energy demand | 0 | FEC
PL | TYNDP2026 | NT | 2040 | TWh | 346 | Sub_sector | Households | Cooling | Households (cooling) | Energetic | households_cooling_final_demand_heat | Heat | EU | Energy demand | 0 | FEC
PL | TYNDP2026 | NT | 2040 | TWh | 347 | Sub_sector | Households | Cooling | Households (cooling) | Energetic | households_cooling_final_demand_biomass | Biomass | EU | Energy demand | 0 | FEC
PL | TYNDP2026 | NT | 2040 | TWh | 348 | Sub_sector | Households | Cooling | Households (cooling) | Energetic | households_cooling_final_demand_coal | Solids | EU | Energy demand | 0 | FEC
PL | TYNDP2026 | NT | 2040 | TWh | 349 | Sub_sector | Households | Cooling | Households (cooling) | Energetic | households_cooling_final_demand_oil | Liquids | EU | Energy demand | 0 | FEC
PL | TYNDP2026 | NT | 2040 | TWh | 350 | Sub_sector | Households | Cooling | Households (cooling) | Energetic | households_cooling_final_demand_other | Others | EU | Energy demand | 0 | FEC
PL | TYNDP2026 | NT | 2040 | TWh | 351 | Sub_sector | Households | Cooling | Households (cooling) | Energetic | households_cooling_final_demand_ammonia | Ammonia | EU | Energy demand | 0 | FEC
PL | TYNDP2026 | NT | 2040 | TWh | 354 | Sub_sector | Households | Hot water | Households (hot water) | Energetic | households_hot_water_final_demand_electricity | Electricity | EU | Energy demand | 0.52921 | FEC
PL | TYNDP2026 | NT | 2040 | TWh | 355 | Sub_sector | Households | Hot water | Households (hot water) | Energetic | households_hot_water_final_demand_hydrogen | Hydrogen | EU | Energy demand | 0 | FEC
PL | TYNDP2026 | NT | 2040 | TWh | 356 | Sub_sector | Households | Hot water | Households (hot water) | Energetic | households_hot_water_final_demand_methane | Methane | EU | Energy demand | 0.6284 | FEC
PL | TYNDP2026 | NT | 2040 | TWh | 357 | Sub_sector | Households | Hot water | Households (hot water) | Energetic | households_hot_water_final_demand_heat | Heat | EU | Energy demand | 0.7373 | FEC
PL | TYNDP2026 | NT | 2040 | TWh | 358 | Sub_sector | Households | Hot water | Households (hot water) | Energetic | households_hot_water_final_demand_biomass | Biomass | EU | Energy demand | 0.41166 | FEC
PL | TYNDP2026 | NT | 2040 | TWh | 359 | Sub_sector | Households | Hot water | Households (hot water) | Energetic | households_hot_water_final_demand_coal | Solids | EU | Energy demand | 0.048203 | FEC
PL | TYNDP2026 | NT | 2040 | TWh | 360 | Sub_sector | Households | Hot water | Households (hot water) | Energetic | households_hot_water_final_demand_oil | Liquids | EU | Energy demand | 0.034836 | FEC
PL | TYNDP2026 | NT | 2040 | TWh | 361 | Sub_sector | Households | Hot water | Households (hot water) | Energetic | households_hot_water_final_demand_other | Others | EU | Energy demand | 30.3317 | FEC
PL | TYNDP2026 | NT | 2040 | TWh | 362 | Sub_sector | Households | Hot water | Households (hot water) | Energetic | households_hot_water_final_demand_ammonia | Ammonia | EU | Energy demand | 0 | FEC
PL | TYNDP2026 | NT | 2040 | TWh | 365 | Sub_sector | Households | Appliances | Households (appliances) | Energetic | households_appliances_final_demand_electricity | Electricity | EU | Energy demand | 24.8295 | FEC
PL | TYNDP2026 | NT | 2040 | TWh | 366 | Sub_sector | Households | Appliances | Households (appliances) | Energetic | households_appliances_final_demand_hydrogen | Hydrogen | EU | Energy demand | 0 | FEC
PL | TYNDP2026 | NT | 2040 | TWh | 367 | Sub_sector | Households | Appliances | Households (appliances) | Energetic | households_appliances_final_demand_methane | Methane | EU | Energy demand | 5.0668 | FEC
PL | TYNDP2026 | NT | 2040 | TWh | 368 | Sub_sector | Households | Appliances | Households (appliances) | Energetic | households_appliances_final_demand_heat | Heat | EU | Energy demand | 0 | FEC
PL | TYNDP2026 | NT | 2040 | TWh | 369 | Sub_sector | Households | Appliances | Households (appliances) | Energetic | households_appliances_final_demand_biomass | Biomass | EU | Energy demand | 0.081422 | FEC
PL | TYNDP2026 | NT | 2040 | TWh | 370 | Sub_sector | Households | Appliances | Households (appliances) | Energetic | households_appliances_final_demand_coal | Solids | EU | Energy demand | 0 | FEC
PL | TYNDP2026 | NT | 2040 | TWh | 371 | Sub_sector | Households | Appliances | Households (appliances) | Energetic | households_appliances_final_demand_oil | Liquids | EU | Energy demand | 0 | FEC
PL | TYNDP2026 | NT | 2040 | TWh | 372 | Sub_sector | Households | Appliances | Households (appliances) | Energetic | households_appliances_final_demand_other | Others | EU | Energy demand | 0 | FEC
PL | TYNDP2026 | NT | 2040 | TWh | 373 | Sub_sector | Households | Appliances | Households (appliances) | Energetic | households_appliances_final_demand_ammonia | Ammonia | EU | Energy demand | 0 | FEC
PL | TYNDP2026 | NT | 2040 | TWh | 375 | Sub_sector | Buildings | Space heating | Buildings (heat) | Energetic | buildings_heat_final_demand_electricity | Electricity | EU | Energy demand | 20.9899 | FEC
PL | TYNDP2026 | NT | 2040 | TWh | 376 | Sub_sector | Buildings | Space heating | Buildings (heat) | Energetic | buildings_heat_final_demand_hydrogen | Hydrogen | EU | Energy demand | 0 | FEC
PL | TYNDP2026 | NT | 2040 | TWh | 377 | Sub_sector | Buildings | Space heating | Buildings (heat) | Energetic | buildings_heat_final_demand_methane | Methane | EU | Energy demand | 4.1294 | FEC
PL | TYNDP2026 | NT | 2040 | TWh | 378 | Sub_sector | Buildings | Space heating | Buildings (heat) | Energetic | buildings_heat_final_demand_heat | Heat | EU | Energy demand | 11.5275 | FEC
PL | TYNDP2026 | NT | 2040 | TWh | 379 | Sub_sector | Buildings | Space heating | Buildings (heat) | Energetic | buildings_heat_final_demand_biomass | Biomass | EU | Energy demand | 2.4367 | FEC
PL | TYNDP2026 | NT | 2040 | TWh | 380 | Sub_sector | Buildings | Space heating | Buildings (heat) | Energetic | buildings_heat_final_demand_coal | Solids | EU | Energy demand | 1.3106 | FEC
PL | TYNDP2026 | NT | 2040 | TWh | 381 | Sub_sector | Buildings | Space heating | Buildings (heat) | Energetic | buildings_heat_final_demand_oil | Liquids | EU | Energy demand | 0 | FEC
PL | TYNDP2026 | NT | 2040 | TWh | 382 | Sub_sector | Buildings | Space heating | Buildings (heat) | Energetic | buildings_heat_final_demand_other | Others | EU | Energy demand | 2.8103 | FEC
PL | TYNDP2026 | NT | 2040 | TWh | 383 | Sub_sector | Buildings | Space heating | Buildings (heat) | Energetic | buildings_heat_final_demand_ammonia | Ammonia | EU | Energy demand | 0 | FEC
PL | TYNDP2026 | NT | 2040 | TWh | 386 | Sub_sector | Buildings | Cooling | Buildings (cooling) | Energetic | buildings_cooling_final_demand_electricity | Electricity | EU | Energy demand | 1.1461 | FEC
PL | TYNDP2026 | NT | 2040 | TWh | 387 | Sub_sector | Buildings | Cooling | Buildings (cooling) | Energetic | buildings_cooling_final_demand_hydrogen | Hydrogen | EU | Energy demand | 0 | FEC
PL | TYNDP2026 | NT | 2040 | TWh | 388 | Sub_sector | Buildings | Cooling | Buildings (cooling) | Energetic | buildings_cooling_final_demand_methane | Methane | EU | Energy demand | 0.0055584 | FEC
PL | TYNDP2026 | NT | 2040 | TWh | 389 | Sub_sector | Buildings | Cooling | Buildings (cooling) | Energetic | buildings_cooling_final_demand_heat | Heat | EU | Energy demand | 0 | FEC
PL | TYNDP2026 | NT | 2040 | TWh | 390 | Sub_sector | Buildings | Cooling | Buildings (cooling) | Energetic | buildings_cooling_final_demand_biomass | Biomass | EU | Energy demand | 0 | FEC
PL | TYNDP2026 | NT | 2040 | TWh | 391 | Sub_sector | Buildings | Cooling | Buildings (cooling) | Energetic | buildings_cooling_final_demand_coal | Solids | EU | Energy demand | 0 | FEC
PL | TYNDP2026 | NT | 2040 | TWh | 392 | Sub_sector | Buildings | Cooling | Buildings (cooling) | Energetic | buildings_cooling_final_demand_oil | Liquids | EU | Energy demand | 0 | FEC
PL | TYNDP2026 | NT | 2040 | TWh | 393 | Sub_sector | Buildings | Cooling | Buildings (cooling) | Energetic | buildings_cooling_final_demand_other | Others | EU | Energy demand | 0 | FEC
PL | TYNDP2026 | NT | 2040 | TWh | 394 | Sub_sector | Buildings | Cooling | Buildings (cooling) | Energetic | buildings_cooling_final_demand_ammonia | Ammonia | EU | Energy demand | 0 | FEC
PL | TYNDP2026 | NT | 2040 | TWh | 397 | Sub_sector | Buildings | Appliances | Buildings (appliances) | Energetic | buildings_appliances_final_demand_electricity | Electricity | EU | Energy demand | 35.2409 | FEC
PL | TYNDP2026 | NT | 2040 | TWh | 398 | Sub_sector | Buildings | Appliances | Buildings (appliances) | Energetic | buildings_appliances_final_demand_hydrogen | Hydrogen | EU | Energy demand | 0 | FEC
PL | TYNDP2026 | NT | 2040 | TWh | 399 | Sub_sector | Buildings | Appliances | Buildings (appliances) | Energetic | buildings_appliances_final_demand_methane | Methane | EU | Energy demand | 5.0676 | FEC
PL | TYNDP2026 | NT | 2040 | TWh | 400 | Sub_sector | Buildings | Appliances | Buildings (appliances) | Energetic | buildings_appliances_final_demand_heat | Heat | EU | Energy demand | 0 | FEC
PL | TYNDP2026 | NT | 2040 | TWh | 401 | Sub_sector | Buildings | Appliances | Buildings (appliances) | Energetic | buildings_appliances_final_demand_biomass | Biomass | EU | Energy demand | 0 | FEC
PL | TYNDP2026 | NT | 2040 | TWh | 402 | Sub_sector | Buildings | Appliances | Buildings (appliances) | Energetic | buildings_appliances_final_demand_coal | Solids | EU | Energy demand | 0 | FEC
PL | TYNDP2026 | NT | 2040 | TWh | 403 | Sub_sector | Buildings | Appliances | Buildings (appliances) | Energetic | buildings_appliances_final_demand_oil | Liquids | EU | Energy demand | 0 | FEC
PL | TYNDP2026 | NT | 2040 | TWh | 404 | Sub_sector | Buildings | Appliances | Buildings (appliances) | Energetic | buildings_appliances_final_demand_other | Others | EU | Energy demand | 0 | FEC
PL | TYNDP2026 | NT | 2040 | TWh | 405 | Sub_sector | Buildings | Appliances | Buildings (appliances) | Energetic | buildings_appliances_final_demand_ammonia | Ammonia | EU | Energy demand | 0 | FEC
PL | TYNDP2026 | NT | 2040 | TWh | 407 | Sub_sector | Buildings | Datacenters | Datacenters & ICT | Energetic | datacentres_final_demand_electricity_energetic | Electricity | EU | Energy demand | 3.3572 | FEC
PL | TYNDP2026 | NT | 2040 | TWh | 408 | Sub_sector | Buildings | Datacenters | Datacenters & ICT | Energetic | datacentres_final_demand_hydrogen_energetic | Hydrogen | EU | Energy demand | 0 | FEC
PL | TYNDP2026 | NT | 2040 | TWh | 409 | Sub_sector | Buildings | Datacenters | Datacenters & ICT | Energetic | datacentres_final_demand_methane_energetic | Methane | EU | Energy demand | 0 | FEC
PL | TYNDP2026 | NT | 2040 | TWh | 410 | Sub_sector | Buildings | Datacenters | Datacenters & ICT | Energetic | datacentres_final_demand_heat_energetic | Heat | EU | Energy demand | 0 | FEC
PL | TYNDP2026 | NT | 2040 | TWh | 411 | Sub_sector | Buildings | Datacenters | Datacenters & ICT | Energetic | datacentres_final_demand_biomass_energetic | Biomass | EU | Energy demand | 0 | FEC
PL | TYNDP2026 | NT | 2040 | TWh | 412 | Sub_sector | Buildings | Datacenters | Datacenters & ICT | Energetic | datacentres_final_demand_coal_energetic | Solids | EU | Energy demand | 0 | FEC
PL | TYNDP2026 | NT | 2040 | TWh | 413 | Sub_sector | Buildings | Datacenters | Datacenters & ICT | Energetic | datacentres_final_demand_oil_energetic | Liquids | EU | Energy demand | 0 | FEC
PL | TYNDP2026 | NT | 2040 | TWh | 414 | Sub_sector | Buildings | Datacenters | Datacenters & ICT | Energetic | datacentres_final_demand_other_energetic | Others | EU | Energy demand | 0 | FEC
PL | TYNDP2026 | NT | 2040 | TWh | 415 | Sub_sector | Buildings | Datacenters | Datacenters & ICT | Energetic | datacentres_final_demand_ammonia_energetic | Ammonia | EU | Energy demand | 0 | FEC
PL | TYNDP2026 | NT | 2040 | TWh | 417 | Sub_sector | Transport | Others_Sector | Others_Sector | Energetic | other_final_demand_electricity_energetic | Electricity | EU | Energy demand | 0 | FEC
PL | TYNDP2026 | NT | 2040 | TWh | 418 | Sub_sector | Transport | Others_Sector | Others_Sector | Energetic | other_final_demand_hydrogen_energetic | Hydrogen | EU | Energy demand | 0 | FEC
PL | TYNDP2026 | NT | 2040 | TWh | 419 | Sub_sector | Transport | Pipeline Transport | Others_Sector | Energetic | other_final_demand_methane_energetic | Methane | EU | Energy demand | 4.55 | FEC
PL | TYNDP2026 | NT | 2040 | TWh | 420 | Sub_sector | Transport | Others_Sector | Others_Sector | Energetic | other_final_demand_heat_energetic | Heat | EU | Energy demand | 0 | FEC
PL | TYNDP2026 | NT | 2040 | TWh | 421 | Sub_sector | Transport | Others_Sector | Others_Sector | Energetic | other_final_demand_biomass_energetic | Biomass | EU | Energy demand | 0 | FEC
PL | TYNDP2026 | NT | 2040 | TWh | 422 | Sub_sector | Transport | Others_Sector | Others_Sector | Energetic | other_final_demand_coal_energetic | Solids | EU | Energy demand | 0 | FEC
PL | TYNDP2026 | NT | 2040 | TWh | 423 | Sub_sector | Transport | Others_Sector | Others_Sector | Energetic | other_final_demand_oil_energetic | Liquids | EU | Energy demand | 0.0011586 | FEC
PL | TYNDP2026 | NT | 2040 | TWh | 424 | Sub_sector | Others_Sector | Others_Sector | Others_Sector | Non-energetic | other_final_demand_oil_non_energetic | Liquids | EU | Energy demand | 4.7399 | not_included_in_FEC
PL | TYNDP2026 | NT | 2040 | TWh | 425 | Sub_sector | Transport | Others_Sector | Others_Sector | Energetic | other_final_demand_other_energetic | Others | EU | Energy demand | 0 | FEC
PL | TYNDP2026 | NT | 2040 | TWh | 426 | Sub_sector | Transport | Others_Sector | Others_Sector | Energetic | other_final_demand_ammonia_energetic | Ammonia | EU | Energy demand | 0 | FEC
PL | TYNDP2026 | NT | 2040 | TWh | 427 | Sub_sector | Industry | Surplus_Heat_in_Industry | Surplus_Heat_in_Industry | Energetic | final_demand_of_industry_unused_local_production_steam_hot_water | Heat | EU | Energy demand | 0 | FEC
PL | TYNDP2026 | NT | 2040 | TWh | 429 | Sub_sector | Agriculture | Total | Agriculture | Energetic | agriculture_final_demand_electricity_energetic | Electricity | EU | Energy demand | 1.7202 | FEC
PL | TYNDP2026 | NT | 2040 | TWh | 430 | Sub_sector | Agriculture | Total | Agriculture | Energetic | agriculture_final_demand_hydrogen_energetic | Hydrogen | EU | Energy demand | 0 | FEC
PL | TYNDP2026 | NT | 2040 | TWh | 431 | Sub_sector | Agriculture | Total | Agriculture | Energetic | agriculture_final_demand_methane_energetic | Methane | EU | Energy demand | 1.6083 | FEC
PL | TYNDP2026 | NT | 2040 | TWh | 432 | Sub_sector | Agriculture | Total | Agriculture | Energetic | agriculture_final_demand_heat_energetic | Heat | EU | Energy demand | 0.24574 | FEC
PL | TYNDP2026 | NT | 2040 | TWh | 433 | Sub_sector | Agriculture | Total | Agriculture | Energetic | agriculture_final_demand_biomass_energetic | Biomass | EU | Energy demand | 10.3019 | FEC
PL | TYNDP2026 | NT | 2040 | TWh | 434 | Sub_sector | Agriculture | Total | Agriculture | Energetic | agriculture_final_demand_coal_energetic | Solids | EU | Energy demand | 0 | FEC
PL | TYNDP2026 | NT | 2040 | TWh | 435 | Sub_sector | Agriculture | Total | Agriculture | Energetic | agriculture_final_demand_oil_energetic | Liquids | EU | Energy demand | 22.5431 | FEC
PL | TYNDP2026 | NT | 2040 | TWh | 436 | Sub_sector | Agriculture | Total | Agriculture | Energetic | agriculture_final_demand_other_energetic | Others | EU | Energy demand | 0 | FEC
PL | TYNDP2026 | NT | 2040 | TWh | 437 | Sub_sector | Agriculture | Total | Agriculture | Energetic | agriculture_final_demand_ammonia_energetic | Ammonia | EU | Energy demand | 0 | FEC
PL | TYNDP2026 | NT | 2040 | TWh | 447 | Sub_sector | Buildings | Surplus Energy | Buildings | Energetic | GAP | Electricity | EU | Energy demand | 0 | FEC
PL | TYNDP2026 | NT | 2040 | TWh | 448 | Sub_sector | Buildings | Surplus Energy | Buildings | Energetic | GAP | Hydrogen | EU | Energy demand | 0 | FEC
PL | TYNDP2026 | NT | 2040 | TWh | 449 | Sub_sector | Buildings | Surplus Energy | Buildings | Energetic | GAP | Methane | EU | Energy demand | 0 | FEC
PL | TYNDP2026 | NT | 2040 | TWh | 450 | Sub_sector | Buildings | Surplus Energy | Buildings | Energetic | GAP | Heat | EU | Energy demand | 0 | FEC
PL | TYNDP2026 | NT | 2040 | TWh | 451 | Sub_sector | Buildings | Surplus Energy | Buildings | Energetic | GAP | Biomass | EU | Energy demand | 0.20478 | FEC
PL | TYNDP2026 | NT | 2040 | TWh | 452 | Sub_sector | Buildings | Surplus Energy | Buildings | Energetic | GAP | Solids | EU | Energy demand | 0.2953 | FEC
PL | TYNDP2026 | NT | 2040 | TWh | 453 | Sub_sector | Buildings | Surplus Energy | Buildings | Energetic | GAP | Liquids | EU | Energy demand | 1.1784 | FEC
PL | TYNDP2026 | NT | 2040 | TWh | 454 | Sub_sector | Buildings | Surplus Energy | Buildings | Energetic | GAP | Others | EU | Energy demand | 0 | FEC
PL | TYNDP2026 | NT | 2040 | TWh | 455 | Sub_sector | Buildings | Surplus Energy | Buildings | Energetic | GAP | Ammonia | EU | Energy demand | 0 | FEC
PL | TYNDP2026 | NT | 2040 | TWh | 456 | Sub_sector | Households | Surplus Energy | Households | Energetic | GAP | Electricity | EU | Energy demand | 0 | FEC
PL | TYNDP2026 | NT | 2040 | TWh | 457 | Sub_sector | Households | Surplus Energy | Households | Energetic | GAP | Hydrogen | EU | Energy demand | 0 | FEC
PL | TYNDP2026 | NT | 2040 | TWh | 458 | Sub_sector | Households | Surplus Energy | Households | Energetic | GAP | Methane | EU | Energy demand | 0 | FEC
PL | TYNDP2026 | NT | 2040 | TWh | 459 | Sub_sector | Households | Surplus Energy | Households | Energetic | GAP | Heat | EU | Energy demand | 0 | FEC
PL | TYNDP2026 | NT | 2040 | TWh | 460 | Sub_sector | Households | Surplus Energy | Households | Energetic | GAP | Biomass | EU | Energy demand | 0 | FEC
PL | TYNDP2026 | NT | 2040 | TWh | 461 | Sub_sector | Households | Surplus Energy | Households | Energetic | GAP | Solids | EU | Energy demand | 0 | FEC
PL | TYNDP2026 | NT | 2040 | TWh | 462 | Sub_sector | Households | Surplus Energy | Households | Energetic | GAP | Liquids | EU | Energy demand | 0 | FEC
PL | TYNDP2026 | NT | 2040 | TWh | 463 | Sub_sector | Households | Surplus Energy | Households | Energetic | GAP | Others | EU | Energy demand | 0 | FEC
PL | TYNDP2026 | NT | 2040 | TWh | 464 | Sub_sector | Households | Surplus Energy | Households | Energetic | GAP | Ammonia | EU | Energy demand | 0 | FEC
PL | TYNDP2026 | NT | 2050 | TWh | 102 | Sub_sector | Industry | Aluminium | Industry (aluminium) | Energetic | industry_aluminium_demand_electricity_energetic | Electricity | EU | Energy demand | 0 | FEC
PL | TYNDP2026 | NT | 2050 | TWh | 103 | Sub_sector | Industry | Aluminium | Industry (aluminium) | Energetic | industry_aluminium_demand_hydrogen_energetic | Hydrogen | EU | Energy demand | 0 | FEC
PL | TYNDP2026 | NT | 2050 | TWh | 104 | Sub_sector | Industry | Aluminium | Industry (aluminium) | Energetic | industry_aluminium_demand_methane_energetic | Methane | EU | Energy demand | 0 | FEC
PL | TYNDP2026 | NT | 2050 | TWh | 105 | Sub_sector | Industry | Aluminium | Industry (aluminium) | Energetic | industry_aluminium_demand_heat_energetic | Heat | EU | Energy demand | 0 | FEC
PL | TYNDP2026 | NT | 2050 | TWh | 106 | Sub_sector | Industry | Aluminium | Industry (aluminium) | Energetic | industry_aluminium_demand_biomass_energetic | Biomass | EU | Energy demand | 0 | FEC
PL | TYNDP2026 | NT | 2050 | TWh | 107 | Sub_sector | Industry | Aluminium | Industry (aluminium) | Energetic | industry_aluminium_demand_coal_energetic | Solids | EU | Energy demand | 0 | FEC
PL | TYNDP2026 | NT | 2050 | TWh | 108 | Sub_sector | Industry | Aluminium | Industry (aluminium) | Energetic | industry_aluminium_demand_oil_energetic | Liquids | EU | Energy demand | 0 | FEC
PL | TYNDP2026 | NT | 2050 | TWh | 109 | Sub_sector | Industry | Aluminium | Industry (aluminium) | Energetic | industry_aluminium_demand_others_energetic | Others | EU | Energy demand | 0 | FEC
PL | TYNDP2026 | NT | 2050 | TWh | 110 | Sub_sector | Industry | Aluminium | Industry (aluminium) | Energetic | industry_ammonia_demand_others_energetic | Ammonia | EU | Energy demand | 0 | FEC
PL | TYNDP2026 | NT | 2050 | TWh | 112 | Sub_sector | Industry | Chemicals | Industry (chemicals, energetic) | Energetic | industry_chemical_demand_electricity_energetic | Electricity | EU | Energy demand | 5.4618 | FEC
PL | TYNDP2026 | NT | 2050 | TWh | 113 | Sub_sector | Industry | Chemicals | Industry (chemicals, energetic) | Energetic | industry_chemical_demand_hydrogen_energetic | Hydrogen | EU | Energy demand | 0.066034 | FEC
PL | TYNDP2026 | NT | 2050 | TWh | 114 | Sub_sector | Industry | Chemicals | Industry (chemicals, energetic) | Energetic | industry_chemical_demand_methane_energetic | Methane | EU | Energy demand | 5.6525 | FEC
PL | TYNDP2026 | NT | 2050 | TWh | 115 | Sub_sector | Industry | Chemicals | Industry (chemicals, energetic) | Energetic | industry_chemical_demand_heat_energetic | Heat | EU | Energy demand | 2.4129 | FEC
PL | TYNDP2026 | NT | 2050 | TWh | 116 | Sub_sector | Industry | Chemicals | Industry (chemicals, energetic) | Energetic | industry_chemical_demand_biomass_energetic | Biomass | EU | Energy demand | 0.80231 | FEC
PL | TYNDP2026 | NT | 2050 | TWh | 117 | Sub_sector | Industry | Chemicals | Industry (chemicals, energetic) | Energetic | industry_chemical_demand_coal_energetic | Solids | EU | Energy demand | 4.3087 | FEC
PL | TYNDP2026 | NT | 2050 | TWh | 118 | Sub_sector | Industry | Chemicals | Industry (chemicals, energetic) | Energetic | industry_chemical_demand_oil_energetic | Liquids | EU | Energy demand | 0 | FEC
PL | TYNDP2026 | NT | 2050 | TWh | 119 | Sub_sector | Industry | Chemicals | Industry (chemicals, energetic) | Energetic | industry_chemical_demand_others_energetic | Others | EU | Energy demand | 0 | FEC
PL | TYNDP2026 | NT | 2050 | TWh | 120 | Sub_sector | Industry | Chemicals | Industry (chemicals, energetic) | Energetic | industry_chemical_demand_ammonia_energetic | Ammonia | EU | Energy demand | 0 | FEC
PL | TYNDP2026 | NT | 2050 | TWh | 122 | Sub_sector | Industry | Chemicals | Industry (chemicals, non-energetic) | Non-energetic | industry_chemical_demand_electricity_non_energetic | Electricity | EU | Energy demand | 0 | not_included_in_FEC
PL | TYNDP2026 | NT | 2050 | TWh | 123 | Sub_sector | Industry | Chemicals | Industry (chemicals, non-energetic) | Non-energetic | industry_chemical_demand_hydrogen_non_energetic | Hydrogen | EU | Energy demand | 2.1172 | not_included_in_FEC
PL | TYNDP2026 | NT | 2050 | TWh | 124 | Sub_sector | Industry | Chemicals | Industry (chemicals, non-energetic) | Non-energetic | industry_chemical_demand_methane_non_energetic | Methane | EU | Energy demand | 5.9957 | not_included_in_FEC
PL | TYNDP2026 | NT | 2050 | TWh | 125 | Sub_sector | Industry | Chemicals | Industry (chemicals, non-energetic) | Non-energetic | industry_chemical_demand_heat_non_energetic | Heat | EU | Energy demand | 0 | not_included_in_FEC
PL | TYNDP2026 | NT | 2050 | TWh | 126 | Sub_sector | Industry | Chemicals | Industry (chemicals, non-energetic) | Non-energetic | industry_chemical_demand_biomass_non_energetic | Biomass | EU | Energy demand | 0 | not_included_in_FEC
PL | TYNDP2026 | NT | 2050 | TWh | 127 | Sub_sector | Industry | Chemicals | Industry (chemicals, non-energetic) | Non-energetic | industry_chemical_demand_coal_non_energetic | Solids | EU | Energy demand | 0.31852 | not_included_in_FEC
PL | TYNDP2026 | NT | 2050 | TWh | 128 | Sub_sector | Industry | Chemicals | Industry (chemicals, non-energetic) | Non-energetic | industry_chemical_demand_oil_non_energetic | Liquids | EU | Energy demand | 10.305 | not_included_in_FEC
PL | TYNDP2026 | NT | 2050 | TWh | 129 | Sub_sector | Industry | Chemicals | Industry (chemicals, non-energetic) | Non-energetic | industry_chemical_demand_others_non_energetic | Others | EU | Energy demand | 0 | not_included_in_FEC
PL | TYNDP2026 | NT | 2050 | TWh | 130 | Sub_sector | Industry | Chemicals | Industry (chemicals, non-energetic) | Non-energetic | industry_chemical_demand_ammonia_non_energetic | Ammonia | EU | Energy demand | 0 | not_included_in_FEC
PL | TYNDP2026 | NT | 2050 | TWh | 132 | Sub_sector | Industry | Fertilizers | Industry (fertilizers, energetic) | Energetic | industry_fertilizers_demand_electricity_energetic | Electricity | EU | Energy demand | 0.47866 | FEC
PL | TYNDP2026 | NT | 2050 | TWh | 133 | Sub_sector | Industry | Fertilizers | Industry (fertilizers, energetic) | Energetic | industry_fertilizers_demand_hydrogen_energetic | Hydrogen | EU | Energy demand | 0 | FEC
PL | TYNDP2026 | NT | 2050 | TWh | 134 | Sub_sector | Industry | Fertilizers | Industry (fertilizers, energetic) | Energetic | industry_fertilizers_demand_methane_energetic | Methane | EU | Energy demand | 2.6198 | FEC
PL | TYNDP2026 | NT | 2050 | TWh | 135 | Sub_sector | Industry | Fertilizers | Industry (fertilizers, energetic) | Energetic | industry_fertilizers_demand_heat_energetic | Heat | EU | Energy demand | 0 | FEC
PL | TYNDP2026 | NT | 2050 | TWh | 136 | Sub_sector | Industry | Fertilizers | Industry (fertilizers, energetic) | Energetic | industry_fertilizers_demand_biomass_energetic | Biomass | EU | Energy demand | 0 | FEC
PL | TYNDP2026 | NT | 2050 | TWh | 137 | Sub_sector | Industry | Fertilizers | Industry (fertilizers, energetic) | Energetic | industry_fertilizers_demand_coal_energetic | Solids | EU | Energy demand | 0 | FEC
PL | TYNDP2026 | NT | 2050 | TWh | 138 | Sub_sector | Industry | Fertilizers | Industry (fertilizers, energetic) | Energetic | industry_fertilizers_demand_oil_energetic | Liquids | EU | Energy demand | 0 | FEC
PL | TYNDP2026 | NT | 2050 | TWh | 139 | Sub_sector | Industry | Fertilizers | Industry (fertilizers, energetic) | Energetic | industry_fertilizers_demand_others_energetic | Others | EU | Energy demand | 0 | FEC
PL | TYNDP2026 | NT | 2050 | TWh | 140 | Sub_sector | Industry | Fertilizers | Industry (fertilizers, energetic) | Energetic | industry_fertilizers_demand_ammonia_energetic | Ammonia | EU | Energy demand | 0 | FEC
PL | TYNDP2026 | NT | 2050 | TWh | 142 | Sub_sector | Industry | Fertilizers | Industry (fertilizers, non-energetic) | Non-energetic | industry_fertilizers_demand_electricity_non_energetic | Electricity | EU | Energy demand | 0 | not_included_in_FEC
PL | TYNDP2026 | NT | 2050 | TWh | 143 | Sub_sector | Industry | Fertilizers | Industry (fertilizers, non-energetic) | Non-energetic | industry_fertilizers_demand_hydrogen_non_energetic | Hydrogen | EU | Energy demand | 0 | not_included_in_FEC
PL | TYNDP2026 | NT | 2050 | TWh | 144 | Sub_sector | Industry | Fertilizers | Industry (fertilizers, non-energetic) | Non-energetic | industry_fertilizers_demand_methane_non_energetic | Methane | EU | Energy demand | 10.1954 | not_included_in_FEC
PL | TYNDP2026 | NT | 2050 | TWh | 145 | Sub_sector | Industry | Fertilizers | Industry (fertilizers, non-energetic) | Non-energetic | industry_fertilizers_demand_heat_non_energetic | Heat | EU | Energy demand | 0 | not_included_in_FEC
PL | TYNDP2026 | NT | 2050 | TWh | 146 | Sub_sector | Industry | Fertilizers | Industry (fertilizers, non-energetic) | Non-energetic | industry_fertilizers_demand_biomass_non_energetic | Biomass | EU | Energy demand | 0 | not_included_in_FEC
PL | TYNDP2026 | NT | 2050 | TWh | 147 | Sub_sector | Industry | Fertilizers | Industry (fertilizers, non-energetic) | Non-energetic | industry_fertilizers_demand_coal_non_energetic | Solids | EU | Energy demand | 0 | not_included_in_FEC
PL | TYNDP2026 | NT | 2050 | TWh | 148 | Sub_sector | Industry | Fertilizers | Industry (fertilizers, non-energetic) | Non-energetic | industry_fertilizers_demand_oil_non_energetic | Liquids | EU | Energy demand | 0 | not_included_in_FEC
PL | TYNDP2026 | NT | 2050 | TWh | 149 | Sub_sector | Industry | Fertilizers | Industry (fertilizers, non-energetic) | Non-energetic | industry_fertilizers_demand_others_non_energetic | Others | EU | Energy demand | 0 | not_included_in_FEC
PL | TYNDP2026 | NT | 2050 | TWh | 150 | Sub_sector | Industry | Fertilizers | Industry (fertilizers, non-energetic) | Non-energetic | industry_fertilizers_demand_ammonia_non_energetic | Ammonia | EU | Energy demand | 0 | not_included_in_FEC
PL | TYNDP2026 | NT | 2050 | TWh | 152 | Sub_sector | Industry | Food | Industry (food) | Energetic | industry_food_demand_electricity_energetic | Electricity | EU | Energy demand | 4.9357 | FEC
PL | TYNDP2026 | NT | 2050 | TWh | 153 | Sub_sector | Industry | Food | Industry (food) | Energetic | industry_food_demand_hydrogen_energetic | Hydrogen | EU | Energy demand | 0 | FEC
PL | TYNDP2026 | NT | 2050 | TWh | 154 | Sub_sector | Industry | Food | Industry (food) | Energetic | industry_food_demand_methane_energetic | Methane | EU | Energy demand | 8.4374 | FEC
PL | TYNDP2026 | NT | 2050 | TWh | 155 | Sub_sector | Industry | Food | Industry (food) | Energetic | industry_food_demand_heat_energetic | Heat | EU | Energy demand | 0.42844 | FEC
PL | TYNDP2026 | NT | 2050 | TWh | 156 | Sub_sector | Industry | Food | Industry (food) | Energetic | industry_food_demand_biomass_energetic | Biomass | EU | Energy demand | 0.38215 | FEC
PL | TYNDP2026 | NT | 2050 | TWh | 157 | Sub_sector | Industry | Food | Industry (food) | Energetic | industry_food_demand_coal_energetic | Solids | EU | Energy demand | 1.1095 | FEC
PL | TYNDP2026 | NT | 2050 | TWh | 158 | Sub_sector | Industry | Food | Industry (food) | Energetic | industry_food_demand_oil_energetic | Liquids | EU | Energy demand | 0.54128 | FEC
PL | TYNDP2026 | NT | 2050 | TWh | 159 | Sub_sector | Industry | Food | Industry (food) | Energetic | industry_food_demand_others_energetic | Others | EU | Energy demand | 0 | FEC
PL | TYNDP2026 | NT | 2050 | TWh | 160 | Sub_sector | Industry | Food | Industry (food) | Energetic | industry_food_demand_ammonia_energetic | Ammonia | EU | Energy demand | 0 | FEC
PL | TYNDP2026 | NT | 2050 | TWh | 162 | Sub_sector | Industry | Metals | Industry (metal) | Energetic | industry_metal_demand_electricity_energetic | Electricity | EU | Energy demand | 1.5947 | FEC
PL | TYNDP2026 | NT | 2050 | TWh | 163 | Sub_sector | Industry | Metals | Industry (metal) | Energetic | industry_metal_demand_hydrogen_energetic | Hydrogen | EU | Energy demand | 0 | FEC
PL | TYNDP2026 | NT | 2050 | TWh | 164 | Sub_sector | Industry | Metals | Industry (metal) | Energetic | industry_metal_demand_methane_energetic | Methane | EU | Energy demand | 1.3927 | FEC
PL | TYNDP2026 | NT | 2050 | TWh | 165 | Sub_sector | Industry | Metals | Industry (metal) | Energetic | industry_metal_demand_heat_energetic | Heat | EU | Energy demand | 0.14105 | FEC
PL | TYNDP2026 | NT | 2050 | TWh | 166 | Sub_sector | Industry | Metals | Industry (metal) | Energetic | industry_metal_demand_biomass_energetic | Biomass | EU | Energy demand | 0 | FEC
PL | TYNDP2026 | NT | 2050 | TWh | 167 | Sub_sector | Industry | Metals | Industry (metal) | Energetic | industry_metal_demand_coal_energetic | Solids | EU | Energy demand | 0.13097 | FEC
PL | TYNDP2026 | NT | 2050 | TWh | 168 | Sub_sector | Industry | Metals | Industry (metal) | Energetic | industry_metal_demand_oil_energetic | Liquids | EU | Energy demand | 0.093314 | FEC
PL | TYNDP2026 | NT | 2050 | TWh | 169 | Sub_sector | Industry | Metals | Industry (metal) | Energetic | industry_metal_demand_others_energetic | Others | EU | Energy demand | 0 | FEC
PL | TYNDP2026 | NT | 2050 | TWh | 170 | Sub_sector | Industry | Metals | Industry (metal) | Energetic | industry_metal_demand_ammonia_energetic | Ammonia | EU | Energy demand | 0 | FEC
PL | TYNDP2026 | NT | 2050 | TWh | 172 | Sub_sector | Industry | Others | Industry (other, energetic) | Energetic | industry_other_demand_electricity_energetic | Electricity | EU | Energy demand | 33.0418 | FEC
PL | TYNDP2026 | NT | 2050 | TWh | 173 | Sub_sector | Industry | Others | Industry (other, energetic) | Energetic | industry_other_demand_hydrogen_energetic | Hydrogen | EU | Energy demand | 3.8291 | FEC
PL | TYNDP2026 | NT | 2050 | TWh | 174 | Sub_sector | Industry | Others | Industry (other, energetic) | Energetic | industry_other_demand_methane_energetic | Methane | EU | Energy demand | 7.4112 | FEC
PL | TYNDP2026 | NT | 2050 | TWh | 175 | Sub_sector | Industry | Others | Industry (other, energetic) | Energetic | industry_other_demand_heat_energetic | Heat | EU | Energy demand | 4.632 | FEC
PL | TYNDP2026 | NT | 2050 | TWh | 176 | Sub_sector | Industry | Others | Industry (other, energetic) | Energetic | industry_other_demand_biomass_energetic | Biomass | EU | Energy demand | 12.8461 | FEC
PL | TYNDP2026 | NT | 2050 | TWh | 177 | Sub_sector | Industry | Others | Industry (other, energetic) | Energetic | industry_other_demand_coal_energetic | Solids | EU | Energy demand | 0 | FEC
PL | TYNDP2026 | NT | 2050 | TWh | 178 | Sub_sector | Industry | Others | Industry (other, energetic) | Energetic | industry_other_demand_oil_energetic | Liquids | EU | Energy demand | 0 | FEC
PL | TYNDP2026 | NT | 2050 | TWh | 179 | Sub_sector | Industry | Others | Industry (other, energetic) | Energetic | industry_other_demand_others_energetic | Others | EU | Energy demand | 0 | FEC
PL | TYNDP2026 | NT | 2050 | TWh | 180 | Sub_sector | Industry | Others | Industry (other, energetic) | Energetic | industry_other_demand_ammonia_energetic | Ammonia | EU | Energy demand | 0 | FEC
PL | TYNDP2026 | NT | 2050 | TWh | 182 | Sub_sector | Industry | Others | Industry (other, non-energetic) | Non-energetic | industry_other_demand_electricity_non_energetic | Electricity | EU | Energy demand | 0 | not_included_in_FEC
PL | TYNDP2026 | NT | 2050 | TWh | 183 | Sub_sector | Industry | Others | Industry (other, non-energetic) | Non-energetic | industry_other_demand_hydrogen_non_energetic | Hydrogen | EU | Energy demand | 2.4809 | not_included_in_FEC
PL | TYNDP2026 | NT | 2050 | TWh | 184 | Sub_sector | Industry | Others | Industry (other, non-energetic) | Non-energetic | industry_other_demand_methane_non_energetic | Methane | EU | Energy demand | 8.162 | not_included_in_FEC
PL | TYNDP2026 | NT | 2050 | TWh | 185 | Sub_sector | Industry | Others | Industry (other, non-energetic) | Non-energetic | industry_other_demand_heat_non_energetic | Heat | EU | Energy demand | 0 | not_included_in_FEC
PL | TYNDP2026 | NT | 2050 | TWh | 186 | Sub_sector | Industry | Others | Industry (other, non-energetic) | Non-energetic | industry_other_demand_biomass_non_energetic | Biomass | EU | Energy demand | 0 | not_included_in_FEC
PL | TYNDP2026 | NT | 2050 | TWh | 187 | Sub_sector | Industry | Others | Industry (other, non-energetic) | Non-energetic | industry_other_demand_coal_non_energetic | Solids | EU | Energy demand | 0.2729 | not_included_in_FEC
PL | TYNDP2026 | NT | 2050 | TWh | 188 | Sub_sector | Industry | Others | Industry (other, non-energetic) | Non-energetic | industry_other_demand_oil_non_energetic | Liquids | EU | Energy demand | 13.8928 | not_included_in_FEC
PL | TYNDP2026 | NT | 2050 | TWh | 189 | Sub_sector | Industry | Others | Industry (other, non-energetic) | Non-energetic | industry_other_demand_others_non_energetic | Others | EU | Energy demand | 0 | not_included_in_FEC
PL | TYNDP2026 | NT | 2050 | TWh | 190 | Sub_sector | Industry | Others | Industry (other, non-energetic) | Non-energetic | industry_other_demand_ammonia_non_energetic | Ammonia | EU | Energy demand | 0 | not_included_in_FEC
PL | TYNDP2026 | NT | 2050 | TWh | 192 | Sub_sector | Industry | Paper | Industry (paper) | Energetic | industry_paper_demand_electricity_energetic | Electricity | EU | Energy demand | 3.2582 | FEC
PL | TYNDP2026 | NT | 2050 | TWh | 193 | Sub_sector | Industry | Paper | Industry (paper) | Energetic | industry_paper_demand_hydrogen_energetic | Hydrogen | EU | Energy demand | 0.19459 | FEC
PL | TYNDP2026 | NT | 2050 | TWh | 194 | Sub_sector | Industry | Paper | Industry (paper) | Energetic | industry_paper_demand_methane_energetic | Methane | EU | Energy demand | 1.6793 | FEC
PL | TYNDP2026 | NT | 2050 | TWh | 195 | Sub_sector | Industry | Paper | Industry (paper) | Energetic | industry_paper_demand_heat_energetic | Heat | EU | Energy demand | 0.064799 | FEC
PL | TYNDP2026 | NT | 2050 | TWh | 196 | Sub_sector | Industry | Paper | Industry (paper) | Energetic | industry_paper_demand_biomass_energetic | Biomass | EU | Energy demand | 8.5925 | FEC
PL | TYNDP2026 | NT | 2050 | TWh | 197 | Sub_sector | Industry | Paper | Industry (paper) | Energetic | industry_paper_demand_coal_energetic | Solids | EU | Energy demand | 0 | FEC
PL | TYNDP2026 | NT | 2050 | TWh | 198 | Sub_sector | Industry | Paper | Industry (paper) | Energetic | industry_paper_demand_oil_energetic | Liquids | EU | Energy demand | 0 | FEC
PL | TYNDP2026 | NT | 2050 | TWh | 199 | Sub_sector | Industry | Paper | Industry (paper) | Energetic | industry_paper_demand_others_energetic | Others | EU | Energy demand | 0 | FEC
PL | TYNDP2026 | NT | 2050 | TWh | 200 | Sub_sector | Industry | Paper | Industry (paper) | Energetic | industry_paper_demand_ammonia_energetic | Ammonia | EU | Energy demand | 0 | FEC
PL | TYNDP2026 | NT | 2050 | TWh | 202 | Sub_sector | Industry | Refineries | Industry (refineries, energetic) | Energetic | industry_refinery_demand_electricity_energetic | Electricity | EU | Energy demand | 1.1004 | not_included_in_FEC
PL | TYNDP2026 | NT | 2050 | TWh | 203 | Sub_sector | Industry | Refineries | Industry (refineries, energetic) | Energetic | industry_refinery_demand_hydrogen_energetic | Hydrogen | EU | Energy demand | 0.25468 | not_included_in_FEC
PL | TYNDP2026 | NT | 2050 | TWh | 204 | Sub_sector | Industry | Refineries | Industry (refineries, energetic) | Energetic | industry_refinery_demand_methane_energetic | Methane | EU | Energy demand | 10.5691 | not_included_in_FEC
PL | TYNDP2026 | NT | 2050 | TWh | 205 | Sub_sector | Industry | Refineries | Industry (refineries, energetic) | Energetic | industry_refinery_demand_heat_energetic | Heat | EU | Energy demand | 0 | not_included_in_FEC
PL | TYNDP2026 | NT | 2050 | TWh | 206 | Sub_sector | Industry | Refineries | Industry (refineries, energetic) | Energetic | industry_refinery_demand_biomass_energetic | Biomass | EU | Energy demand | 1.0028 | not_included_in_FEC
PL | TYNDP2026 | NT | 2050 | TWh | 207 | Sub_sector | Industry | Refineries | Industry (refineries, energetic) | Energetic | industry_refinery_demand_coal_energetic | Solids | EU | Energy demand | 0 | not_included_in_FEC
PL | TYNDP2026 | NT | 2050 | TWh | 208 | Sub_sector | Industry | Refineries | Industry (refineries, energetic) | Energetic | industry_refinery_demand_oil_energetic | Liquids | EU | Energy demand | 1.1046 | not_included_in_FEC
PL | TYNDP2026 | NT | 2050 | TWh | 209 | Sub_sector | Industry | Refineries | Industry (refineries, energetic) | Energetic | industry_refinery_demand_others_energetic | Others | EU | Energy demand | 0 | not_included_in_FEC
PL | TYNDP2026 | NT | 2050 | TWh | 210 | Sub_sector | Industry | Refineries | Industry (refineries, energetic) | Energetic | industry_refinery_demand_ammonia_energetic | Ammonia | EU | Energy demand | 0 | not_included_in_FEC
PL | TYNDP2026 | NT | 2050 | TWh | 212 | Sub_sector | Industry | Refineries | Industry (refineries, non-energetic) | Non-energetic | industry_refinery_demand_electricity_non_energetic | Electricity | EU | Energy demand | 0 | not_included_in_FEC
PL | TYNDP2026 | NT | 2050 | TWh | 213 | Sub_sector | Industry | Refineries | Industry (refineries, non-energetic) | Non-energetic | industry_refinery_demand_hydrogen_non_energetic | Hydrogen | EU | Energy demand | 0 | not_included_in_FEC
PL | TYNDP2026 | NT | 2050 | TWh | 214 | Sub_sector | Industry | Refineries | Industry (refineries, non-energetic) | Non-energetic | industry_refinery_demand_methane_non_energetic | Methane | EU | Energy demand | 0 | not_included_in_FEC
PL | TYNDP2026 | NT | 2050 | TWh | 215 | Sub_sector | Industry | Refineries | Industry (refineries, non-energetic) | Non-energetic | industry_refinery_demand_heat_non_energetic | Heat | EU | Energy demand | 0 | not_included_in_FEC
PL | TYNDP2026 | NT | 2050 | TWh | 216 | Sub_sector | Industry | Refineries | Industry (refineries, non-energetic) | Non-energetic | industry_refinery_demand_biomass_non_energetic | Biomass | EU | Energy demand | 0 | not_included_in_FEC
PL | TYNDP2026 | NT | 2050 | TWh | 217 | Sub_sector | Industry | Refineries | Industry (refineries, non-energetic) | Non-energetic | industry_refinery_demand_coal_non_energetic | Solids | EU | Energy demand | 0 | not_included_in_FEC
PL | TYNDP2026 | NT | 2050 | TWh | 218 | Sub_sector | Industry | Refineries | Industry (refineries, non-energetic) | Non-energetic | industry_refinery_demand_oil_non_energetic | Liquids | EU | Energy demand | 0 | not_included_in_FEC
PL | TYNDP2026 | NT | 2050 | TWh | 219 | Sub_sector | Industry | Refineries | Industry (refineries, non-energetic) | Non-energetic | industry_refinery_demand_others_non_energetic | Others | EU | Energy demand | 0 | not_included_in_FEC
PL | TYNDP2026 | NT | 2050 | TWh | 220 | Sub_sector | Industry | Refineries | Industry (refineries, non-energetic) | Non-energetic | industry_refinery_demand_ammonia_non_energetic | Ammonia | EU | Energy demand | 0 | not_included_in_FEC
PL | TYNDP2026 | NT | 2050 | TWh | 222 | Sub_sector | Industry | Steel | Industry (steel) | Energetic | industry_steel_demand_electricity_energetic | Electricity | EU | Energy demand | 5.1885 | FEC
PL | TYNDP2026 | NT | 2050 | TWh | 223 | Sub_sector | Industry | Steel | Industry (steel) | Energetic | industry_steel_demand_hydrogen_energetic | Hydrogen | EU | Energy demand | 0.32719 | FEC
PL | TYNDP2026 | NT | 2050 | TWh | 224 | Sub_sector | Industry | Steel | Industry (steel) | Energetic | industry_steel_demand_methane_energetic | Methane | EU | Energy demand | 9.2379 | FEC
PL | TYNDP2026 | NT | 2050 | TWh | 225 | Sub_sector | Industry | Steel | Industry (steel) | Energetic | industry_steel_demand_heat_energetic | Heat | EU | Energy demand | 0.27611 | FEC
PL | TYNDP2026 | NT | 2050 | TWh | 226 | Sub_sector | Industry | Steel | Industry (steel) | Energetic | industry_steel_demand_biomass_energetic | Biomass | EU | Energy demand | 3.89e-05 | FEC
PL | TYNDP2026 | NT | 2050 | TWh | 227 | Sub_sector | Industry | Steel | Industry (steel) | Energetic | industry_steel_demand_coal_energetic | Solids | EU | Energy demand | 3.953 | FEC
PL | TYNDP2026 | NT | 2050 | TWh | 228 | Sub_sector | Industry | Steel | Industry (steel) | Energetic | industry_steel_demand_oil_energetic | Liquids | EU | Energy demand | 0.012525 | FEC
PL | TYNDP2026 | NT | 2050 | TWh | 229 | Sub_sector | Industry | Steel | Industry (steel) | Energetic | industry_steel_demand_others_energetic | Others | EU | Energy demand | 0 | FEC
PL | TYNDP2026 | NT | 2050 | TWh | 230 | Sub_sector | Industry | Steel | Industry (steel) | Energetic | industry_steel_demand_ammonia_energetic | Ammonia | EU | Energy demand | 0 | FEC
PL | TYNDP2026 | NT | 2050 | TWh | 232 | Sub_sector | Transport | Cars | Transport (cars) | Energetic | transport_cars_final_demand_electricity | Electricity | EU | Energy demand | 32.802 | FEC
PL | TYNDP2026 | NT | 2050 | TWh | 233 | Sub_sector | Transport | Cars | Transport (cars) | Energetic | transport_cars_final_demand_hydrogen | Hydrogen | EU | Energy demand | 9.1584 | FEC
PL | TYNDP2026 | NT | 2050 | TWh | 234 | Sub_sector | Transport | Cars | Transport (cars) | Energetic | transport_cars_final_demand_methane | Methane | EU | Energy demand | 0.023549 | FEC
PL | TYNDP2026 | NT | 2050 | TWh | 235 | Sub_sector | Transport | Cars | Transport (cars) | Energetic | transport_cars_final_demand_heat | Heat | EU | Energy demand | 0 | FEC
PL | TYNDP2026 | NT | 2050 | TWh | 236 | Sub_sector | Transport | Cars | Transport (cars) | Energetic | transport_cars_final_demand_biomass | Biomass | EU | Energy demand | 0 | FEC
PL | TYNDP2026 | NT | 2050 | TWh | 237 | Sub_sector | Transport | Cars | Transport (cars) | Energetic | transport_cars_final_demand_coal | Solids | EU | Energy demand | 0 | FEC
PL | TYNDP2026 | NT | 2050 | TWh | 238 | Sub_sector | Transport | Cars | Transport (cars) | Energetic | transport_cars_final_demand_oil | Liquids | EU | Energy demand | 66.2123 | FEC
PL | TYNDP2026 | NT | 2050 | TWh | 239 | Sub_sector | Transport | Cars | Transport (cars) | Energetic | transport_cars_final_demand_other | Others | EU | Energy demand | 0 | FEC
PL | TYNDP2026 | NT | 2050 | TWh | 240 | Sub_sector | Transport | Cars | Transport (cars) | Energetic | transport_cars_final_demand_ammonia | Ammonia | EU | Energy demand | 0 | FEC
PL | TYNDP2026 | NT | 2050 | TWh | 242 | Sub_sector | Transport | Busses | Transport (busses) | Energetic | transport_busses_final_demand_electricity | Electricity | EU | Energy demand | 2.402 | FEC
PL | TYNDP2026 | NT | 2050 | TWh | 243 | Sub_sector | Transport | Busses | Transport (busses) | Energetic | transport_busses_final_demand_hydrogen | Hydrogen | EU | Energy demand | 0.56223 | FEC
PL | TYNDP2026 | NT | 2050 | TWh | 244 | Sub_sector | Transport | Busses | Transport (busses) | Energetic | transport_busses_final_demand_methane | Methane | EU | Energy demand | 0.1302 | FEC
PL | TYNDP2026 | NT | 2050 | TWh | 245 | Sub_sector | Transport | Busses | Transport (busses) | Energetic | transport_busses_final_demand_heat | Heat | EU | Energy demand | 0 | FEC
PL | TYNDP2026 | NT | 2050 | TWh | 246 | Sub_sector | Transport | Busses | Transport (busses) | Energetic | transport_busses_final_demand_biomass | Biomass | EU | Energy demand | 0 | FEC
PL | TYNDP2026 | NT | 2050 | TWh | 247 | Sub_sector | Transport | Busses | Transport (busses) | Energetic | transport_busses_final_demand_coal | Solids | EU | Energy demand | 0 | FEC
PL | TYNDP2026 | NT | 2050 | TWh | 248 | Sub_sector | Transport | Busses | Transport (busses) | Energetic | transport_busses_final_demand_oil | Liquids | EU | Energy demand | 0.62193 | FEC
PL | TYNDP2026 | NT | 2050 | TWh | 249 | Sub_sector | Transport | Busses | Transport (busses) | Energetic | transport_busses_final_demand_other | Others | EU | Energy demand | 0 | FEC
PL | TYNDP2026 | NT | 2050 | TWh | 250 | Sub_sector | Transport | Busses | Transport (busses) | Energetic | transport_busses_final_demand_ammonia | Ammonia | EU | Energy demand | 0 | FEC
PL | TYNDP2026 | NT | 2050 | TWh | 252 | Sub_sector | Transport | Trucks | Transport (trucks) | Energetic | transport_trucks_final_demand_electricity | Electricity | EU | Energy demand | 7.6992 | FEC
PL | TYNDP2026 | NT | 2050 | TWh | 253 | Sub_sector | Transport | Trucks | Transport (trucks) | Energetic | transport_trucks_final_demand_hydrogen | Hydrogen | EU | Energy demand | 1.1354 | FEC
PL | TYNDP2026 | NT | 2050 | TWh | 254 | Sub_sector | Transport | Trucks | Transport (trucks) | Energetic | transport_trucks_final_demand_methane | Methane | EU | Energy demand | 3.5509 | FEC
PL | TYNDP2026 | NT | 2050 | TWh | 255 | Sub_sector | Transport | Trucks | Transport (trucks) | Energetic | transport_trucks_final_demand_heat | Heat | EU | Energy demand | 0 | FEC
PL | TYNDP2026 | NT | 2050 | TWh | 256 | Sub_sector | Transport | Trucks | Transport (trucks) | Energetic | transport_trucks_final_demand_biomass | Biomass | EU | Energy demand | 0 | FEC
PL | TYNDP2026 | NT | 2050 | TWh | 257 | Sub_sector | Transport | Trucks | Transport (trucks) | Energetic | transport_trucks_final_demand_coal | Solids | EU | Energy demand | 0 | FEC
PL | TYNDP2026 | NT | 2050 | TWh | 258 | Sub_sector | Transport | Trucks | Transport (trucks) | Energetic | transport_trucks_final_demand_oil | Liquids | EU | Energy demand | 32.4966 | FEC
PL | TYNDP2026 | NT | 2050 | TWh | 259 | Sub_sector | Transport | Trucks | Transport (trucks) | Energetic | transport_trucks_final_demand_other | Others | EU | Energy demand | 0 | FEC
PL | TYNDP2026 | NT | 2050 | TWh | 260 | Sub_sector | Transport | Trucks | Transport (trucks) | Energetic | transport_trucks_final_demand_ammonia | Ammonia | EU | Energy demand | 0 | FEC
PL | TYNDP2026 | NT | 2050 | TWh | 262 | Sub_sector | Transport | Vans | Transport (vans) | Energetic | transport_vans_final_demand_electricity | Electricity | EU | Energy demand | 4.1386 | FEC
PL | TYNDP2026 | NT | 2050 | TWh | 263 | Sub_sector | Transport | Vans | Transport (vans) | Energetic | transport_vans_final_demand_hydrogen | Hydrogen | EU | Energy demand | 0.84161 | FEC
PL | TYNDP2026 | NT | 2050 | TWh | 264 | Sub_sector | Transport | Vans | Transport (vans) | Energetic | transport_vans_final_demand_methane | Methane | EU | Energy demand | 0.82816 | FEC
PL | TYNDP2026 | NT | 2050 | TWh | 265 | Sub_sector | Transport | Vans | Transport (vans) | Energetic | transport_vans_final_demand_heat | Heat | EU | Energy demand | 0 | FEC
PL | TYNDP2026 | NT | 2050 | TWh | 266 | Sub_sector | Transport | Vans | Transport (vans) | Energetic | transport_vans_final_demand_biomass | Biomass | EU | Energy demand | 0 | FEC
PL | TYNDP2026 | NT | 2050 | TWh | 267 | Sub_sector | Transport | Vans | Transport (vans) | Energetic | transport_vans_final_demand_coal | Solids | EU | Energy demand | 0 | FEC
PL | TYNDP2026 | NT | 2050 | TWh | 268 | Sub_sector | Transport | Vans | Transport (vans) | Energetic | transport_vans_final_demand_oil | Liquids | EU | Energy demand | 6.116 | FEC
PL | TYNDP2026 | NT | 2050 | TWh | 269 | Sub_sector | Transport | Vans | Transport (vans) | Energetic | transport_vans_final_demand_other | Others | EU | Energy demand | 0 | FEC
PL | TYNDP2026 | NT | 2050 | TWh | 270 | Sub_sector | Transport | Vans | Transport (vans) | Energetic | transport_vans_final_demand_ammonia | Ammonia | EU | Energy demand | 0 | FEC
PL | TYNDP2026 | NT | 2050 | TWh | 272 | Sub_sector | Transport | Freight trains | Transport (trains) | Energetic | transport_trains_final_demand_electricity | Electricity | EU | Energy demand | 3.9144 | FEC
PL | TYNDP2026 | NT | 2050 | TWh | 273 | Sub_sector | Transport | Freight trains | Transport (trains) | Energetic | transport_trains_final_demand_hydrogen | Hydrogen | EU | Energy demand | 0 | FEC
PL | TYNDP2026 | NT | 2050 | TWh | 274 | Sub_sector | Transport | Freight trains | Transport (trains) | Energetic | transport_trains_final_demand_methane | Methane | EU | Energy demand | 0 | FEC
PL | TYNDP2026 | NT | 2050 | TWh | 275 | Sub_sector | Transport | Freight trains | Transport (trains) | Energetic | transport_trains_final_demand_heat | Heat | EU | Energy demand | 0 | FEC
PL | TYNDP2026 | NT | 2050 | TWh | 276 | Sub_sector | Transport | Freight trains | Transport (trains) | Energetic | transport_trains_final_demand_biomass | Biomass | EU | Energy demand | 0 | FEC
PL | TYNDP2026 | NT | 2050 | TWh | 277 | Sub_sector | Transport | Freight trains | Transport (trains) | Energetic | transport_trains_final_demand_coal | Solids | EU | Energy demand | 0 | FEC
PL | TYNDP2026 | NT | 2050 | TWh | 278 | Sub_sector | Transport | Freight trains | Transport (trains) | Energetic | transport_trains_final_demand_oil | Liquids | EU | Energy demand | 0.48749 | FEC
PL | TYNDP2026 | NT | 2050 | TWh | 279 | Sub_sector | Transport | Freight trains | Transport (trains) | Energetic | transport_trains_final_demand_other | Others | EU | Energy demand | 0 | FEC
PL | TYNDP2026 | NT | 2050 | TWh | 280 | Sub_sector | Transport | Freight trains | Transport (trains) | Energetic | transport_trains_final_demand_ammonia | Ammonia | EU | Energy demand | 0 | FEC
PL | TYNDP2026 | NT | 2050 | TWh | 282 | Sub_sector | Transport | Ships | Transport (ships) | Energetic | transport_ships_final_demand_electricity | Electricity | EU | Energy demand | 0.0075002 | FEC
PL | TYNDP2026 | NT | 2050 | TWh | 283 | Sub_sector | Transport | Ships | Transport (ships) | Energetic | transport_ships_final_demand_hydrogen | Hydrogen | EU | Energy demand | 0 | FEC
PL | TYNDP2026 | NT | 2050 | TWh | 284 | Sub_sector | Transport | Ships | Transport (ships) | Energetic | transport_ships_final_demand_methane | Methane | EU | Energy demand | 0 | FEC
PL | TYNDP2026 | NT | 2050 | TWh | 285 | Sub_sector | Transport | Ships | Transport (ships) | Energetic | transport_ships_final_demand_heat | Heat | EU | Energy demand | 0 | FEC
PL | TYNDP2026 | NT | 2050 | TWh | 286 | Sub_sector | Transport | Ships | Transport (ships) | Energetic | transport_ships_final_demand_biomass | Biomass | EU | Energy demand | 0 | FEC
PL | TYNDP2026 | NT | 2050 | TWh | 287 | Sub_sector | Transport | Ships | Transport (ships) | Energetic | transport_ships_final_demand_coal | Solids | EU | Energy demand | 0 | FEC
PL | TYNDP2026 | NT | 2050 | TWh | 288 | Sub_sector | Transport | Ships | Transport (ships) | Energetic | transport_ships_final_demand_oil | Liquids | EU | Energy demand | 0.018739 | FEC
PL | TYNDP2026 | NT | 2050 | TWh | 289 | Sub_sector | Transport | Ships | Transport (ships) | Energetic | transport_ships_final_demand_other | Others | EU | Energy demand | 0 | FEC
PL | TYNDP2026 | NT | 2050 | TWh | 290 | Sub_sector | Transport | Ships | Transport (ships) | Energetic | transport_ships_final_demand_ammonia | Ammonia | EU | Energy demand | 0 | FEC
PL | TYNDP2026 | NT | 2050 | TWh | 292 | Sub_sector | Transport | Planes | Transport (planes) | Energetic | transport_planes_final_demand_electricity | Electricity | EU | Energy demand | 0 | FEC
PL | TYNDP2026 | NT | 2050 | TWh | 293 | Sub_sector | Transport | Planes | Transport (planes) | Energetic | transport_planes_final_demand_hydrogen | Hydrogen | EU | Energy demand | 0 | FEC
PL | TYNDP2026 | NT | 2050 | TWh | 294 | Sub_sector | Transport | Planes | Transport (planes) | Energetic | transport_planes_final_demand_methane | Methane | EU | Energy demand | 0 | FEC
PL | TYNDP2026 | NT | 2050 | TWh | 295 | Sub_sector | Transport | Planes | Transport (planes) | Energetic | transport_planes_final_demand_heat | Heat | EU | Energy demand | 0 | FEC
PL | TYNDP2026 | NT | 2050 | TWh | 296 | Sub_sector | Transport | Planes | Transport (planes) | Energetic | transport_planes_final_demand_biomass | Biomass | EU | Energy demand | 0 | FEC
PL | TYNDP2026 | NT | 2050 | TWh | 297 | Sub_sector | Transport | Planes | Transport (planes) | Energetic | transport_planes_final_demand_coal | Solids | EU | Energy demand | 0 | FEC
PL | TYNDP2026 | NT | 2050 | TWh | 298 | Sub_sector | Transport | Planes | Transport (planes) | Energetic | transport_planes_final_demand_oil | Liquids | EU | Energy demand | 0.36758 | FEC
PL | TYNDP2026 | NT | 2050 | TWh | 299 | Sub_sector | Transport | Planes | Transport (planes) | Energetic | transport_planes_final_demand_other | Others | EU | Energy demand | 0 | FEC
PL | TYNDP2026 | NT | 2050 | TWh | 300 | Sub_sector | Transport | Planes | Transport (planes) | Energetic | transport_planes_final_demand_ammonia | Ammonia | EU | Energy demand | 0 | FEC
PL | TYNDP2026 | NT | 2050 | TWh | 302 | Sub_sector | Transport | Others | Transport (others) | Energetic | transport_other_final_demand_electricity | Electricity | EU | Energy demand | 0.041752 | FEC
PL | TYNDP2026 | NT | 2050 | TWh | 303 | Sub_sector | Transport | Others | Transport (others) | Energetic | transport_other_final_demand_hydrogen | Hydrogen | EU | Energy demand | 0 | FEC
PL | TYNDP2026 | NT | 2050 | TWh | 304 | Sub_sector | Transport | Others | Transport (others) | Energetic | transport_other_final_demand_methane | Methane | EU | Energy demand | 0 | FEC
PL | TYNDP2026 | NT | 2050 | TWh | 305 | Sub_sector | Transport | Others | Transport (others) | Energetic | transport_other_final_demand_heat | Heat | EU | Energy demand | 0 | FEC
PL | TYNDP2026 | NT | 2050 | TWh | 306 | Sub_sector | Transport | Others | Transport (others) | Energetic | transport_other_final_demand_biomass | Biomass | EU | Energy demand | 0 | FEC
PL | TYNDP2026 | NT | 2050 | TWh | 307 | Sub_sector | Transport | Others | Transport (others) | Energetic | transport_other_final_demand_coal | Solids | EU | Energy demand | 0 | FEC
PL | TYNDP2026 | NT | 2050 | TWh | 308 | Sub_sector | Transport | Others | Transport (others) | Energetic | transport_other_final_demand_oil | Liquids | EU | Energy demand | 1.2414 | FEC
PL | TYNDP2026 | NT | 2050 | TWh | 309 | Sub_sector | Transport | Others | Transport (others) | Energetic | transport_other_final_demand_other | Others | EU | Energy demand | 0 | FEC
PL | TYNDP2026 | NT | 2050 | TWh | 310 | Sub_sector | Transport | Others | Transport (others) | Energetic | transport_other_final_demand_ammonia | Ammonia | EU | Energy demand | 0 | FEC
PL | TYNDP2026 | NT | 2050 | TWh | 312 | Sub_sector | International transport | International aviation | Transport (int. aviation) | Energetic | transport_int_aviation_final_demand_electricity | Electricity | EU | Energy demand | 0 | FEC
PL | TYNDP2026 | NT | 2050 | TWh | 313 | Sub_sector | International transport | International aviation | Transport (int. aviation) | Energetic | transport_int_aviation_final_demand_hydrogen | Hydrogen | EU | Energy demand | 0 | FEC
PL | TYNDP2026 | NT | 2050 | TWh | 314 | Sub_sector | International transport | International aviation | Transport (int. aviation) | Energetic | transport_int_aviation_final_demand_methane | Methane | EU | Energy demand | 0 | FEC
PL | TYNDP2026 | NT | 2050 | TWh | 315 | Sub_sector | International transport | International aviation | Transport (int. aviation) | Energetic | transport_int_aviation_final_demand_heat | Heat | EU | Energy demand | 0 | FEC
PL | TYNDP2026 | NT | 2050 | TWh | 316 | Sub_sector | International transport | International aviation | Transport (int. aviation) | Energetic | transport_int_aviation_final_demand_biofuels | Biomass | EU | Energy demand | 0 | FEC
PL | TYNDP2026 | NT | 2050 | TWh | 317 | Sub_sector | International transport | International aviation | Transport (int. aviation) | Energetic | transport_int_aviation_final_demand_coal | Solids | EU | Energy demand | 0 | FEC
PL | TYNDP2026 | NT | 2050 | TWh | 318 | Sub_sector | International transport | International aviation | Transport (int. aviation) | Energetic | transport_int_aviation_final_demand_oil | Liquids | EU | Energy demand | 10.3329 | FEC
PL | TYNDP2026 | NT | 2050 | TWh | 319 | Sub_sector | International transport | International aviation | Transport (int. aviation) | Energetic | transport_int_aviation_final_demand_other | Others | EU | Energy demand | 0 | FEC
PL | TYNDP2026 | NT | 2050 | TWh | 320 | Sub_sector | International transport | International aviation | Transport (int. aviation) | Energetic | transport_int_aviation_final_demand_ammonia | Ammonia | EU | Energy demand | 0 | FEC
PL | TYNDP2026 | NT | 2050 | TWh | 322 | Sub_sector | International transport | International shipping | Transport (int. shipping) | Energetic | transport_int_shipping_final_demand_electricity | Electricity | EU | Energy demand | 0 | not_included_in_FEC
PL | TYNDP2026 | NT | 2050 | TWh | 323 | Sub_sector | International transport | International shipping | Transport (int. shipping) | Energetic | transport_int_shipping_final_demand_hydrogen | Hydrogen | EU | Energy demand | 0 | not_included_in_FEC
PL | TYNDP2026 | NT | 2050 | TWh | 324 | Sub_sector | International transport | International shipping | Transport (int. shipping) | Energetic | transport_int_shipping_final_demand_methane | Methane | EU | Energy demand | 0 | not_included_in_FEC
PL | TYNDP2026 | NT | 2050 | TWh | 325 | Sub_sector | International transport | International shipping | Transport (int. shipping) | Energetic | transport_int_shipping_final_demand_heat | Heat | EU | Energy demand | 0 | not_included_in_FEC
PL | TYNDP2026 | NT | 2050 | TWh | 326 | Sub_sector | International transport | International shipping | Transport (int. shipping) | Energetic | transport_int_shipping_final_demand_biofuels | Biomass | EU | Energy demand | 0 | not_included_in_FEC
PL | TYNDP2026 | NT | 2050 | TWh | 327 | Sub_sector | International transport | International shipping | Transport (int. shipping) | Energetic | transport_int_shipping_final_demand_coal | Solids | EU | Energy demand | 0 | not_included_in_FEC
PL | TYNDP2026 | NT | 2050 | TWh | 328 | Sub_sector | International transport | International shipping | Transport (int. shipping) | Energetic | transport_int_shipping_final_demand_oil | Liquids | EU | Energy demand | 2.4304 | not_included_in_FEC
PL | TYNDP2026 | NT | 2050 | TWh | 329 | Sub_sector | International transport | International shipping | Transport (int. shipping) | Energetic | transport_int_shipping_final_demand_other | Others | EU | Energy demand | 0 | not_included_in_FEC
PL | TYNDP2026 | NT | 2050 | TWh | 330 | Sub_sector | International transport | International shipping | Transport (int. shipping) | Energetic | transport_int_shipping_final_demand_ammonia | Ammonia | EU | Energy demand | 0 | not_included_in_FEC
PL | TYNDP2026 | NT | 2050 | TWh | 332 | Sub_sector | Households | Space heating | Households (heating) | Energetic | households_heating_final_demand_electricity | Electricity | EU | Energy demand | 25.3862 | FEC
PL | TYNDP2026 | NT | 2050 | TWh | 333 | Sub_sector | Households | Space heating | Households (heating) | Energetic | households_heating_final_demand_hydrogen | Hydrogen | EU | Energy demand | 0 | FEC
PL | TYNDP2026 | NT | 2050 | TWh | 334 | Sub_sector | Households | Space heating | Households (heating) | Energetic | households_heating_final_demand_methane | Methane | EU | Energy demand | 27.4734 | FEC
PL | TYNDP2026 | NT | 2050 | TWh | 335 | Sub_sector | Households | Space heating | Households (heating) | Energetic | households_heating_final_demand_heat | Heat | EU | Energy demand | 30.919 | FEC
PL | TYNDP2026 | NT | 2050 | TWh | 336 | Sub_sector | Households | Space heating | Households (heating) | Energetic | households_heating_final_demand_biomass | Biomass | EU | Energy demand | 14.9858 | FEC
PL | TYNDP2026 | NT | 2050 | TWh | 337 | Sub_sector | Households | Space heating | Households (heating) | Energetic | households_heating_final_demand_coal | Solids | EU | Energy demand | 0 | FEC
PL | TYNDP2026 | NT | 2050 | TWh | 338 | Sub_sector | Households | Space heating | Households (heating) | Energetic | households_heating_final_demand_oil | Liquids | EU | Energy demand | 0 | FEC
PL | TYNDP2026 | NT | 2050 | TWh | 339 | Sub_sector | Households | Space heating | Households (heating) | Energetic | households_heating_final_demand_other | Others | EU | Energy demand | 19.1288 | FEC
PL | TYNDP2026 | NT | 2050 | TWh | 340 | Sub_sector | Households | Space heating | Households (heating) | Energetic | households_heating_final_demand_ammonia | Ammonia | EU | Energy demand | 0 | FEC
PL | TYNDP2026 | NT | 2050 | TWh | 343 | Sub_sector | Households | Cooling | Households (cooling) | Energetic | households_cooling_final_demand_electricity | Electricity | EU | Energy demand | 0 | FEC
PL | TYNDP2026 | NT | 2050 | TWh | 344 | Sub_sector | Households | Cooling | Households (cooling) | Energetic | households_cooling_final_demand_hydrogen | Hydrogen | EU | Energy demand | 0 | FEC
PL | TYNDP2026 | NT | 2050 | TWh | 345 | Sub_sector | Households | Cooling | Households (cooling) | Energetic | households_cooling_final_demand_methane | Methane | EU | Energy demand | 0 | FEC
PL | TYNDP2026 | NT | 2050 | TWh | 346 | Sub_sector | Households | Cooling | Households (cooling) | Energetic | households_cooling_final_demand_heat | Heat | EU | Energy demand | 0 | FEC
PL | TYNDP2026 | NT | 2050 | TWh | 347 | Sub_sector | Households | Cooling | Households (cooling) | Energetic | households_cooling_final_demand_biomass | Biomass | EU | Energy demand | 0 | FEC
PL | TYNDP2026 | NT | 2050 | TWh | 348 | Sub_sector | Households | Cooling | Households (cooling) | Energetic | households_cooling_final_demand_coal | Solids | EU | Energy demand | 0 | FEC
PL | TYNDP2026 | NT | 2050 | TWh | 349 | Sub_sector | Households | Cooling | Households (cooling) | Energetic | households_cooling_final_demand_oil | Liquids | EU | Energy demand | 0 | FEC
PL | TYNDP2026 | NT | 2050 | TWh | 350 | Sub_sector | Households | Cooling | Households (cooling) | Energetic | households_cooling_final_demand_other | Others | EU | Energy demand | 0 | FEC
PL | TYNDP2026 | NT | 2050 | TWh | 351 | Sub_sector | Households | Cooling | Households (cooling) | Energetic | households_cooling_final_demand_ammonia | Ammonia | EU | Energy demand | 0 | FEC
PL | TYNDP2026 | NT | 2050 | TWh | 354 | Sub_sector | Households | Hot water | Households (hot water) | Energetic | households_hot_water_final_demand_electricity | Electricity | EU | Energy demand | 0.79362 | FEC
PL | TYNDP2026 | NT | 2050 | TWh | 355 | Sub_sector | Households | Hot water | Households (hot water) | Energetic | households_hot_water_final_demand_hydrogen | Hydrogen | EU | Energy demand | 0 | FEC
PL | TYNDP2026 | NT | 2050 | TWh | 356 | Sub_sector | Households | Hot water | Households (hot water) | Energetic | households_hot_water_final_demand_methane | Methane | EU | Energy demand | 0.48343 | FEC
PL | TYNDP2026 | NT | 2050 | TWh | 357 | Sub_sector | Households | Hot water | Households (hot water) | Energetic | households_hot_water_final_demand_heat | Heat | EU | Energy demand | 0.66134 | FEC
PL | TYNDP2026 | NT | 2050 | TWh | 358 | Sub_sector | Households | Hot water | Households (hot water) | Energetic | households_hot_water_final_demand_biomass | Biomass | EU | Energy demand | 0.14149 | FEC
PL | TYNDP2026 | NT | 2050 | TWh | 359 | Sub_sector | Households | Hot water | Households (hot water) | Energetic | households_hot_water_final_demand_coal | Solids | EU | Energy demand | 0 | FEC
PL | TYNDP2026 | NT | 2050 | TWh | 360 | Sub_sector | Households | Hot water | Households (hot water) | Energetic | households_hot_water_final_demand_oil | Liquids | EU | Energy demand | 0 | FEC
PL | TYNDP2026 | NT | 2050 | TWh | 361 | Sub_sector | Households | Hot water | Households (hot water) | Energetic | households_hot_water_final_demand_other | Others | EU | Energy demand | 29.7184 | FEC
PL | TYNDP2026 | NT | 2050 | TWh | 362 | Sub_sector | Households | Hot water | Households (hot water) | Energetic | households_hot_water_final_demand_ammonia | Ammonia | EU | Energy demand | 0 | FEC
PL | TYNDP2026 | NT | 2050 | TWh | 365 | Sub_sector | Households | Appliances | Households (appliances) | Energetic | households_appliances_final_demand_electricity | Electricity | EU | Energy demand | 24.5265 | FEC
PL | TYNDP2026 | NT | 2050 | TWh | 366 | Sub_sector | Households | Appliances | Households (appliances) | Energetic | households_appliances_final_demand_hydrogen | Hydrogen | EU | Energy demand | 0 | FEC
PL | TYNDP2026 | NT | 2050 | TWh | 367 | Sub_sector | Households | Appliances | Households (appliances) | Energetic | households_appliances_final_demand_methane | Methane | EU | Energy demand | 4.9724 | FEC
PL | TYNDP2026 | NT | 2050 | TWh | 368 | Sub_sector | Households | Appliances | Households (appliances) | Energetic | households_appliances_final_demand_heat | Heat | EU | Energy demand | 0 | FEC
PL | TYNDP2026 | NT | 2050 | TWh | 369 | Sub_sector | Households | Appliances | Households (appliances) | Energetic | households_appliances_final_demand_biomass | Biomass | EU | Energy demand | 0 | FEC
PL | TYNDP2026 | NT | 2050 | TWh | 370 | Sub_sector | Households | Appliances | Households (appliances) | Energetic | households_appliances_final_demand_coal | Solids | EU | Energy demand | 0 | FEC
PL | TYNDP2026 | NT | 2050 | TWh | 371 | Sub_sector | Households | Appliances | Households (appliances) | Energetic | households_appliances_final_demand_oil | Liquids | EU | Energy demand | 0 | FEC
PL | TYNDP2026 | NT | 2050 | TWh | 372 | Sub_sector | Households | Appliances | Households (appliances) | Energetic | households_appliances_final_demand_other | Others | EU | Energy demand | 0 | FEC
PL | TYNDP2026 | NT | 2050 | TWh | 373 | Sub_sector | Households | Appliances | Households (appliances) | Energetic | households_appliances_final_demand_ammonia | Ammonia | EU | Energy demand | 0 | FEC
PL | TYNDP2026 | NT | 2050 | TWh | 375 | Sub_sector | Buildings | Space heating | Buildings (heat) | Energetic | buildings_heat_final_demand_electricity | Electricity | EU | Energy demand | 22.5823 | FEC
PL | TYNDP2026 | NT | 2050 | TWh | 376 | Sub_sector | Buildings | Space heating | Buildings (heat) | Energetic | buildings_heat_final_demand_hydrogen | Hydrogen | EU | Energy demand | 0 | FEC
PL | TYNDP2026 | NT | 2050 | TWh | 377 | Sub_sector | Buildings | Space heating | Buildings (heat) | Energetic | buildings_heat_final_demand_methane | Methane | EU | Energy demand | 2.3843 | FEC
PL | TYNDP2026 | NT | 2050 | TWh | 378 | Sub_sector | Buildings | Space heating | Buildings (heat) | Energetic | buildings_heat_final_demand_heat | Heat | EU | Energy demand | 11.194 | FEC
PL | TYNDP2026 | NT | 2050 | TWh | 379 | Sub_sector | Buildings | Space heating | Buildings (heat) | Energetic | buildings_heat_final_demand_biomass | Biomass | EU | Energy demand | 1.241 | FEC
PL | TYNDP2026 | NT | 2050 | TWh | 380 | Sub_sector | Buildings | Space heating | Buildings (heat) | Energetic | buildings_heat_final_demand_coal | Solids | EU | Energy demand | 0 | FEC
PL | TYNDP2026 | NT | 2050 | TWh | 381 | Sub_sector | Buildings | Space heating | Buildings (heat) | Energetic | buildings_heat_final_demand_oil | Liquids | EU | Energy demand | 0 | FEC
PL | TYNDP2026 | NT | 2050 | TWh | 382 | Sub_sector | Buildings | Space heating | Buildings (heat) | Energetic | buildings_heat_final_demand_other | Others | EU | Energy demand | 3.1615 | FEC
PL | TYNDP2026 | NT | 2050 | TWh | 383 | Sub_sector | Buildings | Space heating | Buildings (heat) | Energetic | buildings_heat_final_demand_ammonia | Ammonia | EU | Energy demand | 0 | FEC
PL | TYNDP2026 | NT | 2050 | TWh | 386 | Sub_sector | Buildings | Cooling | Buildings (cooling) | Energetic | buildings_cooling_final_demand_electricity | Electricity | EU | Energy demand | 1.1461 | FEC
PL | TYNDP2026 | NT | 2050 | TWh | 387 | Sub_sector | Buildings | Cooling | Buildings (cooling) | Energetic | buildings_cooling_final_demand_hydrogen | Hydrogen | EU | Energy demand | 0 | FEC
PL | TYNDP2026 | NT | 2050 | TWh | 388 | Sub_sector | Buildings | Cooling | Buildings (cooling) | Energetic | buildings_cooling_final_demand_methane | Methane | EU | Energy demand | 0.0055584 | FEC
PL | TYNDP2026 | NT | 2050 | TWh | 389 | Sub_sector | Buildings | Cooling | Buildings (cooling) | Energetic | buildings_cooling_final_demand_heat | Heat | EU | Energy demand | 0 | FEC
PL | TYNDP2026 | NT | 2050 | TWh | 390 | Sub_sector | Buildings | Cooling | Buildings (cooling) | Energetic | buildings_cooling_final_demand_biomass | Biomass | EU | Energy demand | 0 | FEC
PL | TYNDP2026 | NT | 2050 | TWh | 391 | Sub_sector | Buildings | Cooling | Buildings (cooling) | Energetic | buildings_cooling_final_demand_coal | Solids | EU | Energy demand | 0 | FEC
PL | TYNDP2026 | NT | 2050 | TWh | 392 | Sub_sector | Buildings | Cooling | Buildings (cooling) | Energetic | buildings_cooling_final_demand_oil | Liquids | EU | Energy demand | 0 | FEC
PL | TYNDP2026 | NT | 2050 | TWh | 393 | Sub_sector | Buildings | Cooling | Buildings (cooling) | Energetic | buildings_cooling_final_demand_other | Others | EU | Energy demand | 0 | FEC
PL | TYNDP2026 | NT | 2050 | TWh | 394 | Sub_sector | Buildings | Cooling | Buildings (cooling) | Energetic | buildings_cooling_final_demand_ammonia | Ammonia | EU | Energy demand | 0 | FEC
PL | TYNDP2026 | NT | 2050 | TWh | 397 | Sub_sector | Buildings | Appliances | Buildings (appliances) | Energetic | buildings_appliances_final_demand_electricity | Electricity | EU | Energy demand | 35.1455 | FEC
PL | TYNDP2026 | NT | 2050 | TWh | 398 | Sub_sector | Buildings | Appliances | Buildings (appliances) | Energetic | buildings_appliances_final_demand_hydrogen | Hydrogen | EU | Energy demand | 0 | FEC
PL | TYNDP2026 | NT | 2050 | TWh | 399 | Sub_sector | Buildings | Appliances | Buildings (appliances) | Energetic | buildings_appliances_final_demand_methane | Methane | EU | Energy demand | 5.0539 | FEC
PL | TYNDP2026 | NT | 2050 | TWh | 400 | Sub_sector | Buildings | Appliances | Buildings (appliances) | Energetic | buildings_appliances_final_demand_heat | Heat | EU | Energy demand | 0 | FEC
PL | TYNDP2026 | NT | 2050 | TWh | 401 | Sub_sector | Buildings | Appliances | Buildings (appliances) | Energetic | buildings_appliances_final_demand_biomass | Biomass | EU | Energy demand | 0 | FEC
PL | TYNDP2026 | NT | 2050 | TWh | 402 | Sub_sector | Buildings | Appliances | Buildings (appliances) | Energetic | buildings_appliances_final_demand_coal | Solids | EU | Energy demand | 0 | FEC
PL | TYNDP2026 | NT | 2050 | TWh | 403 | Sub_sector | Buildings | Appliances | Buildings (appliances) | Energetic | buildings_appliances_final_demand_oil | Liquids | EU | Energy demand | 0 | FEC
PL | TYNDP2026 | NT | 2050 | TWh | 404 | Sub_sector | Buildings | Appliances | Buildings (appliances) | Energetic | buildings_appliances_final_demand_other | Others | EU | Energy demand | 0 | FEC
PL | TYNDP2026 | NT | 2050 | TWh | 405 | Sub_sector | Buildings | Appliances | Buildings (appliances) | Energetic | buildings_appliances_final_demand_ammonia | Ammonia | EU | Energy demand | 0 | FEC
PL | TYNDP2026 | NT | 2050 | TWh | 407 | Sub_sector | Buildings | Datacenters | Datacenters & ICT | Energetic | datacentres_final_demand_electricity_energetic | Electricity | EU | Energy demand | 5.0867 | FEC
PL | TYNDP2026 | NT | 2050 | TWh | 408 | Sub_sector | Buildings | Datacenters | Datacenters & ICT | Energetic | datacentres_final_demand_hydrogen_energetic | Hydrogen | EU | Energy demand | 0 | FEC
PL | TYNDP2026 | NT | 2050 | TWh | 409 | Sub_sector | Buildings | Datacenters | Datacenters & ICT | Energetic | datacentres_final_demand_methane_energetic | Methane | EU | Energy demand | 0 | FEC
PL | TYNDP2026 | NT | 2050 | TWh | 410 | Sub_sector | Buildings | Datacenters | Datacenters & ICT | Energetic | datacentres_final_demand_heat_energetic | Heat | EU | Energy demand | 0 | FEC
PL | TYNDP2026 | NT | 2050 | TWh | 411 | Sub_sector | Buildings | Datacenters | Datacenters & ICT | Energetic | datacentres_final_demand_biomass_energetic | Biomass | EU | Energy demand | 0 | FEC
PL | TYNDP2026 | NT | 2050 | TWh | 412 | Sub_sector | Buildings | Datacenters | Datacenters & ICT | Energetic | datacentres_final_demand_coal_energetic | Solids | EU | Energy demand | 0 | FEC
PL | TYNDP2026 | NT | 2050 | TWh | 413 | Sub_sector | Buildings | Datacenters | Datacenters & ICT | Energetic | datacentres_final_demand_oil_energetic | Liquids | EU | Energy demand | 0 | FEC
PL | TYNDP2026 | NT | 2050 | TWh | 414 | Sub_sector | Buildings | Datacenters | Datacenters & ICT | Energetic | datacentres_final_demand_other_energetic | Others | EU | Energy demand | 0 | FEC
PL | TYNDP2026 | NT | 2050 | TWh | 415 | Sub_sector | Buildings | Datacenters | Datacenters & ICT | Energetic | datacentres_final_demand_ammonia_energetic | Ammonia | EU | Energy demand | 0 | FEC
PL | TYNDP2026 | NT | 2050 | TWh | 417 | Sub_sector | Transport | Others_Sector | Others_Sector | Energetic | other_final_demand_electricity_energetic | Electricity | EU | Energy demand | 0 | FEC
PL | TYNDP2026 | NT | 2050 | TWh | 418 | Sub_sector | Transport | Others_Sector | Others_Sector | Energetic | other_final_demand_hydrogen_energetic | Hydrogen | EU | Energy demand | 0 | FEC
PL | TYNDP2026 | NT | 2050 | TWh | 419 | Sub_sector | Transport | Pipeline Transport | Others_Sector | Energetic | other_final_demand_methane_energetic | Methane | EU | Energy demand | 4.55 | FEC
PL | TYNDP2026 | NT | 2050 | TWh | 420 | Sub_sector | Transport | Others_Sector | Others_Sector | Energetic | other_final_demand_heat_energetic | Heat | EU | Energy demand | 0 | FEC
PL | TYNDP2026 | NT | 2050 | TWh | 421 | Sub_sector | Transport | Others_Sector | Others_Sector | Energetic | other_final_demand_biomass_energetic | Biomass | EU | Energy demand | 0 | FEC
PL | TYNDP2026 | NT | 2050 | TWh | 422 | Sub_sector | Transport | Others_Sector | Others_Sector | Energetic | other_final_demand_coal_energetic | Solids | EU | Energy demand | 0 | FEC
PL | TYNDP2026 | NT | 2050 | TWh | 423 | Sub_sector | Transport | Others_Sector | Others_Sector | Energetic | other_final_demand_oil_energetic | Liquids | EU | Energy demand | 0.0011586 | FEC
PL | TYNDP2026 | NT | 2050 | TWh | 424 | Sub_sector | Others_Sector | Others_Sector | Others_Sector | Non-energetic | other_final_demand_oil_non_energetic | Liquids | EU | Energy demand | 4.7399 | not_included_in_FEC
PL | TYNDP2026 | NT | 2050 | TWh | 425 | Sub_sector | Transport | Others_Sector | Others_Sector | Energetic | other_final_demand_other_energetic | Others | EU | Energy demand | 0 | FEC
PL | TYNDP2026 | NT | 2050 | TWh | 426 | Sub_sector | Transport | Others_Sector | Others_Sector | Energetic | other_final_demand_ammonia_energetic | Ammonia | EU | Energy demand | 0 | FEC
PL | TYNDP2026 | NT | 2050 | TWh | 427 | Sub_sector | Industry | Surplus_Heat_in_Industry | Surplus_Heat_in_Industry | Energetic | final_demand_of_industry_unused_local_production_steam_hot_water | Heat | EU | Energy demand | 3.9986 | FEC
PL | TYNDP2026 | NT | 2050 | TWh | 429 | Sub_sector | Agriculture | Total | Agriculture | Energetic | agriculture_final_demand_electricity_energetic | Electricity | EU | Energy demand | 1.8989 | FEC
PL | TYNDP2026 | NT | 2050 | TWh | 430 | Sub_sector | Agriculture | Total | Agriculture | Energetic | agriculture_final_demand_hydrogen_energetic | Hydrogen | EU | Energy demand | 6.02e-05 | FEC
PL | TYNDP2026 | NT | 2050 | TWh | 431 | Sub_sector | Agriculture | Total | Agriculture | Energetic | agriculture_final_demand_methane_energetic | Methane | EU | Energy demand | 2.0841 | FEC
PL | TYNDP2026 | NT | 2050 | TWh | 432 | Sub_sector | Agriculture | Total | Agriculture | Energetic | agriculture_final_demand_heat_energetic | Heat | EU | Energy demand | 0.22062 | FEC
PL | TYNDP2026 | NT | 2050 | TWh | 433 | Sub_sector | Agriculture | Total | Agriculture | Energetic | agriculture_final_demand_biomass_energetic | Biomass | EU | Energy demand | 11.0217 | FEC
PL | TYNDP2026 | NT | 2050 | TWh | 434 | Sub_sector | Agriculture | Total | Agriculture | Energetic | agriculture_final_demand_coal_energetic | Solids | EU | Energy demand | 0 | FEC
PL | TYNDP2026 | NT | 2050 | TWh | 435 | Sub_sector | Agriculture | Total | Agriculture | Energetic | agriculture_final_demand_oil_energetic | Liquids | EU | Energy demand | 20.9857 | FEC
PL | TYNDP2026 | NT | 2050 | TWh | 436 | Sub_sector | Agriculture | Total | Agriculture | Energetic | agriculture_final_demand_other_energetic | Others | EU | Energy demand | 0 | FEC
PL | TYNDP2026 | NT | 2050 | TWh | 437 | Sub_sector | Agriculture | Total | Agriculture | Energetic | agriculture_final_demand_ammonia_energetic | Ammonia | EU | Energy demand | 0 | FEC
PL | TYNDP2026 | NT | 2050 | TWh | 447 | Sub_sector | Buildings | Surplus Energy | Buildings | Energetic | GAP | Electricity | EU | Energy demand | 0 | FEC
PL | TYNDP2026 | NT | 2050 | TWh | 448 | Sub_sector | Buildings | Surplus Energy | Buildings | Energetic | GAP | Hydrogen | EU | Energy demand | 0 | FEC
PL | TYNDP2026 | NT | 2050 | TWh | 449 | Sub_sector | Buildings | Surplus Energy | Buildings | Energetic | GAP | Methane | EU | Energy demand | 0 | FEC
PL | TYNDP2026 | NT | 2050 | TWh | 450 | Sub_sector | Buildings | Surplus Energy | Buildings | Energetic | GAP | Heat | EU | Energy demand | 0 | FEC
PL | TYNDP2026 | NT | 2050 | TWh | 451 | Sub_sector | Buildings | Surplus Energy | Buildings | Energetic | GAP | Biomass | EU | Energy demand | 0.20422 | FEC
PL | TYNDP2026 | NT | 2050 | TWh | 452 | Sub_sector | Buildings | Surplus Energy | Buildings | Energetic | GAP | Solids | EU | Energy demand | 0.2945 | FEC
PL | TYNDP2026 | NT | 2050 | TWh | 453 | Sub_sector | Buildings | Surplus Energy | Buildings | Energetic | GAP | Liquids | EU | Energy demand | 1.1752 | FEC
PL | TYNDP2026 | NT | 2050 | TWh | 454 | Sub_sector | Buildings | Surplus Energy | Buildings | Energetic | GAP | Others | EU | Energy demand | 0 | FEC
PL | TYNDP2026 | NT | 2050 | TWh | 455 | Sub_sector | Buildings | Surplus Energy | Buildings | Energetic | GAP | Ammonia | EU | Energy demand | 0 | FEC
PL | TYNDP2026 | NT | 2050 | TWh | 456 | Sub_sector | Households | Surplus Energy | Households | Energetic | GAP | Electricity | EU | Energy demand | 0 | FEC
PL | TYNDP2026 | NT | 2050 | TWh | 457 | Sub_sector | Households | Surplus Energy | Households | Energetic | GAP | Hydrogen | EU | Energy demand | 0 | FEC
PL | TYNDP2026 | NT | 2050 | TWh | 458 | Sub_sector | Households | Surplus Energy | Households | Energetic | GAP | Methane | EU | Energy demand | 0 | FEC
PL | TYNDP2026 | NT | 2050 | TWh | 459 | Sub_sector | Households | Surplus Energy | Households | Energetic | GAP | Heat | EU | Energy demand | 0 | FEC
PL | TYNDP2026 | NT | 2050 | TWh | 460 | Sub_sector | Households | Surplus Energy | Households | Energetic | GAP | Biomass | EU | Energy demand | 0 | FEC
PL | TYNDP2026 | NT | 2050 | TWh | 461 | Sub_sector | Households | Surplus Energy | Households | Energetic | GAP | Solids | EU | Energy demand | 0 | FEC
PL | TYNDP2026 | NT | 2050 | TWh | 462 | Sub_sector | Households | Surplus Energy | Households | Energetic | GAP | Liquids | EU | Energy demand | 0 | FEC
PL | TYNDP2026 | NT | 2050 | TWh | 463 | Sub_sector | Households | Surplus Energy | Households | Energetic | GAP | Others | EU | Energy demand | 0 | FEC
PL | TYNDP2026 | NT | 2050 | TWh | 464 | Sub_sector | Households | Surplus Energy | Households | Energetic | GAP | Ammonia | EU | Energy demand | 0 | FEC
PL | TYNDP2026 | HEV | 2035 | TWh | 102 | Sub_sector | Industry | Aluminium | Industry (aluminium) | Energetic | industry_aluminium_demand_electricity_energetic | Electricity | EU | Energy demand | 0 | FEC
PL | TYNDP2026 | HEV | 2035 | TWh | 103 | Sub_sector | Industry | Aluminium | Industry (aluminium) | Energetic | industry_aluminium_demand_hydrogen_energetic | Hydrogen | EU | Energy demand | 0 | FEC
PL | TYNDP2026 | HEV | 2035 | TWh | 104 | Sub_sector | Industry | Aluminium | Industry (aluminium) | Energetic | industry_aluminium_demand_methane_energetic | Methane | EU | Energy demand | 0 | FEC
PL | TYNDP2026 | HEV | 2035 | TWh | 105 | Sub_sector | Industry | Aluminium | Industry (aluminium) | Energetic | industry_aluminium_demand_heat_energetic | Heat | EU | Energy demand | 0 | FEC
PL | TYNDP2026 | HEV | 2035 | TWh | 106 | Sub_sector | Industry | Aluminium | Industry (aluminium) | Energetic | industry_aluminium_demand_biomass_energetic | Biomass | EU | Energy demand | 0 | FEC
PL | TYNDP2026 | HEV | 2035 | TWh | 107 | Sub_sector | Industry | Aluminium | Industry (aluminium) | Energetic | industry_aluminium_demand_coal_energetic | Solids | EU | Energy demand | 0 | FEC
PL | TYNDP2026 | HEV | 2035 | TWh | 108 | Sub_sector | Industry | Aluminium | Industry (aluminium) | Energetic | industry_aluminium_demand_oil_energetic | Liquids | EU | Energy demand | 0 | FEC
PL | TYNDP2026 | HEV | 2035 | TWh | 109 | Sub_sector | Industry | Aluminium | Industry (aluminium) | Energetic | industry_aluminium_demand_others_energetic | Others | EU | Energy demand | 0 | FEC
PL | TYNDP2026 | HEV | 2035 | TWh | 110 | Sub_sector | Industry | Aluminium | Industry (aluminium) | Energetic | industry_ammonia_demand_others_energetic | Ammonia | EU | Energy demand | 0 | FEC
PL | TYNDP2026 | HEV | 2035 | TWh | 112 | Sub_sector | Industry | Chemicals | Industry (chemicals, energetic) | Energetic | industry_chemical_demand_electricity_energetic | Electricity | EU | Energy demand | 6.0602 | FEC
PL | TYNDP2026 | HEV | 2035 | TWh | 113 | Sub_sector | Industry | Chemicals | Industry (chemicals, energetic) | Energetic | industry_chemical_demand_hydrogen_energetic | Hydrogen | EU | Energy demand | 0 | FEC
PL | TYNDP2026 | HEV | 2035 | TWh | 114 | Sub_sector | Industry | Chemicals | Industry (chemicals, energetic) | Energetic | industry_chemical_demand_methane_energetic | Methane | EU | Energy demand | 5.8231 | FEC
PL | TYNDP2026 | HEV | 2035 | TWh | 115 | Sub_sector | Industry | Chemicals | Industry (chemicals, energetic) | Energetic | industry_chemical_demand_heat_energetic | Heat | EU | Energy demand | 2.8045 | FEC
PL | TYNDP2026 | HEV | 2035 | TWh | 116 | Sub_sector | Industry | Chemicals | Industry (chemicals, energetic) | Energetic | industry_chemical_demand_biomass_energetic | Biomass | EU | Energy demand | 0.94818 | FEC
PL | TYNDP2026 | HEV | 2035 | TWh | 117 | Sub_sector | Industry | Chemicals | Industry (chemicals, energetic) | Energetic | industry_chemical_demand_coal_energetic | Solids | EU | Energy demand | 6.2347 | FEC
PL | TYNDP2026 | HEV | 2035 | TWh | 118 | Sub_sector | Industry | Chemicals | Industry (chemicals, energetic) | Energetic | industry_chemical_demand_oil_energetic | Liquids | EU | Energy demand | 0 | FEC
PL | TYNDP2026 | HEV | 2035 | TWh | 119 | Sub_sector | Industry | Chemicals | Industry (chemicals, energetic) | Energetic | industry_chemical_demand_others_energetic | Others | EU | Energy demand | 0 | FEC
PL | TYNDP2026 | HEV | 2035 | TWh | 120 | Sub_sector | Industry | Chemicals | Industry (chemicals, energetic) | Energetic | industry_chemical_demand_ammonia_energetic | Ammonia | EU | Energy demand | 0 | FEC
PL | TYNDP2026 | HEV | 2035 | TWh | 122 | Sub_sector | Industry | Chemicals | Industry (chemicals, non-energetic) | Non-energetic | industry_chemical_demand_electricity_non_energetic | Electricity | EU | Energy demand | 0 | not_included_in_FEC
PL | TYNDP2026 | HEV | 2035 | TWh | 123 | Sub_sector | Industry | Chemicals | Industry (chemicals, non-energetic) | Non-energetic | industry_chemical_demand_hydrogen_non_energetic | Hydrogen | EU | Energy demand | 0.65221 | not_included_in_FEC
PL | TYNDP2026 | HEV | 2035 | TWh | 124 | Sub_sector | Industry | Chemicals | Industry (chemicals, non-energetic) | Non-energetic | industry_chemical_demand_methane_non_energetic | Methane | EU | Energy demand | 8.8265 | not_included_in_FEC
PL | TYNDP2026 | HEV | 2035 | TWh | 125 | Sub_sector | Industry | Chemicals | Industry (chemicals, non-energetic) | Non-energetic | industry_chemical_demand_heat_non_energetic | Heat | EU | Energy demand | 0 | not_included_in_FEC
PL | TYNDP2026 | HEV | 2035 | TWh | 126 | Sub_sector | Industry | Chemicals | Industry (chemicals, non-energetic) | Non-energetic | industry_chemical_demand_biomass_non_energetic | Biomass | EU | Energy demand | 0 | not_included_in_FEC
PL | TYNDP2026 | HEV | 2035 | TWh | 127 | Sub_sector | Industry | Chemicals | Industry (chemicals, non-energetic) | Non-energetic | industry_chemical_demand_coal_non_energetic | Solids | EU | Energy demand | 0.34784 | not_included_in_FEC
PL | TYNDP2026 | HEV | 2035 | TWh | 128 | Sub_sector | Industry | Chemicals | Industry (chemicals, non-energetic) | Non-energetic | industry_chemical_demand_oil_non_energetic | Liquids | EU | Energy demand | 11.9136 | not_included_in_FEC
PL | TYNDP2026 | HEV | 2035 | TWh | 129 | Sub_sector | Industry | Chemicals | Industry (chemicals, non-energetic) | Non-energetic | industry_chemical_demand_others_non_energetic | Others | EU | Energy demand | 0 | not_included_in_FEC
PL | TYNDP2026 | HEV | 2035 | TWh | 130 | Sub_sector | Industry | Chemicals | Industry (chemicals, non-energetic) | Non-energetic | industry_chemical_demand_ammonia_non_energetic | Ammonia | EU | Energy demand | 0 | not_included_in_FEC
PL | TYNDP2026 | HEV | 2035 | TWh | 132 | Sub_sector | Industry | Fertilizers | Industry (fertilizers, energetic) | Energetic | industry_fertilizers_demand_electricity_energetic | Electricity | EU | Energy demand | 0.51664 | FEC
PL | TYNDP2026 | HEV | 2035 | TWh | 133 | Sub_sector | Industry | Fertilizers | Industry (fertilizers, energetic) | Energetic | industry_fertilizers_demand_hydrogen_energetic | Hydrogen | EU | Energy demand | 0 | FEC
PL | TYNDP2026 | HEV | 2035 | TWh | 134 | Sub_sector | Industry | Fertilizers | Industry (fertilizers, energetic) | Energetic | industry_fertilizers_demand_methane_energetic | Methane | EU | Energy demand | 2.8277 | FEC
PL | TYNDP2026 | HEV | 2035 | TWh | 135 | Sub_sector | Industry | Fertilizers | Industry (fertilizers, energetic) | Energetic | industry_fertilizers_demand_heat_energetic | Heat | EU | Energy demand | 0 | FEC
PL | TYNDP2026 | HEV | 2035 | TWh | 136 | Sub_sector | Industry | Fertilizers | Industry (fertilizers, energetic) | Energetic | industry_fertilizers_demand_biomass_energetic | Biomass | EU | Energy demand | 0 | FEC
PL | TYNDP2026 | HEV | 2035 | TWh | 137 | Sub_sector | Industry | Fertilizers | Industry (fertilizers, energetic) | Energetic | industry_fertilizers_demand_coal_energetic | Solids | EU | Energy demand | 0 | FEC
PL | TYNDP2026 | HEV | 2035 | TWh | 138 | Sub_sector | Industry | Fertilizers | Industry (fertilizers, energetic) | Energetic | industry_fertilizers_demand_oil_energetic | Liquids | EU | Energy demand | 0 | FEC
PL | TYNDP2026 | HEV | 2035 | TWh | 139 | Sub_sector | Industry | Fertilizers | Industry (fertilizers, energetic) | Energetic | industry_fertilizers_demand_others_energetic | Others | EU | Energy demand | 0 | FEC
PL | TYNDP2026 | HEV | 2035 | TWh | 140 | Sub_sector | Industry | Fertilizers | Industry (fertilizers, energetic) | Energetic | industry_fertilizers_demand_ammonia_energetic | Ammonia | EU | Energy demand | 0 | FEC
PL | TYNDP2026 | HEV | 2035 | TWh | 142 | Sub_sector | Industry | Fertilizers | Industry (fertilizers, non-energetic) | Non-energetic | industry_fertilizers_demand_electricity_non_energetic | Electricity | EU | Energy demand | 0 | not_included_in_FEC
PL | TYNDP2026 | HEV | 2035 | TWh | 143 | Sub_sector | Industry | Fertilizers | Industry (fertilizers, non-energetic) | Non-energetic | industry_fertilizers_demand_hydrogen_non_energetic | Hydrogen | EU | Energy demand | 0 | not_included_in_FEC
PL | TYNDP2026 | HEV | 2035 | TWh | 144 | Sub_sector | Industry | Fertilizers | Industry (fertilizers, non-energetic) | Non-energetic | industry_fertilizers_demand_methane_non_energetic | Methane | EU | Energy demand | 11.0045 | not_included_in_FEC
PL | TYNDP2026 | HEV | 2035 | TWh | 145 | Sub_sector | Industry | Fertilizers | Industry (fertilizers, non-energetic) | Non-energetic | industry_fertilizers_demand_heat_non_energetic | Heat | EU | Energy demand | 0 | not_included_in_FEC
PL | TYNDP2026 | HEV | 2035 | TWh | 146 | Sub_sector | Industry | Fertilizers | Industry (fertilizers, non-energetic) | Non-energetic | industry_fertilizers_demand_biomass_non_energetic | Biomass | EU | Energy demand | 0 | not_included_in_FEC
PL | TYNDP2026 | HEV | 2035 | TWh | 147 | Sub_sector | Industry | Fertilizers | Industry (fertilizers, non-energetic) | Non-energetic | industry_fertilizers_demand_coal_non_energetic | Solids | EU | Energy demand | 0 | not_included_in_FEC
PL | TYNDP2026 | HEV | 2035 | TWh | 148 | Sub_sector | Industry | Fertilizers | Industry (fertilizers, non-energetic) | Non-energetic | industry_fertilizers_demand_oil_non_energetic | Liquids | EU | Energy demand | 0 | not_included_in_FEC
PL | TYNDP2026 | HEV | 2035 | TWh | 149 | Sub_sector | Industry | Fertilizers | Industry (fertilizers, non-energetic) | Non-energetic | industry_fertilizers_demand_others_non_energetic | Others | EU | Energy demand | 0 | not_included_in_FEC
PL | TYNDP2026 | HEV | 2035 | TWh | 150 | Sub_sector | Industry | Fertilizers | Industry (fertilizers, non-energetic) | Non-energetic | industry_fertilizers_demand_ammonia_non_energetic | Ammonia | EU | Energy demand | 0 | not_included_in_FEC
PL | TYNDP2026 | HEV | 2035 | TWh | 152 | Sub_sector | Industry | Food | Industry (food) | Energetic | industry_food_demand_electricity_energetic | Electricity | EU | Energy demand | 6.9529 | FEC
PL | TYNDP2026 | HEV | 2035 | TWh | 153 | Sub_sector | Industry | Food | Industry (food) | Energetic | industry_food_demand_hydrogen_energetic | Hydrogen | EU | Energy demand | 0 | FEC
PL | TYNDP2026 | HEV | 2035 | TWh | 154 | Sub_sector | Industry | Food | Industry (food) | Energetic | industry_food_demand_methane_energetic | Methane | EU | Energy demand | 8.6381 | FEC
PL | TYNDP2026 | HEV | 2035 | TWh | 155 | Sub_sector | Industry | Food | Industry (food) | Energetic | industry_food_demand_heat_energetic | Heat | EU | Energy demand | 0.47425 | FEC
PL | TYNDP2026 | HEV | 2035 | TWh | 156 | Sub_sector | Industry | Food | Industry (food) | Energetic | industry_food_demand_biomass_energetic | Biomass | EU | Energy demand | 0.44341 | FEC
PL | TYNDP2026 | HEV | 2035 | TWh | 157 | Sub_sector | Industry | Food | Industry (food) | Energetic | industry_food_demand_coal_energetic | Solids | EU | Energy demand | 1.7387 | FEC
PL | TYNDP2026 | HEV | 2035 | TWh | 158 | Sub_sector | Industry | Food | Industry (food) | Energetic | industry_food_demand_oil_energetic | Liquids | EU | Energy demand | 0 | FEC
PL | TYNDP2026 | HEV | 2035 | TWh | 159 | Sub_sector | Industry | Food | Industry (food) | Energetic | industry_food_demand_others_energetic | Others | EU | Energy demand | 0 | FEC
PL | TYNDP2026 | HEV | 2035 | TWh | 160 | Sub_sector | Industry | Food | Industry (food) | Energetic | industry_food_demand_ammonia_energetic | Ammonia | EU | Energy demand | 0 | FEC
PL | TYNDP2026 | HEV | 2035 | TWh | 162 | Sub_sector | Industry | Metals | Industry (metal) | Energetic | industry_metal_demand_electricity_energetic | Electricity | EU | Energy demand | 1.7213 | FEC
PL | TYNDP2026 | HEV | 2035 | TWh | 163 | Sub_sector | Industry | Metals | Industry (metal) | Energetic | industry_metal_demand_hydrogen_energetic | Hydrogen | EU | Energy demand | 0 | FEC
PL | TYNDP2026 | HEV | 2035 | TWh | 164 | Sub_sector | Industry | Metals | Industry (metal) | Energetic | industry_metal_demand_methane_energetic | Methane | EU | Energy demand | 1.5033 | FEC
PL | TYNDP2026 | HEV | 2035 | TWh | 165 | Sub_sector | Industry | Metals | Industry (metal) | Energetic | industry_metal_demand_heat_energetic | Heat | EU | Energy demand | 0.15225 | FEC
PL | TYNDP2026 | HEV | 2035 | TWh | 166 | Sub_sector | Industry | Metals | Industry (metal) | Energetic | industry_metal_demand_biomass_energetic | Biomass | EU | Energy demand | 0 | FEC
PL | TYNDP2026 | HEV | 2035 | TWh | 167 | Sub_sector | Industry | Metals | Industry (metal) | Energetic | industry_metal_demand_coal_energetic | Solids | EU | Energy demand | 0.14136 | FEC
PL | TYNDP2026 | HEV | 2035 | TWh | 168 | Sub_sector | Industry | Metals | Industry (metal) | Energetic | industry_metal_demand_oil_energetic | Liquids | EU | Energy demand | 0.10072 | FEC
PL | TYNDP2026 | HEV | 2035 | TWh | 169 | Sub_sector | Industry | Metals | Industry (metal) | Energetic | industry_metal_demand_others_energetic | Others | EU | Energy demand | 0 | FEC
PL | TYNDP2026 | HEV | 2035 | TWh | 170 | Sub_sector | Industry | Metals | Industry (metal) | Energetic | industry_metal_demand_ammonia_energetic | Ammonia | EU | Energy demand | 0 | FEC
PL | TYNDP2026 | HEV | 2035 | TWh | 172 | Sub_sector | Industry | Others | Industry (other, energetic) | Energetic | industry_other_demand_electricity_energetic | Electricity | EU | Energy demand | 30.7253 | FEC
PL | TYNDP2026 | HEV | 2035 | TWh | 173 | Sub_sector | Industry | Others | Industry (other, energetic) | Energetic | industry_other_demand_hydrogen_energetic | Hydrogen | EU | Energy demand | 0.070478 | FEC
PL | TYNDP2026 | HEV | 2035 | TWh | 174 | Sub_sector | Industry | Others | Industry (other, energetic) | Energetic | industry_other_demand_methane_energetic | Methane | EU | Energy demand | 18.4035 | FEC
PL | TYNDP2026 | HEV | 2035 | TWh | 175 | Sub_sector | Industry | Others | Industry (other, energetic) | Energetic | industry_other_demand_heat_energetic | Heat | EU | Energy demand | 5.8812 | FEC
PL | TYNDP2026 | HEV | 2035 | TWh | 176 | Sub_sector | Industry | Others | Industry (other, energetic) | Energetic | industry_other_demand_biomass_energetic | Biomass | EU | Energy demand | 14.8578 | FEC
PL | TYNDP2026 | HEV | 2035 | TWh | 177 | Sub_sector | Industry | Others | Industry (other, energetic) | Energetic | industry_other_demand_coal_energetic | Solids | EU | Energy demand | 0.4074 | FEC
PL | TYNDP2026 | HEV | 2035 | TWh | 178 | Sub_sector | Industry | Others | Industry (other, energetic) | Energetic | industry_other_demand_oil_energetic | Liquids | EU | Energy demand | 0.070323 | FEC
PL | TYNDP2026 | HEV | 2035 | TWh | 179 | Sub_sector | Industry | Others | Industry (other, energetic) | Energetic | industry_other_demand_others_energetic | Others | EU | Energy demand | 0 | FEC
PL | TYNDP2026 | HEV | 2035 | TWh | 180 | Sub_sector | Industry | Others | Industry (other, energetic) | Energetic | industry_other_demand_ammonia_energetic | Ammonia | EU | Energy demand | 0 | FEC
PL | TYNDP2026 | HEV | 2035 | TWh | 182 | Sub_sector | Industry | Others | Industry (other, non-energetic) | Non-energetic | industry_other_demand_electricity_non_energetic | Electricity | EU | Energy demand | 0 | not_included_in_FEC
PL | TYNDP2026 | HEV | 2035 | TWh | 183 | Sub_sector | Industry | Others | Industry (other, non-energetic) | Non-energetic | industry_other_demand_hydrogen_non_energetic | Hydrogen | EU | Energy demand | 0.76907 | not_included_in_FEC
PL | TYNDP2026 | HEV | 2035 | TWh | 184 | Sub_sector | Industry | Others | Industry (other, non-energetic) | Non-energetic | industry_other_demand_methane_non_energetic | Methane | EU | Energy demand | 10.4081 | not_included_in_FEC
PL | TYNDP2026 | HEV | 2035 | TWh | 185 | Sub_sector | Industry | Others | Industry (other, non-energetic) | Non-energetic | industry_other_demand_heat_non_energetic | Heat | EU | Energy demand | 0 | not_included_in_FEC
PL | TYNDP2026 | HEV | 2035 | TWh | 186 | Sub_sector | Industry | Others | Industry (other, non-energetic) | Non-energetic | industry_other_demand_biomass_non_energetic | Biomass | EU | Energy demand | 0 | not_included_in_FEC
PL | TYNDP2026 | HEV | 2035 | TWh | 187 | Sub_sector | Industry | Others | Industry (other, non-energetic) | Non-energetic | industry_other_demand_coal_non_energetic | Solids | EU | Energy demand | 0.41017 | not_included_in_FEC
PL | TYNDP2026 | HEV | 2035 | TWh | 188 | Sub_sector | Industry | Others | Industry (other, non-energetic) | Non-energetic | industry_other_demand_oil_non_energetic | Liquids | EU | Energy demand | 14.0483 | not_included_in_FEC
PL | TYNDP2026 | HEV | 2035 | TWh | 189 | Sub_sector | Industry | Others | Industry (other, non-energetic) | Non-energetic | industry_other_demand_others_non_energetic | Others | EU | Energy demand | 0 | not_included_in_FEC
PL | TYNDP2026 | HEV | 2035 | TWh | 190 | Sub_sector | Industry | Others | Industry (other, non-energetic) | Non-energetic | industry_other_demand_ammonia_non_energetic | Ammonia | EU | Energy demand | 0 | not_included_in_FEC
PL | TYNDP2026 | HEV | 2035 | TWh | 192 | Sub_sector | Industry | Paper | Industry (paper) | Energetic | industry_paper_demand_electricity_energetic | Electricity | EU | Energy demand | 4.1742 | FEC
PL | TYNDP2026 | HEV | 2035 | TWh | 193 | Sub_sector | Industry | Paper | Industry (paper) | Energetic | industry_paper_demand_hydrogen_energetic | Hydrogen | EU | Energy demand | 0 | FEC
PL | TYNDP2026 | HEV | 2035 | TWh | 194 | Sub_sector | Industry | Paper | Industry (paper) | Energetic | industry_paper_demand_methane_energetic | Methane | EU | Energy demand | 2.0438 | FEC
PL | TYNDP2026 | HEV | 2035 | TWh | 195 | Sub_sector | Industry | Paper | Industry (paper) | Energetic | industry_paper_demand_heat_energetic | Heat | EU | Energy demand | 0.07472 | FEC
PL | TYNDP2026 | HEV | 2035 | TWh | 196 | Sub_sector | Industry | Paper | Industry (paper) | Energetic | industry_paper_demand_biomass_energetic | Biomass | EU | Energy demand | 9.6271 | FEC
PL | TYNDP2026 | HEV | 2035 | TWh | 197 | Sub_sector | Industry | Paper | Industry (paper) | Energetic | industry_paper_demand_coal_energetic | Solids | EU | Energy demand | 0.00071264 | FEC
PL | TYNDP2026 | HEV | 2035 | TWh | 198 | Sub_sector | Industry | Paper | Industry (paper) | Energetic | industry_paper_demand_oil_energetic | Liquids | EU | Energy demand | 0 | FEC
PL | TYNDP2026 | HEV | 2035 | TWh | 199 | Sub_sector | Industry | Paper | Industry (paper) | Energetic | industry_paper_demand_others_energetic | Others | EU | Energy demand | 0 | FEC
PL | TYNDP2026 | HEV | 2035 | TWh | 200 | Sub_sector | Industry | Paper | Industry (paper) | Energetic | industry_paper_demand_ammonia_energetic | Ammonia | EU | Energy demand | 0 | FEC
PL | TYNDP2026 | HEV | 2035 | TWh | 202 | Sub_sector | Industry | Refineries | Industry (refineries, energetic) | Energetic | industry_refinery_demand_electricity_energetic | Electricity | EU | Energy demand | 1.0987 | not_included_in_FEC
PL | TYNDP2026 | HEV | 2035 | TWh | 203 | Sub_sector | Industry | Refineries | Industry (refineries, energetic) | Energetic | industry_refinery_demand_hydrogen_energetic | Hydrogen | EU | Energy demand | 0.10804 | not_included_in_FEC
PL | TYNDP2026 | HEV | 2035 | TWh | 204 | Sub_sector | Industry | Refineries | Industry (refineries, energetic) | Energetic | industry_refinery_demand_methane_energetic | Methane | EU | Energy demand | 10.1707 | not_included_in_FEC
PL | TYNDP2026 | HEV | 2035 | TWh | 205 | Sub_sector | Industry | Refineries | Industry (refineries, energetic) | Energetic | industry_refinery_demand_heat_energetic | Heat | EU | Energy demand | 0 | not_included_in_FEC
PL | TYNDP2026 | HEV | 2035 | TWh | 206 | Sub_sector | Industry | Refineries | Industry (refineries, energetic) | Energetic | industry_refinery_demand_biomass_energetic | Biomass | EU | Energy demand | 1.0083 | not_included_in_FEC
PL | TYNDP2026 | HEV | 2035 | TWh | 207 | Sub_sector | Industry | Refineries | Industry (refineries, energetic) | Energetic | industry_refinery_demand_coal_energetic | Solids | EU | Energy demand | 0 | not_included_in_FEC
PL | TYNDP2026 | HEV | 2035 | TWh | 208 | Sub_sector | Industry | Refineries | Industry (refineries, energetic) | Energetic | industry_refinery_demand_oil_energetic | Liquids | EU | Energy demand | 1.6683 | not_included_in_FEC
PL | TYNDP2026 | HEV | 2035 | TWh | 209 | Sub_sector | Industry | Refineries | Industry (refineries, energetic) | Energetic | industry_refinery_demand_others_energetic | Others | EU | Energy demand | 0 | not_included_in_FEC
PL | TYNDP2026 | HEV | 2035 | TWh | 210 | Sub_sector | Industry | Refineries | Industry (refineries, energetic) | Energetic | industry_refinery_demand_ammonia_energetic | Ammonia | EU | Energy demand | 0 | not_included_in_FEC
PL | TYNDP2026 | HEV | 2035 | TWh | 212 | Sub_sector | Industry | Refineries | Industry (refineries, non-energetic) | Non-energetic | industry_refinery_demand_electricity_non_energetic | Electricity | EU | Energy demand | 0 | not_included_in_FEC
PL | TYNDP2026 | HEV | 2035 | TWh | 213 | Sub_sector | Industry | Refineries | Industry (refineries, non-energetic) | Non-energetic | industry_refinery_demand_hydrogen_non_energetic | Hydrogen | EU | Energy demand | 0 | not_included_in_FEC
PL | TYNDP2026 | HEV | 2035 | TWh | 214 | Sub_sector | Industry | Refineries | Industry (refineries, non-energetic) | Non-energetic | industry_refinery_demand_methane_non_energetic | Methane | EU | Energy demand | 0 | not_included_in_FEC
PL | TYNDP2026 | HEV | 2035 | TWh | 215 | Sub_sector | Industry | Refineries | Industry (refineries, non-energetic) | Non-energetic | industry_refinery_demand_heat_non_energetic | Heat | EU | Energy demand | 0 | not_included_in_FEC
PL | TYNDP2026 | HEV | 2035 | TWh | 216 | Sub_sector | Industry | Refineries | Industry (refineries, non-energetic) | Non-energetic | industry_refinery_demand_biomass_non_energetic | Biomass | EU | Energy demand | 0 | not_included_in_FEC
PL | TYNDP2026 | HEV | 2035 | TWh | 217 | Sub_sector | Industry | Refineries | Industry (refineries, non-energetic) | Non-energetic | industry_refinery_demand_coal_non_energetic | Solids | EU | Energy demand | 0 | not_included_in_FEC
PL | TYNDP2026 | HEV | 2035 | TWh | 218 | Sub_sector | Industry | Refineries | Industry (refineries, non-energetic) | Non-energetic | industry_refinery_demand_oil_non_energetic | Liquids | EU | Energy demand | 0 | not_included_in_FEC
PL | TYNDP2026 | HEV | 2035 | TWh | 219 | Sub_sector | Industry | Refineries | Industry (refineries, non-energetic) | Non-energetic | industry_refinery_demand_others_non_energetic | Others | EU | Energy demand | 0 | not_included_in_FEC
PL | TYNDP2026 | HEV | 2035 | TWh | 220 | Sub_sector | Industry | Refineries | Industry (refineries, non-energetic) | Non-energetic | industry_refinery_demand_ammonia_non_energetic | Ammonia | EU | Energy demand | 0 | not_included_in_FEC
PL | TYNDP2026 | HEV | 2035 | TWh | 222 | Sub_sector | Industry | Steel | Industry (steel) | Energetic | industry_steel_demand_electricity_energetic | Electricity | EU | Energy demand | 6.4141 | FEC
PL | TYNDP2026 | HEV | 2035 | TWh | 223 | Sub_sector | Industry | Steel | Industry (steel) | Energetic | industry_steel_demand_hydrogen_energetic | Hydrogen | EU | Energy demand | 0.12674 | FEC
PL | TYNDP2026 | HEV | 2035 | TWh | 224 | Sub_sector | Industry | Steel | Industry (steel) | Energetic | industry_steel_demand_methane_energetic | Methane | EU | Energy demand | 11.3543 | FEC
PL | TYNDP2026 | HEV | 2035 | TWh | 225 | Sub_sector | Industry | Steel | Industry (steel) | Energetic | industry_steel_demand_heat_energetic | Heat | EU | Energy demand | 0.20226 | FEC
PL | TYNDP2026 | HEV | 2035 | TWh | 226 | Sub_sector | Industry | Steel | Industry (steel) | Energetic | industry_steel_demand_biomass_energetic | Biomass | EU | Energy demand | 2.85e-05 | FEC
PL | TYNDP2026 | HEV | 2035 | TWh | 227 | Sub_sector | Industry | Steel | Industry (steel) | Energetic | industry_steel_demand_coal_energetic | Solids | EU | Energy demand | 3.1726 | FEC
PL | TYNDP2026 | HEV | 2035 | TWh | 228 | Sub_sector | Industry | Steel | Industry (steel) | Energetic | industry_steel_demand_oil_energetic | Liquids | EU | Energy demand | 0.0091749 | FEC
PL | TYNDP2026 | HEV | 2035 | TWh | 229 | Sub_sector | Industry | Steel | Industry (steel) | Energetic | industry_steel_demand_others_energetic | Others | EU | Energy demand | 0 | FEC
PL | TYNDP2026 | HEV | 2035 | TWh | 230 | Sub_sector | Industry | Steel | Industry (steel) | Energetic | industry_steel_demand_ammonia_energetic | Ammonia | EU | Energy demand | 0 | FEC
PL | TYNDP2026 | HEV | 2035 | TWh | 232 | Sub_sector | Transport | Cars | Transport (cars) | Energetic | transport_cars_final_demand_electricity | Electricity | EU | Energy demand | 7.3888 | FEC
PL | TYNDP2026 | HEV | 2035 | TWh | 233 | Sub_sector | Transport | Cars | Transport (cars) | Energetic | transport_cars_final_demand_hydrogen | Hydrogen | EU | Energy demand | 1.2987 | FEC
PL | TYNDP2026 | HEV | 2035 | TWh | 234 | Sub_sector | Transport | Cars | Transport (cars) | Energetic | transport_cars_final_demand_methane | Methane | EU | Energy demand | 0.022552 | FEC
PL | TYNDP2026 | HEV | 2035 | TWh | 235 | Sub_sector | Transport | Cars | Transport (cars) | Energetic | transport_cars_final_demand_heat | Heat | EU | Energy demand | 0 | FEC
PL | TYNDP2026 | HEV | 2035 | TWh | 236 | Sub_sector | Transport | Cars | Transport (cars) | Energetic | transport_cars_final_demand_biomass | Biomass | EU | Energy demand | 0 | FEC
PL | TYNDP2026 | HEV | 2035 | TWh | 237 | Sub_sector | Transport | Cars | Transport (cars) | Energetic | transport_cars_final_demand_coal | Solids | EU | Energy demand | 0 | FEC
PL | TYNDP2026 | HEV | 2035 | TWh | 238 | Sub_sector | Transport | Cars | Transport (cars) | Energetic | transport_cars_final_demand_oil | Liquids | EU | Energy demand | 146.4575 | FEC
PL | TYNDP2026 | HEV | 2035 | TWh | 239 | Sub_sector | Transport | Cars | Transport (cars) | Energetic | transport_cars_final_demand_other | Others | EU | Energy demand | 0 | FEC
PL | TYNDP2026 | HEV | 2035 | TWh | 240 | Sub_sector | Transport | Cars | Transport (cars) | Energetic | transport_cars_final_demand_ammonia | Ammonia | EU | Energy demand | 0 | FEC
PL | TYNDP2026 | HEV | 2035 | TWh | 242 | Sub_sector | Transport | Busses | Transport (busses) | Energetic | transport_busses_final_demand_electricity | Electricity | EU | Energy demand | 0.90616 | FEC
PL | TYNDP2026 | HEV | 2035 | TWh | 243 | Sub_sector | Transport | Busses | Transport (busses) | Energetic | transport_busses_final_demand_hydrogen | Hydrogen | EU | Energy demand | 0.044118 | FEC
PL | TYNDP2026 | HEV | 2035 | TWh | 244 | Sub_sector | Transport | Busses | Transport (busses) | Energetic | transport_busses_final_demand_methane | Methane | EU | Energy demand | 0.1239 | FEC
PL | TYNDP2026 | HEV | 2035 | TWh | 245 | Sub_sector | Transport | Busses | Transport (busses) | Energetic | transport_busses_final_demand_heat | Heat | EU | Energy demand | 0 | FEC
PL | TYNDP2026 | HEV | 2035 | TWh | 246 | Sub_sector | Transport | Busses | Transport (busses) | Energetic | transport_busses_final_demand_biomass | Biomass | EU | Energy demand | 0 | FEC
PL | TYNDP2026 | HEV | 2035 | TWh | 247 | Sub_sector | Transport | Busses | Transport (busses) | Energetic | transport_busses_final_demand_coal | Solids | EU | Energy demand | 0 | FEC
PL | TYNDP2026 | HEV | 2035 | TWh | 248 | Sub_sector | Transport | Busses | Transport (busses) | Energetic | transport_busses_final_demand_oil | Liquids | EU | Energy demand | 4.3531 | FEC
PL | TYNDP2026 | HEV | 2035 | TWh | 249 | Sub_sector | Transport | Busses | Transport (busses) | Energetic | transport_busses_final_demand_other | Others | EU | Energy demand | 0 | FEC
PL | TYNDP2026 | HEV | 2035 | TWh | 250 | Sub_sector | Transport | Busses | Transport (busses) | Energetic | transport_busses_final_demand_ammonia | Ammonia | EU | Energy demand | 0 | FEC
PL | TYNDP2026 | HEV | 2035 | TWh | 252 | Sub_sector | Transport | Trucks | Transport (trucks) | Energetic | transport_trucks_final_demand_electricity | Electricity | EU | Energy demand | 0.85011 | FEC
PL | TYNDP2026 | HEV | 2035 | TWh | 253 | Sub_sector | Transport | Trucks | Transport (trucks) | Energetic | transport_trucks_final_demand_hydrogen | Hydrogen | EU | Energy demand | 0 | FEC
PL | TYNDP2026 | HEV | 2035 | TWh | 254 | Sub_sector | Transport | Trucks | Transport (trucks) | Energetic | transport_trucks_final_demand_methane | Methane | EU | Energy demand | 2.8006 | FEC
PL | TYNDP2026 | HEV | 2035 | TWh | 255 | Sub_sector | Transport | Trucks | Transport (trucks) | Energetic | transport_trucks_final_demand_heat | Heat | EU | Energy demand | 0 | FEC
PL | TYNDP2026 | HEV | 2035 | TWh | 256 | Sub_sector | Transport | Trucks | Transport (trucks) | Energetic | transport_trucks_final_demand_biomass | Biomass | EU | Energy demand | 0 | FEC
PL | TYNDP2026 | HEV | 2035 | TWh | 257 | Sub_sector | Transport | Trucks | Transport (trucks) | Energetic | transport_trucks_final_demand_coal | Solids | EU | Energy demand | 0 | FEC
PL | TYNDP2026 | HEV | 2035 | TWh | 258 | Sub_sector | Transport | Trucks | Transport (trucks) | Energetic | transport_trucks_final_demand_oil | Liquids | EU | Energy demand | 46.1162 | FEC
PL | TYNDP2026 | HEV | 2035 | TWh | 259 | Sub_sector | Transport | Trucks | Transport (trucks) | Energetic | transport_trucks_final_demand_other | Others | EU | Energy demand | 0 | FEC
PL | TYNDP2026 | HEV | 2035 | TWh | 260 | Sub_sector | Transport | Trucks | Transport (trucks) | Energetic | transport_trucks_final_demand_ammonia | Ammonia | EU | Energy demand | 0 | FEC
PL | TYNDP2026 | HEV | 2035 | TWh | 262 | Sub_sector | Transport | Vans | Transport (vans) | Energetic | transport_vans_final_demand_electricity | Electricity | EU | Energy demand | 0.5329 | FEC
PL | TYNDP2026 | HEV | 2035 | TWh | 263 | Sub_sector | Transport | Vans | Transport (vans) | Energetic | transport_vans_final_demand_hydrogen | Hydrogen | EU | Energy demand | 0.46001 | FEC
PL | TYNDP2026 | HEV | 2035 | TWh | 264 | Sub_sector | Transport | Vans | Transport (vans) | Energetic | transport_vans_final_demand_methane | Methane | EU | Energy demand | 0.80408 | FEC
PL | TYNDP2026 | HEV | 2035 | TWh | 265 | Sub_sector | Transport | Vans | Transport (vans) | Energetic | transport_vans_final_demand_heat | Heat | EU | Energy demand | 0 | FEC
PL | TYNDP2026 | HEV | 2035 | TWh | 266 | Sub_sector | Transport | Vans | Transport (vans) | Energetic | transport_vans_final_demand_biomass | Biomass | EU | Energy demand | 0 | FEC
PL | TYNDP2026 | HEV | 2035 | TWh | 267 | Sub_sector | Transport | Vans | Transport (vans) | Energetic | transport_vans_final_demand_coal | Solids | EU | Energy demand | 0 | FEC
PL | TYNDP2026 | HEV | 2035 | TWh | 268 | Sub_sector | Transport | Vans | Transport (vans) | Energetic | transport_vans_final_demand_oil | Liquids | EU | Energy demand | 13.7639 | FEC
PL | TYNDP2026 | HEV | 2035 | TWh | 269 | Sub_sector | Transport | Vans | Transport (vans) | Energetic | transport_vans_final_demand_other | Others | EU | Energy demand | 0 | FEC
PL | TYNDP2026 | HEV | 2035 | TWh | 270 | Sub_sector | Transport | Vans | Transport (vans) | Energetic | transport_vans_final_demand_ammonia | Ammonia | EU | Energy demand | 0 | FEC
PL | TYNDP2026 | HEV | 2035 | TWh | 272 | Sub_sector | Transport | Freight trains | Transport (trains) | Energetic | transport_trains_final_demand_electricity | Electricity | EU | Energy demand | 3.191 | FEC
PL | TYNDP2026 | HEV | 2035 | TWh | 273 | Sub_sector | Transport | Freight trains | Transport (trains) | Energetic | transport_trains_final_demand_hydrogen | Hydrogen | EU | Energy demand | 0 | FEC
PL | TYNDP2026 | HEV | 2035 | TWh | 274 | Sub_sector | Transport | Freight trains | Transport (trains) | Energetic | transport_trains_final_demand_methane | Methane | EU | Energy demand | 0 | FEC
PL | TYNDP2026 | HEV | 2035 | TWh | 275 | Sub_sector | Transport | Freight trains | Transport (trains) | Energetic | transport_trains_final_demand_heat | Heat | EU | Energy demand | 0 | FEC
PL | TYNDP2026 | HEV | 2035 | TWh | 276 | Sub_sector | Transport | Freight trains | Transport (trains) | Energetic | transport_trains_final_demand_biomass | Biomass | EU | Energy demand | 0 | FEC
PL | TYNDP2026 | HEV | 2035 | TWh | 277 | Sub_sector | Transport | Freight trains | Transport (trains) | Energetic | transport_trains_final_demand_coal | Solids | EU | Energy demand | 0 | FEC
PL | TYNDP2026 | HEV | 2035 | TWh | 278 | Sub_sector | Transport | Freight trains | Transport (trains) | Energetic | transport_trains_final_demand_oil | Liquids | EU | Energy demand | 0.93227 | FEC
PL | TYNDP2026 | HEV | 2035 | TWh | 279 | Sub_sector | Transport | Freight trains | Transport (trains) | Energetic | transport_trains_final_demand_other | Others | EU | Energy demand | 0 | FEC
PL | TYNDP2026 | HEV | 2035 | TWh | 280 | Sub_sector | Transport | Freight trains | Transport (trains) | Energetic | transport_trains_final_demand_ammonia | Ammonia | EU | Energy demand | 0 | FEC
PL | TYNDP2026 | HEV | 2035 | TWh | 282 | Sub_sector | Transport | Ships | Transport (ships) | Energetic | transport_ships_final_demand_electricity | Electricity | EU | Energy demand | 0.0090223 | FEC
PL | TYNDP2026 | HEV | 2035 | TWh | 283 | Sub_sector | Transport | Ships | Transport (ships) | Energetic | transport_ships_final_demand_hydrogen | Hydrogen | EU | Energy demand | 0 | FEC
PL | TYNDP2026 | HEV | 2035 | TWh | 284 | Sub_sector | Transport | Ships | Transport (ships) | Energetic | transport_ships_final_demand_methane | Methane | EU | Energy demand | 0 | FEC
PL | TYNDP2026 | HEV | 2035 | TWh | 285 | Sub_sector | Transport | Ships | Transport (ships) | Energetic | transport_ships_final_demand_heat | Heat | EU | Energy demand | 0 | FEC
PL | TYNDP2026 | HEV | 2035 | TWh | 286 | Sub_sector | Transport | Ships | Transport (ships) | Energetic | transport_ships_final_demand_biomass | Biomass | EU | Energy demand | 0 | FEC
PL | TYNDP2026 | HEV | 2035 | TWh | 287 | Sub_sector | Transport | Ships | Transport (ships) | Energetic | transport_ships_final_demand_coal | Solids | EU | Energy demand | 0 | FEC
PL | TYNDP2026 | HEV | 2035 | TWh | 288 | Sub_sector | Transport | Ships | Transport (ships) | Energetic | transport_ships_final_demand_oil | Liquids | EU | Energy demand | 0.017282 | FEC
PL | TYNDP2026 | HEV | 2035 | TWh | 289 | Sub_sector | Transport | Ships | Transport (ships) | Energetic | transport_ships_final_demand_other | Others | EU | Energy demand | 0 | FEC
PL | TYNDP2026 | HEV | 2035 | TWh | 290 | Sub_sector | Transport | Ships | Transport (ships) | Energetic | transport_ships_final_demand_ammonia | Ammonia | EU | Energy demand | 0 | FEC
PL | TYNDP2026 | HEV | 2035 | TWh | 292 | Sub_sector | Transport | Planes | Transport (planes) | Energetic | transport_planes_final_demand_electricity | Electricity | EU | Energy demand | 0 | FEC
PL | TYNDP2026 | HEV | 2035 | TWh | 293 | Sub_sector | Transport | Planes | Transport (planes) | Energetic | transport_planes_final_demand_hydrogen | Hydrogen | EU | Energy demand | 0 | FEC
PL | TYNDP2026 | HEV | 2035 | TWh | 294 | Sub_sector | Transport | Planes | Transport (planes) | Energetic | transport_planes_final_demand_methane | Methane | EU | Energy demand | 0 | FEC
PL | TYNDP2026 | HEV | 2035 | TWh | 295 | Sub_sector | Transport | Planes | Transport (planes) | Energetic | transport_planes_final_demand_heat | Heat | EU | Energy demand | 0 | FEC
PL | TYNDP2026 | HEV | 2035 | TWh | 296 | Sub_sector | Transport | Planes | Transport (planes) | Energetic | transport_planes_final_demand_biomass | Biomass | EU | Energy demand | 0 | FEC
PL | TYNDP2026 | HEV | 2035 | TWh | 297 | Sub_sector | Transport | Planes | Transport (planes) | Energetic | transport_planes_final_demand_coal | Solids | EU | Energy demand | 0 | FEC
PL | TYNDP2026 | HEV | 2035 | TWh | 298 | Sub_sector | Transport | Planes | Transport (planes) | Energetic | transport_planes_final_demand_oil | Liquids | EU | Energy demand | 0.36253 | FEC
PL | TYNDP2026 | HEV | 2035 | TWh | 299 | Sub_sector | Transport | Planes | Transport (planes) | Energetic | transport_planes_final_demand_other | Others | EU | Energy demand | 0 | FEC
PL | TYNDP2026 | HEV | 2035 | TWh | 300 | Sub_sector | Transport | Planes | Transport (planes) | Energetic | transport_planes_final_demand_ammonia | Ammonia | EU | Energy demand | 0 | FEC
PL | TYNDP2026 | HEV | 2035 | TWh | 302 | Sub_sector | Transport | Others | Transport (others) | Energetic | transport_other_final_demand_electricity | Electricity | EU | Energy demand | 0.0085873 | FEC
PL | TYNDP2026 | HEV | 2035 | TWh | 303 | Sub_sector | Transport | Others | Transport (others) | Energetic | transport_other_final_demand_hydrogen | Hydrogen | EU | Energy demand | 0 | FEC
PL | TYNDP2026 | HEV | 2035 | TWh | 304 | Sub_sector | Transport | Others | Transport (others) | Energetic | transport_other_final_demand_methane | Methane | EU | Energy demand | 0 | FEC
PL | TYNDP2026 | HEV | 2035 | TWh | 305 | Sub_sector | Transport | Others | Transport (others) | Energetic | transport_other_final_demand_heat | Heat | EU | Energy demand | 0 | FEC
PL | TYNDP2026 | HEV | 2035 | TWh | 306 | Sub_sector | Transport | Others | Transport (others) | Energetic | transport_other_final_demand_biomass | Biomass | EU | Energy demand | 0 | FEC
PL | TYNDP2026 | HEV | 2035 | TWh | 307 | Sub_sector | Transport | Others | Transport (others) | Energetic | transport_other_final_demand_coal | Solids | EU | Energy demand | 0 | FEC
PL | TYNDP2026 | HEV | 2035 | TWh | 308 | Sub_sector | Transport | Others | Transport (others) | Energetic | transport_other_final_demand_oil | Liquids | EU | Energy demand | 1.4934 | FEC
PL | TYNDP2026 | HEV | 2035 | TWh | 309 | Sub_sector | Transport | Others | Transport (others) | Energetic | transport_other_final_demand_other | Others | EU | Energy demand | 0 | FEC
PL | TYNDP2026 | HEV | 2035 | TWh | 310 | Sub_sector | Transport | Others | Transport (others) | Energetic | transport_other_final_demand_ammonia | Ammonia | EU | Energy demand | 0 | FEC
PL | TYNDP2026 | HEV | 2035 | TWh | 312 | Sub_sector | International transport | International aviation | Transport (int. aviation) | Energetic | transport_int_aviation_final_demand_electricity | Electricity | EU | Energy demand | 0 | FEC
PL | TYNDP2026 | HEV | 2035 | TWh | 313 | Sub_sector | International transport | International aviation | Transport (int. aviation) | Energetic | transport_int_aviation_final_demand_hydrogen | Hydrogen | EU | Energy demand | 0 | FEC
PL | TYNDP2026 | HEV | 2035 | TWh | 314 | Sub_sector | International transport | International aviation | Transport (int. aviation) | Energetic | transport_int_aviation_final_demand_methane | Methane | EU | Energy demand | 0 | FEC
PL | TYNDP2026 | HEV | 2035 | TWh | 315 | Sub_sector | International transport | International aviation | Transport (int. aviation) | Energetic | transport_int_aviation_final_demand_heat | Heat | EU | Energy demand | 0 | FEC
PL | TYNDP2026 | HEV | 2035 | TWh | 316 | Sub_sector | International transport | International aviation | Transport (int. aviation) | Energetic | transport_int_aviation_final_demand_biofuels | Biomass | EU | Energy demand | 0 | FEC
PL | TYNDP2026 | HEV | 2035 | TWh | 317 | Sub_sector | International transport | International aviation | Transport (int. aviation) | Energetic | transport_int_aviation_final_demand_coal | Solids | EU | Energy demand | 0 | FEC
PL | TYNDP2026 | HEV | 2035 | TWh | 318 | Sub_sector | International transport | International aviation | Transport (int. aviation) | Energetic | transport_int_aviation_final_demand_oil | Liquids | EU | Energy demand | 11.3367 | FEC
PL | TYNDP2026 | HEV | 2035 | TWh | 319 | Sub_sector | International transport | International aviation | Transport (int. aviation) | Energetic | transport_int_aviation_final_demand_other | Others | EU | Energy demand | 0 | FEC
PL | TYNDP2026 | HEV | 2035 | TWh | 320 | Sub_sector | International transport | International aviation | Transport (int. aviation) | Energetic | transport_int_aviation_final_demand_ammonia | Ammonia | EU | Energy demand | 0 | FEC
PL | TYNDP2026 | HEV | 2035 | TWh | 322 | Sub_sector | International transport | International shipping | Transport (int. shipping) | Energetic | transport_int_shipping_final_demand_electricity | Electricity | EU | Energy demand | 0 | not_included_in_FEC
PL | TYNDP2026 | HEV | 2035 | TWh | 323 | Sub_sector | International transport | International shipping | Transport (int. shipping) | Energetic | transport_int_shipping_final_demand_hydrogen | Hydrogen | EU | Energy demand | 0 | not_included_in_FEC
PL | TYNDP2026 | HEV | 2035 | TWh | 324 | Sub_sector | International transport | International shipping | Transport (int. shipping) | Energetic | transport_int_shipping_final_demand_methane | Methane | EU | Energy demand | 0 | not_included_in_FEC
PL | TYNDP2026 | HEV | 2035 | TWh | 325 | Sub_sector | International transport | International shipping | Transport (int. shipping) | Energetic | transport_int_shipping_final_demand_heat | Heat | EU | Energy demand | 0 | not_included_in_FEC
PL | TYNDP2026 | HEV | 2035 | TWh | 326 | Sub_sector | International transport | International shipping | Transport (int. shipping) | Energetic | transport_int_shipping_final_demand_biofuels | Biomass | EU | Energy demand | 0 | not_included_in_FEC
PL | TYNDP2026 | HEV | 2035 | TWh | 327 | Sub_sector | International transport | International shipping | Transport (int. shipping) | Energetic | transport_int_shipping_final_demand_coal | Solids | EU | Energy demand | 0 | not_included_in_FEC
PL | TYNDP2026 | HEV | 2035 | TWh | 328 | Sub_sector | International transport | International shipping | Transport (int. shipping) | Energetic | transport_int_shipping_final_demand_oil | Liquids | EU | Energy demand | 2.78 | not_included_in_FEC
PL | TYNDP2026 | HEV | 2035 | TWh | 329 | Sub_sector | International transport | International shipping | Transport (int. shipping) | Energetic | transport_int_shipping_final_demand_other | Others | EU | Energy demand | 0 | not_included_in_FEC
PL | TYNDP2026 | HEV | 2035 | TWh | 330 | Sub_sector | International transport | International shipping | Transport (int. shipping) | Energetic | transport_int_shipping_final_demand_ammonia | Ammonia | EU | Energy demand | 0 | not_included_in_FEC
PL | TYNDP2026 | HEV | 2035 | TWh | 332 | Sub_sector | Households | Space heating | Households (heating) | Energetic | households_heating_final_demand_electricity | Electricity | EU | Energy demand | 16.248 | FEC
PL | TYNDP2026 | HEV | 2035 | TWh | 333 | Sub_sector | Households | Space heating | Households (heating) | Energetic | households_heating_final_demand_hydrogen | Hydrogen | EU | Energy demand | 0 | FEC
PL | TYNDP2026 | HEV | 2035 | TWh | 334 | Sub_sector | Households | Space heating | Households (heating) | Energetic | households_heating_final_demand_methane | Methane | EU | Energy demand | 31.7725 | FEC
PL | TYNDP2026 | HEV | 2035 | TWh | 335 | Sub_sector | Households | Space heating | Households (heating) | Energetic | households_heating_final_demand_heat | Heat | EU | Energy demand | 29.309 | FEC
PL | TYNDP2026 | HEV | 2035 | TWh | 336 | Sub_sector | Households | Space heating | Households (heating) | Energetic | households_heating_final_demand_biomass | Biomass | EU | Energy demand | 30.3568 | FEC
PL | TYNDP2026 | HEV | 2035 | TWh | 337 | Sub_sector | Households | Space heating | Households (heating) | Energetic | households_heating_final_demand_coal | Solids | EU | Energy demand | 9.9821 | FEC
PL | TYNDP2026 | HEV | 2035 | TWh | 338 | Sub_sector | Households | Space heating | Households (heating) | Energetic | households_heating_final_demand_oil | Liquids | EU | Energy demand | 3.9697 | FEC
PL | TYNDP2026 | HEV | 2035 | TWh | 339 | Sub_sector | Households | Space heating | Households (heating) | Energetic | households_heating_final_demand_other | Others | EU | Energy demand | 8.5482 | FEC
PL | TYNDP2026 | HEV | 2035 | TWh | 340 | Sub_sector | Households | Space heating | Households (heating) | Energetic | households_heating_final_demand_ammonia | Ammonia | EU | Energy demand | 0 | FEC
PL | TYNDP2026 | HEV | 2035 | TWh | 343 | Sub_sector | Households | Cooling | Households (cooling) | Energetic | households_cooling_final_demand_electricity | Electricity | EU | Energy demand | 0 | FEC
PL | TYNDP2026 | HEV | 2035 | TWh | 344 | Sub_sector | Households | Cooling | Households (cooling) | Energetic | households_cooling_final_demand_hydrogen | Hydrogen | EU | Energy demand | 0 | FEC
PL | TYNDP2026 | HEV | 2035 | TWh | 345 | Sub_sector | Households | Cooling | Households (cooling) | Energetic | households_cooling_final_demand_methane | Methane | EU | Energy demand | 0 | FEC
PL | TYNDP2026 | HEV | 2035 | TWh | 346 | Sub_sector | Households | Cooling | Households (cooling) | Energetic | households_cooling_final_demand_heat | Heat | EU | Energy demand | 0 | FEC
PL | TYNDP2026 | HEV | 2035 | TWh | 347 | Sub_sector | Households | Cooling | Households (cooling) | Energetic | households_cooling_final_demand_biomass | Biomass | EU | Energy demand | 0 | FEC
PL | TYNDP2026 | HEV | 2035 | TWh | 348 | Sub_sector | Households | Cooling | Households (cooling) | Energetic | households_cooling_final_demand_coal | Solids | EU | Energy demand | 0 | FEC
PL | TYNDP2026 | HEV | 2035 | TWh | 349 | Sub_sector | Households | Cooling | Households (cooling) | Energetic | households_cooling_final_demand_oil | Liquids | EU | Energy demand | 0 | FEC
PL | TYNDP2026 | HEV | 2035 | TWh | 350 | Sub_sector | Households | Cooling | Households (cooling) | Energetic | households_cooling_final_demand_other | Others | EU | Energy demand | 0 | FEC
PL | TYNDP2026 | HEV | 2035 | TWh | 351 | Sub_sector | Households | Cooling | Households (cooling) | Energetic | households_cooling_final_demand_ammonia | Ammonia | EU | Energy demand | 0 | FEC
PL | TYNDP2026 | HEV | 2035 | TWh | 354 | Sub_sector | Households | Hot water | Households (hot water) | Energetic | households_hot_water_final_demand_electricity | Electricity | EU | Energy demand | 1.2833 | FEC
PL | TYNDP2026 | HEV | 2035 | TWh | 355 | Sub_sector | Households | Hot water | Households (hot water) | Energetic | households_hot_water_final_demand_hydrogen | Hydrogen | EU | Energy demand | 0 | FEC
PL | TYNDP2026 | HEV | 2035 | TWh | 356 | Sub_sector | Households | Hot water | Households (hot water) | Energetic | households_hot_water_final_demand_methane | Methane | EU | Energy demand | 1.5633 | FEC
PL | TYNDP2026 | HEV | 2035 | TWh | 357 | Sub_sector | Households | Hot water | Households (hot water) | Energetic | households_hot_water_final_demand_heat | Heat | EU | Energy demand | 1.877 | FEC
PL | TYNDP2026 | HEV | 2035 | TWh | 358 | Sub_sector | Households | Hot water | Households (hot water) | Energetic | households_hot_water_final_demand_biomass | Biomass | EU | Energy demand | 1.1224 | FEC
PL | TYNDP2026 | HEV | 2035 | TWh | 359 | Sub_sector | Households | Hot water | Households (hot water) | Energetic | households_hot_water_final_demand_coal | Solids | EU | Energy demand | 0.23548 | FEC
PL | TYNDP2026 | HEV | 2035 | TWh | 360 | Sub_sector | Households | Hot water | Households (hot water) | Energetic | households_hot_water_final_demand_oil | Liquids | EU | Energy demand | 0.093647 | FEC
PL | TYNDP2026 | HEV | 2035 | TWh | 361 | Sub_sector | Households | Hot water | Households (hot water) | Energetic | households_hot_water_final_demand_other | Others | EU | Energy demand | 23.6972 | FEC
PL | TYNDP2026 | HEV | 2035 | TWh | 362 | Sub_sector | Households | Hot water | Households (hot water) | Energetic | households_hot_water_final_demand_ammonia | Ammonia | EU | Energy demand | 0 | FEC
PL | TYNDP2026 | HEV | 2035 | TWh | 365 | Sub_sector | Households | Appliances | Households (appliances) | Energetic | households_appliances_final_demand_electricity | Electricity | EU | Energy demand | 23.1771 | FEC
PL | TYNDP2026 | HEV | 2035 | TWh | 366 | Sub_sector | Households | Appliances | Households (appliances) | Energetic | households_appliances_final_demand_hydrogen | Hydrogen | EU | Energy demand | 0 | FEC
PL | TYNDP2026 | HEV | 2035 | TWh | 367 | Sub_sector | Households | Appliances | Households (appliances) | Energetic | households_appliances_final_demand_methane | Methane | EU | Energy demand | 3.7253 | FEC
PL | TYNDP2026 | HEV | 2035 | TWh | 368 | Sub_sector | Households | Appliances | Households (appliances) | Energetic | households_appliances_final_demand_heat | Heat | EU | Energy demand | 0 | FEC
PL | TYNDP2026 | HEV | 2035 | TWh | 369 | Sub_sector | Households | Appliances | Households (appliances) | Energetic | households_appliances_final_demand_biomass | Biomass | EU | Energy demand | 0.073533 | FEC
PL | TYNDP2026 | HEV | 2035 | TWh | 370 | Sub_sector | Households | Appliances | Households (appliances) | Energetic | households_appliances_final_demand_coal | Solids | EU | Energy demand | 0 | FEC
PL | TYNDP2026 | HEV | 2035 | TWh | 371 | Sub_sector | Households | Appliances | Households (appliances) | Energetic | households_appliances_final_demand_oil | Liquids | EU | Energy demand | 0 | FEC
PL | TYNDP2026 | HEV | 2035 | TWh | 372 | Sub_sector | Households | Appliances | Households (appliances) | Energetic | households_appliances_final_demand_other | Others | EU | Energy demand | 0 | FEC
PL | TYNDP2026 | HEV | 2035 | TWh | 373 | Sub_sector | Households | Appliances | Households (appliances) | Energetic | households_appliances_final_demand_ammonia | Ammonia | EU | Energy demand | 0 | FEC
PL | TYNDP2026 | HEV | 2035 | TWh | 375 | Sub_sector | Buildings | Space heating | Buildings (heat) | Energetic | buildings_heat_final_demand_electricity | Electricity | EU | Energy demand | 22.2013 | FEC
PL | TYNDP2026 | HEV | 2035 | TWh | 376 | Sub_sector | Buildings | Space heating | Buildings (heat) | Energetic | buildings_heat_final_demand_hydrogen | Hydrogen | EU | Energy demand | 0 | FEC
PL | TYNDP2026 | HEV | 2035 | TWh | 377 | Sub_sector | Buildings | Space heating | Buildings (heat) | Energetic | buildings_heat_final_demand_methane | Methane | EU | Energy demand | 3.1343 | FEC
PL | TYNDP2026 | HEV | 2035 | TWh | 378 | Sub_sector | Buildings | Space heating | Buildings (heat) | Energetic | buildings_heat_final_demand_heat | Heat | EU | Energy demand | 12.6381 | FEC
PL | TYNDP2026 | HEV | 2035 | TWh | 379 | Sub_sector | Buildings | Space heating | Buildings (heat) | Energetic | buildings_heat_final_demand_biomass | Biomass | EU | Energy demand | 2.5266 | FEC
PL | TYNDP2026 | HEV | 2035 | TWh | 380 | Sub_sector | Buildings | Space heating | Buildings (heat) | Energetic | buildings_heat_final_demand_coal | Solids | EU | Energy demand | 1.5465 | FEC
PL | TYNDP2026 | HEV | 2035 | TWh | 381 | Sub_sector | Buildings | Space heating | Buildings (heat) | Energetic | buildings_heat_final_demand_oil | Liquids | EU | Energy demand | 0 | FEC
PL | TYNDP2026 | HEV | 2035 | TWh | 382 | Sub_sector | Buildings | Space heating | Buildings (heat) | Energetic | buildings_heat_final_demand_other | Others | EU | Energy demand | 2.2482 | FEC
PL | TYNDP2026 | HEV | 2035 | TWh | 383 | Sub_sector | Buildings | Space heating | Buildings (heat) | Energetic | buildings_heat_final_demand_ammonia | Ammonia | EU | Energy demand | 0 | FEC
PL | TYNDP2026 | HEV | 2035 | TWh | 386 | Sub_sector | Buildings | Cooling | Buildings (cooling) | Energetic | buildings_cooling_final_demand_electricity | Electricity | EU | Energy demand | 1.1461 | FEC
PL | TYNDP2026 | HEV | 2035 | TWh | 387 | Sub_sector | Buildings | Cooling | Buildings (cooling) | Energetic | buildings_cooling_final_demand_hydrogen | Hydrogen | EU | Energy demand | 0 | FEC
PL | TYNDP2026 | HEV | 2035 | TWh | 388 | Sub_sector | Buildings | Cooling | Buildings (cooling) | Energetic | buildings_cooling_final_demand_methane | Methane | EU | Energy demand | 0.0055584 | FEC
PL | TYNDP2026 | HEV | 2035 | TWh | 389 | Sub_sector | Buildings | Cooling | Buildings (cooling) | Energetic | buildings_cooling_final_demand_heat | Heat | EU | Energy demand | 0 | FEC
PL | TYNDP2026 | HEV | 2035 | TWh | 390 | Sub_sector | Buildings | Cooling | Buildings (cooling) | Energetic | buildings_cooling_final_demand_biomass | Biomass | EU | Energy demand | 0 | FEC
PL | TYNDP2026 | HEV | 2035 | TWh | 391 | Sub_sector | Buildings | Cooling | Buildings (cooling) | Energetic | buildings_cooling_final_demand_coal | Solids | EU | Energy demand | 0 | FEC
PL | TYNDP2026 | HEV | 2035 | TWh | 392 | Sub_sector | Buildings | Cooling | Buildings (cooling) | Energetic | buildings_cooling_final_demand_oil | Liquids | EU | Energy demand | 0 | FEC
PL | TYNDP2026 | HEV | 2035 | TWh | 393 | Sub_sector | Buildings | Cooling | Buildings (cooling) | Energetic | buildings_cooling_final_demand_other | Others | EU | Energy demand | 0 | FEC
PL | TYNDP2026 | HEV | 2035 | TWh | 394 | Sub_sector | Buildings | Cooling | Buildings (cooling) | Energetic | buildings_cooling_final_demand_ammonia | Ammonia | EU | Energy demand | 0 | FEC
PL | TYNDP2026 | HEV | 2035 | TWh | 397 | Sub_sector | Buildings | Appliances | Buildings (appliances) | Energetic | buildings_appliances_final_demand_electricity | Electricity | EU | Energy demand | 35.8991 | FEC
PL | TYNDP2026 | HEV | 2035 | TWh | 398 | Sub_sector | Buildings | Appliances | Buildings (appliances) | Energetic | buildings_appliances_final_demand_hydrogen | Hydrogen | EU | Energy demand | 0 | FEC
PL | TYNDP2026 | HEV | 2035 | TWh | 399 | Sub_sector | Buildings | Appliances | Buildings (appliances) | Energetic | buildings_appliances_final_demand_methane | Methane | EU | Energy demand | 5.1622 | FEC
PL | TYNDP2026 | HEV | 2035 | TWh | 400 | Sub_sector | Buildings | Appliances | Buildings (appliances) | Energetic | buildings_appliances_final_demand_heat | Heat | EU | Energy demand | 0 | FEC
PL | TYNDP2026 | HEV | 2035 | TWh | 401 | Sub_sector | Buildings | Appliances | Buildings (appliances) | Energetic | buildings_appliances_final_demand_biomass | Biomass | EU | Energy demand | 0 | FEC
PL | TYNDP2026 | HEV | 2035 | TWh | 402 | Sub_sector | Buildings | Appliances | Buildings (appliances) | Energetic | buildings_appliances_final_demand_coal | Solids | EU | Energy demand | 0 | FEC
PL | TYNDP2026 | HEV | 2035 | TWh | 403 | Sub_sector | Buildings | Appliances | Buildings (appliances) | Energetic | buildings_appliances_final_demand_oil | Liquids | EU | Energy demand | 0 | FEC
PL | TYNDP2026 | HEV | 2035 | TWh | 404 | Sub_sector | Buildings | Appliances | Buildings (appliances) | Energetic | buildings_appliances_final_demand_other | Others | EU | Energy demand | 0 | FEC
PL | TYNDP2026 | HEV | 2035 | TWh | 405 | Sub_sector | Buildings | Appliances | Buildings (appliances) | Energetic | buildings_appliances_final_demand_ammonia | Ammonia | EU | Energy demand | 0 | FEC
PL | TYNDP2026 | HEV | 2035 | TWh | 407 | Sub_sector | Buildings | Datacenters | Datacenters & ICT | Energetic | datacentres_final_demand_electricity_energetic | Electricity | EU | Energy demand | 3.7184 | FEC
PL | TYNDP2026 | HEV | 2035 | TWh | 408 | Sub_sector | Buildings | Datacenters | Datacenters & ICT | Energetic | datacentres_final_demand_hydrogen_energetic | Hydrogen | EU | Energy demand | 0 | FEC
PL | TYNDP2026 | HEV | 2035 | TWh | 409 | Sub_sector | Buildings | Datacenters | Datacenters & ICT | Energetic | datacentres_final_demand_methane_energetic | Methane | EU | Energy demand | 0 | FEC
PL | TYNDP2026 | HEV | 2035 | TWh | 410 | Sub_sector | Buildings | Datacenters | Datacenters & ICT | Energetic | datacentres_final_demand_heat_energetic | Heat | EU | Energy demand | 0 | FEC
PL | TYNDP2026 | HEV | 2035 | TWh | 411 | Sub_sector | Buildings | Datacenters | Datacenters & ICT | Energetic | datacentres_final_demand_biomass_energetic | Biomass | EU | Energy demand | 0 | FEC
PL | TYNDP2026 | HEV | 2035 | TWh | 412 | Sub_sector | Buildings | Datacenters | Datacenters & ICT | Energetic | datacentres_final_demand_coal_energetic | Solids | EU | Energy demand | 0 | FEC
PL | TYNDP2026 | HEV | 2035 | TWh | 413 | Sub_sector | Buildings | Datacenters | Datacenters & ICT | Energetic | datacentres_final_demand_oil_energetic | Liquids | EU | Energy demand | 0 | FEC
PL | TYNDP2026 | HEV | 2035 | TWh | 414 | Sub_sector | Buildings | Datacenters | Datacenters & ICT | Energetic | datacentres_final_demand_other_energetic | Others | EU | Energy demand | 0 | FEC
PL | TYNDP2026 | HEV | 2035 | TWh | 415 | Sub_sector | Buildings | Datacenters | Datacenters & ICT | Energetic | datacentres_final_demand_ammonia_energetic | Ammonia | EU | Energy demand | 0 | FEC
PL | TYNDP2026 | HEV | 2035 | TWh | 417 | Sub_sector | Transport | Others_Sector | Others_Sector | Energetic | other_final_demand_electricity_energetic | Electricity | EU | Energy demand | 0 | FEC
PL | TYNDP2026 | HEV | 2035 | TWh | 418 | Sub_sector | Transport | Others_Sector | Others_Sector | Energetic | other_final_demand_hydrogen_energetic | Hydrogen | EU | Energy demand | 0 | FEC
PL | TYNDP2026 | HEV | 2035 | TWh | 419 | Sub_sector | Transport | Pipeline Transport | Others_Sector | Energetic | other_final_demand_methane_energetic | Methane | EU | Energy demand | 4.55 | FEC
PL | TYNDP2026 | HEV | 2035 | TWh | 420 | Sub_sector | Transport | Others_Sector | Others_Sector | Energetic | other_final_demand_heat_energetic | Heat | EU | Energy demand | 0 | FEC
PL | TYNDP2026 | HEV | 2035 | TWh | 421 | Sub_sector | Transport | Others_Sector | Others_Sector | Energetic | other_final_demand_biomass_energetic | Biomass | EU | Energy demand | 0 | FEC
PL | TYNDP2026 | HEV | 2035 | TWh | 422 | Sub_sector | Transport | Others_Sector | Others_Sector | Energetic | other_final_demand_coal_energetic | Solids | EU | Energy demand | 0 | FEC
PL | TYNDP2026 | HEV | 2035 | TWh | 423 | Sub_sector | Transport | Others_Sector | Others_Sector | Energetic | other_final_demand_oil_energetic | Liquids | EU | Energy demand | 0.0011586 | FEC
PL | TYNDP2026 | HEV | 2035 | TWh | 424 | Sub_sector | Others_Sector | Others_Sector | Others_Sector | Non-energetic | other_final_demand_oil_non_energetic | Liquids | EU | Energy demand | 4.7399 | not_included_in_FEC
PL | TYNDP2026 | HEV | 2035 | TWh | 425 | Sub_sector | Transport | Others_Sector | Others_Sector | Energetic | other_final_demand_other_energetic | Others | EU | Energy demand | 0 | FEC
PL | TYNDP2026 | HEV | 2035 | TWh | 426 | Sub_sector | Transport | Others_Sector | Others_Sector | Energetic | other_final_demand_ammonia_energetic | Ammonia | EU | Energy demand | 0 | FEC
PL | TYNDP2026 | HEV | 2035 | TWh | 427 | Sub_sector | Industry | Surplus_Heat_in_Industry | Surplus_Heat_in_Industry | Energetic | final_demand_of_industry_unused_local_production_steam_hot_water | Heat | EU | Energy demand | 0 | FEC
PL | TYNDP2026 | HEV | 2035 | TWh | 429 | Sub_sector | Agriculture | Total | Agriculture | Energetic | agriculture_final_demand_electricity_energetic | Electricity | EU | Energy demand | 1.7463 | FEC
PL | TYNDP2026 | HEV | 2035 | TWh | 430 | Sub_sector | Agriculture | Total | Agriculture | Energetic | agriculture_final_demand_hydrogen_energetic | Hydrogen | EU | Energy demand | 0 | FEC
PL | TYNDP2026 | HEV | 2035 | TWh | 431 | Sub_sector | Agriculture | Total | Agriculture | Energetic | agriculture_final_demand_methane_energetic | Methane | EU | Energy demand | 1.4804 | FEC
PL | TYNDP2026 | HEV | 2035 | TWh | 432 | Sub_sector | Agriculture | Total | Agriculture | Energetic | agriculture_final_demand_heat_energetic | Heat | EU | Energy demand | 0.23171 | FEC
PL | TYNDP2026 | HEV | 2035 | TWh | 433 | Sub_sector | Agriculture | Total | Agriculture | Energetic | agriculture_final_demand_biomass_energetic | Biomass | EU | Energy demand | 9.8219 | FEC
PL | TYNDP2026 | HEV | 2035 | TWh | 434 | Sub_sector | Agriculture | Total | Agriculture | Energetic | agriculture_final_demand_coal_energetic | Solids | EU | Energy demand | 0 | FEC
PL | TYNDP2026 | HEV | 2035 | TWh | 435 | Sub_sector | Agriculture | Total | Agriculture | Energetic | agriculture_final_demand_oil_energetic | Liquids | EU | Energy demand | 25.2674 | FEC
PL | TYNDP2026 | HEV | 2035 | TWh | 436 | Sub_sector | Agriculture | Total | Agriculture | Energetic | agriculture_final_demand_other_energetic | Others | EU | Energy demand | 0 | FEC
PL | TYNDP2026 | HEV | 2035 | TWh | 437 | Sub_sector | Agriculture | Total | Agriculture | Energetic | agriculture_final_demand_ammonia_energetic | Ammonia | EU | Energy demand | 0 | FEC
PL | TYNDP2026 | HEV | 2035 | TWh | 447 | Sub_sector | Buildings | Surplus Energy | Buildings | Energetic | GAP | Electricity | EU | Energy demand | 0 | FEC
PL | TYNDP2026 | HEV | 2035 | TWh | 448 | Sub_sector | Buildings | Surplus Energy | Buildings | Energetic | GAP | Hydrogen | EU | Energy demand | 0 | FEC
PL | TYNDP2026 | HEV | 2035 | TWh | 449 | Sub_sector | Buildings | Surplus Energy | Buildings | Energetic | GAP | Methane | EU | Energy demand | 0 | FEC
PL | TYNDP2026 | HEV | 2035 | TWh | 450 | Sub_sector | Buildings | Surplus Energy | Buildings | Energetic | GAP | Heat | EU | Energy demand | 0 | FEC
PL | TYNDP2026 | HEV | 2035 | TWh | 451 | Sub_sector | Buildings | Surplus Energy | Buildings | Energetic | GAP | Biomass | EU | Energy demand | 0.2086 | FEC
PL | TYNDP2026 | HEV | 2035 | TWh | 452 | Sub_sector | Buildings | Surplus Energy | Buildings | Energetic | GAP | Solids | EU | Energy demand | 0.30081 | FEC
PL | TYNDP2026 | HEV | 2035 | TWh | 453 | Sub_sector | Buildings | Surplus Energy | Buildings | Energetic | GAP | Liquids | EU | Energy demand | 1.2004 | FEC
PL | TYNDP2026 | HEV | 2035 | TWh | 454 | Sub_sector | Buildings | Surplus Energy | Buildings | Energetic | GAP | Others | EU | Energy demand | 0 | FEC
PL | TYNDP2026 | HEV | 2035 | TWh | 455 | Sub_sector | Buildings | Surplus Energy | Buildings | Energetic | GAP | Ammonia | EU | Energy demand | 0 | FEC
PL | TYNDP2026 | HEV | 2035 | TWh | 456 | Sub_sector | Households | Surplus Energy | Households | Energetic | GAP | Electricity | EU | Energy demand | 0 | FEC
PL | TYNDP2026 | HEV | 2035 | TWh | 457 | Sub_sector | Households | Surplus Energy | Households | Energetic | GAP | Hydrogen | EU | Energy demand | 0 | FEC
PL | TYNDP2026 | HEV | 2035 | TWh | 458 | Sub_sector | Households | Surplus Energy | Households | Energetic | GAP | Methane | EU | Energy demand | 0 | FEC
PL | TYNDP2026 | HEV | 2035 | TWh | 459 | Sub_sector | Households | Surplus Energy | Households | Energetic | GAP | Heat | EU | Energy demand | 0 | FEC
PL | TYNDP2026 | HEV | 2035 | TWh | 460 | Sub_sector | Households | Surplus Energy | Households | Energetic | GAP | Biomass | EU | Energy demand | 0 | FEC
PL | TYNDP2026 | HEV | 2035 | TWh | 461 | Sub_sector | Households | Surplus Energy | Households | Energetic | GAP | Solids | EU | Energy demand | 0 | FEC
PL | TYNDP2026 | HEV | 2035 | TWh | 462 | Sub_sector | Households | Surplus Energy | Households | Energetic | GAP | Liquids | EU | Energy demand | 0 | FEC
PL | TYNDP2026 | HEV | 2035 | TWh | 463 | Sub_sector | Households | Surplus Energy | Households | Energetic | GAP | Others | EU | Energy demand | 0 | FEC
PL | TYNDP2026 | HEV | 2035 | TWh | 464 | Sub_sector | Households | Surplus Energy | Households | Energetic | GAP | Ammonia | EU | Energy demand | 0 | FEC
PL | TYNDP2026 | HEV | 2040 | TWh | 102 | Sub_sector | Industry | Aluminium | Industry (aluminium) | Energetic | industry_aluminium_demand_electricity_energetic | Electricity | EU | Energy demand | 0 | FEC
PL | TYNDP2026 | HEV | 2040 | TWh | 103 | Sub_sector | Industry | Aluminium | Industry (aluminium) | Energetic | industry_aluminium_demand_hydrogen_energetic | Hydrogen | EU | Energy demand | 0 | FEC
PL | TYNDP2026 | HEV | 2040 | TWh | 104 | Sub_sector | Industry | Aluminium | Industry (aluminium) | Energetic | industry_aluminium_demand_methane_energetic | Methane | EU | Energy demand | 0 | FEC
PL | TYNDP2026 | HEV | 2040 | TWh | 105 | Sub_sector | Industry | Aluminium | Industry (aluminium) | Energetic | industry_aluminium_demand_heat_energetic | Heat | EU | Energy demand | 0 | FEC
PL | TYNDP2026 | HEV | 2040 | TWh | 106 | Sub_sector | Industry | Aluminium | Industry (aluminium) | Energetic | industry_aluminium_demand_biomass_energetic | Biomass | EU | Energy demand | 0 | FEC
PL | TYNDP2026 | HEV | 2040 | TWh | 107 | Sub_sector | Industry | Aluminium | Industry (aluminium) | Energetic | industry_aluminium_demand_coal_energetic | Solids | EU | Energy demand | 0 | FEC
PL | TYNDP2026 | HEV | 2040 | TWh | 108 | Sub_sector | Industry | Aluminium | Industry (aluminium) | Energetic | industry_aluminium_demand_oil_energetic | Liquids | EU | Energy demand | 0 | FEC
PL | TYNDP2026 | HEV | 2040 | TWh | 109 | Sub_sector | Industry | Aluminium | Industry (aluminium) | Energetic | industry_aluminium_demand_others_energetic | Others | EU | Energy demand | 0 | FEC
PL | TYNDP2026 | HEV | 2040 | TWh | 110 | Sub_sector | Industry | Aluminium | Industry (aluminium) | Energetic | industry_ammonia_demand_others_energetic | Ammonia | EU | Energy demand | 0 | FEC
PL | TYNDP2026 | HEV | 2040 | TWh | 112 | Sub_sector | Industry | Chemicals | Industry (chemicals, energetic) | Energetic | industry_chemical_demand_electricity_energetic | Electricity | EU | Energy demand | 5.882 | FEC
PL | TYNDP2026 | HEV | 2040 | TWh | 113 | Sub_sector | Industry | Chemicals | Industry (chemicals, energetic) | Energetic | industry_chemical_demand_hydrogen_energetic | Hydrogen | EU | Energy demand | 0 | FEC
PL | TYNDP2026 | HEV | 2040 | TWh | 114 | Sub_sector | Industry | Chemicals | Industry (chemicals, energetic) | Energetic | industry_chemical_demand_methane_energetic | Methane | EU | Energy demand | 5.9493 | FEC
PL | TYNDP2026 | HEV | 2040 | TWh | 115 | Sub_sector | Industry | Chemicals | Industry (chemicals, energetic) | Energetic | industry_chemical_demand_heat_energetic | Heat | EU | Energy demand | 2.7221 | FEC
PL | TYNDP2026 | HEV | 2040 | TWh | 116 | Sub_sector | Industry | Chemicals | Industry (chemicals, energetic) | Energetic | industry_chemical_demand_biomass_energetic | Biomass | EU | Energy demand | 0.90356 | FEC
PL | TYNDP2026 | HEV | 2040 | TWh | 117 | Sub_sector | Industry | Chemicals | Industry (chemicals, energetic) | Energetic | industry_chemical_demand_coal_energetic | Solids | EU | Energy demand | 5.7334 | FEC
PL | TYNDP2026 | HEV | 2040 | TWh | 118 | Sub_sector | Industry | Chemicals | Industry (chemicals, energetic) | Energetic | industry_chemical_demand_oil_energetic | Liquids | EU | Energy demand | 0 | FEC
PL | TYNDP2026 | HEV | 2040 | TWh | 119 | Sub_sector | Industry | Chemicals | Industry (chemicals, energetic) | Energetic | industry_chemical_demand_others_energetic | Others | EU | Energy demand | 0 | FEC
PL | TYNDP2026 | HEV | 2040 | TWh | 120 | Sub_sector | Industry | Chemicals | Industry (chemicals, energetic) | Energetic | industry_chemical_demand_ammonia_energetic | Ammonia | EU | Energy demand | 0 | FEC
PL | TYNDP2026 | HEV | 2040 | TWh | 122 | Sub_sector | Industry | Chemicals | Industry (chemicals, non-energetic) | Non-energetic | industry_chemical_demand_electricity_non_energetic | Electricity | EU | Energy demand | 0 | not_included_in_FEC
PL | TYNDP2026 | HEV | 2040 | TWh | 123 | Sub_sector | Industry | Chemicals | Industry (chemicals, non-energetic) | Non-energetic | industry_chemical_demand_hydrogen_non_energetic | Hydrogen | EU | Energy demand | 1.3927 | not_included_in_FEC
PL | TYNDP2026 | HEV | 2040 | TWh | 124 | Sub_sector | Industry | Chemicals | Industry (chemicals, non-energetic) | Non-energetic | industry_chemical_demand_methane_non_energetic | Methane | EU | Energy demand | 7.6385 | not_included_in_FEC
PL | TYNDP2026 | HEV | 2040 | TWh | 125 | Sub_sector | Industry | Chemicals | Industry (chemicals, non-energetic) | Non-energetic | industry_chemical_demand_heat_non_energetic | Heat | EU | Energy demand | 0 | not_included_in_FEC
PL | TYNDP2026 | HEV | 2040 | TWh | 126 | Sub_sector | Industry | Chemicals | Industry (chemicals, non-energetic) | Non-energetic | industry_chemical_demand_biomass_non_energetic | Biomass | EU | Energy demand | 0 | not_included_in_FEC
PL | TYNDP2026 | HEV | 2040 | TWh | 127 | Sub_sector | Industry | Chemicals | Industry (chemicals, non-energetic) | Non-energetic | industry_chemical_demand_coal_non_energetic | Solids | EU | Energy demand | 0.35871 | not_included_in_FEC
PL | TYNDP2026 | HEV | 2040 | TWh | 128 | Sub_sector | Industry | Chemicals | Industry (chemicals, non-energetic) | Non-energetic | industry_chemical_demand_oil_non_energetic | Liquids | EU | Energy demand | 11.7109 | not_included_in_FEC
PL | TYNDP2026 | HEV | 2040 | TWh | 129 | Sub_sector | Industry | Chemicals | Industry (chemicals, non-energetic) | Non-energetic | industry_chemical_demand_others_non_energetic | Others | EU | Energy demand | 0 | not_included_in_FEC
PL | TYNDP2026 | HEV | 2040 | TWh | 130 | Sub_sector | Industry | Chemicals | Industry (chemicals, non-energetic) | Non-energetic | industry_chemical_demand_ammonia_non_energetic | Ammonia | EU | Energy demand | 0 | not_included_in_FEC
PL | TYNDP2026 | HEV | 2040 | TWh | 132 | Sub_sector | Industry | Fertilizers | Industry (fertilizers, energetic) | Energetic | industry_fertilizers_demand_electricity_energetic | Electricity | EU | Energy demand | 0.50145 | FEC
PL | TYNDP2026 | HEV | 2040 | TWh | 133 | Sub_sector | Industry | Fertilizers | Industry (fertilizers, energetic) | Energetic | industry_fertilizers_demand_hydrogen_energetic | Hydrogen | EU | Energy demand | 0 | FEC
PL | TYNDP2026 | HEV | 2040 | TWh | 134 | Sub_sector | Industry | Fertilizers | Industry (fertilizers, energetic) | Energetic | industry_fertilizers_demand_methane_energetic | Methane | EU | Energy demand | 2.7446 | FEC
PL | TYNDP2026 | HEV | 2040 | TWh | 135 | Sub_sector | Industry | Fertilizers | Industry (fertilizers, energetic) | Energetic | industry_fertilizers_demand_heat_energetic | Heat | EU | Energy demand | 0 | FEC
PL | TYNDP2026 | HEV | 2040 | TWh | 136 | Sub_sector | Industry | Fertilizers | Industry (fertilizers, energetic) | Energetic | industry_fertilizers_demand_biomass_energetic | Biomass | EU | Energy demand | 0 | FEC
PL | TYNDP2026 | HEV | 2040 | TWh | 137 | Sub_sector | Industry | Fertilizers | Industry (fertilizers, energetic) | Energetic | industry_fertilizers_demand_coal_energetic | Solids | EU | Energy demand | 0 | FEC
PL | TYNDP2026 | HEV | 2040 | TWh | 138 | Sub_sector | Industry | Fertilizers | Industry (fertilizers, energetic) | Energetic | industry_fertilizers_demand_oil_energetic | Liquids | EU | Energy demand | 0 | FEC
PL | TYNDP2026 | HEV | 2040 | TWh | 139 | Sub_sector | Industry | Fertilizers | Industry (fertilizers, energetic) | Energetic | industry_fertilizers_demand_others_energetic | Others | EU | Energy demand | 0 | FEC
PL | TYNDP2026 | HEV | 2040 | TWh | 140 | Sub_sector | Industry | Fertilizers | Industry (fertilizers, energetic) | Energetic | industry_fertilizers_demand_ammonia_energetic | Ammonia | EU | Energy demand | 0 | FEC
PL | TYNDP2026 | HEV | 2040 | TWh | 142 | Sub_sector | Industry | Fertilizers | Industry (fertilizers, non-energetic) | Non-energetic | industry_fertilizers_demand_electricity_non_energetic | Electricity | EU | Energy demand | 0 | not_included_in_FEC
PL | TYNDP2026 | HEV | 2040 | TWh | 143 | Sub_sector | Industry | Fertilizers | Industry (fertilizers, non-energetic) | Non-energetic | industry_fertilizers_demand_hydrogen_non_energetic | Hydrogen | EU | Energy demand | 0 | not_included_in_FEC
PL | TYNDP2026 | HEV | 2040 | TWh | 144 | Sub_sector | Industry | Fertilizers | Industry (fertilizers, non-energetic) | Non-energetic | industry_fertilizers_demand_methane_non_energetic | Methane | EU | Energy demand | 10.6809 | not_included_in_FEC
PL | TYNDP2026 | HEV | 2040 | TWh | 145 | Sub_sector | Industry | Fertilizers | Industry (fertilizers, non-energetic) | Non-energetic | industry_fertilizers_demand_heat_non_energetic | Heat | EU | Energy demand | 0 | not_included_in_FEC
PL | TYNDP2026 | HEV | 2040 | TWh | 146 | Sub_sector | Industry | Fertilizers | Industry (fertilizers, non-energetic) | Non-energetic | industry_fertilizers_demand_biomass_non_energetic | Biomass | EU | Energy demand | 0 | not_included_in_FEC
PL | TYNDP2026 | HEV | 2040 | TWh | 147 | Sub_sector | Industry | Fertilizers | Industry (fertilizers, non-energetic) | Non-energetic | industry_fertilizers_demand_coal_non_energetic | Solids | EU | Energy demand | 0 | not_included_in_FEC
PL | TYNDP2026 | HEV | 2040 | TWh | 148 | Sub_sector | Industry | Fertilizers | Industry (fertilizers, non-energetic) | Non-energetic | industry_fertilizers_demand_oil_non_energetic | Liquids | EU | Energy demand | 0 | not_included_in_FEC
PL | TYNDP2026 | HEV | 2040 | TWh | 149 | Sub_sector | Industry | Fertilizers | Industry (fertilizers, non-energetic) | Non-energetic | industry_fertilizers_demand_others_non_energetic | Others | EU | Energy demand | 0 | not_included_in_FEC
PL | TYNDP2026 | HEV | 2040 | TWh | 150 | Sub_sector | Industry | Fertilizers | Industry (fertilizers, non-energetic) | Non-energetic | industry_fertilizers_demand_ammonia_non_energetic | Ammonia | EU | Energy demand | 0 | not_included_in_FEC
PL | TYNDP2026 | HEV | 2040 | TWh | 152 | Sub_sector | Industry | Food | Industry (food) | Energetic | industry_food_demand_electricity_energetic | Electricity | EU | Energy demand | 5.3353 | FEC
PL | TYNDP2026 | HEV | 2040 | TWh | 153 | Sub_sector | Industry | Food | Industry (food) | Energetic | industry_food_demand_hydrogen_energetic | Hydrogen | EU | Energy demand | 0 | FEC
PL | TYNDP2026 | HEV | 2040 | TWh | 154 | Sub_sector | Industry | Food | Industry (food) | Energetic | industry_food_demand_methane_energetic | Methane | EU | Energy demand | 9.317 | FEC
PL | TYNDP2026 | HEV | 2040 | TWh | 155 | Sub_sector | Industry | Food | Industry (food) | Energetic | industry_food_demand_heat_energetic | Heat | EU | Energy demand | 0.48251 | FEC
PL | TYNDP2026 | HEV | 2040 | TWh | 156 | Sub_sector | Industry | Food | Industry (food) | Energetic | industry_food_demand_biomass_energetic | Biomass | EU | Energy demand | 0.43037 | FEC
PL | TYNDP2026 | HEV | 2040 | TWh | 157 | Sub_sector | Industry | Food | Industry (food) | Energetic | industry_food_demand_coal_energetic | Solids | EU | Energy demand | 2.3678 | FEC
PL | TYNDP2026 | HEV | 2040 | TWh | 158 | Sub_sector | Industry | Food | Industry (food) | Energetic | industry_food_demand_oil_energetic | Liquids | EU | Energy demand | 0 | FEC
PL | TYNDP2026 | HEV | 2040 | TWh | 159 | Sub_sector | Industry | Food | Industry (food) | Energetic | industry_food_demand_others_energetic | Others | EU | Energy demand | 0 | FEC
PL | TYNDP2026 | HEV | 2040 | TWh | 160 | Sub_sector | Industry | Food | Industry (food) | Energetic | industry_food_demand_ammonia_energetic | Ammonia | EU | Energy demand | 0 | FEC
PL | TYNDP2026 | HEV | 2040 | TWh | 162 | Sub_sector | Industry | Metals | Industry (metal) | Energetic | industry_metal_demand_electricity_energetic | Electricity | EU | Energy demand | 1.6706 | FEC
PL | TYNDP2026 | HEV | 2040 | TWh | 163 | Sub_sector | Industry | Metals | Industry (metal) | Energetic | industry_metal_demand_hydrogen_energetic | Hydrogen | EU | Energy demand | 0 | FEC
PL | TYNDP2026 | HEV | 2040 | TWh | 164 | Sub_sector | Industry | Metals | Industry (metal) | Energetic | industry_metal_demand_methane_energetic | Methane | EU | Energy demand | 1.459 | FEC
PL | TYNDP2026 | HEV | 2040 | TWh | 165 | Sub_sector | Industry | Metals | Industry (metal) | Energetic | industry_metal_demand_heat_energetic | Heat | EU | Energy demand | 0.14777 | FEC
PL | TYNDP2026 | HEV | 2040 | TWh | 166 | Sub_sector | Industry | Metals | Industry (metal) | Energetic | industry_metal_demand_biomass_energetic | Biomass | EU | Energy demand | 0 | FEC
PL | TYNDP2026 | HEV | 2040 | TWh | 167 | Sub_sector | Industry | Metals | Industry (metal) | Energetic | industry_metal_demand_coal_energetic | Solids | EU | Energy demand | 0.1372 | FEC
PL | TYNDP2026 | HEV | 2040 | TWh | 168 | Sub_sector | Industry | Metals | Industry (metal) | Energetic | industry_metal_demand_oil_energetic | Liquids | EU | Energy demand | 0.097758 | FEC
PL | TYNDP2026 | HEV | 2040 | TWh | 169 | Sub_sector | Industry | Metals | Industry (metal) | Energetic | industry_metal_demand_others_energetic | Others | EU | Energy demand | 0 | FEC
PL | TYNDP2026 | HEV | 2040 | TWh | 170 | Sub_sector | Industry | Metals | Industry (metal) | Energetic | industry_metal_demand_ammonia_energetic | Ammonia | EU | Energy demand | 0 | FEC
PL | TYNDP2026 | HEV | 2040 | TWh | 172 | Sub_sector | Industry | Others | Industry (other, energetic) | Energetic | industry_other_demand_electricity_energetic | Electricity | EU | Energy demand | 36.8572 | FEC
PL | TYNDP2026 | HEV | 2040 | TWh | 173 | Sub_sector | Industry | Others | Industry (other, energetic) | Energetic | industry_other_demand_hydrogen_energetic | Hydrogen | EU | Energy demand | 2.2227 | FEC
PL | TYNDP2026 | HEV | 2040 | TWh | 174 | Sub_sector | Industry | Others | Industry (other, energetic) | Energetic | industry_other_demand_methane_energetic | Methane | EU | Energy demand | 8.7862 | FEC
PL | TYNDP2026 | HEV | 2040 | TWh | 175 | Sub_sector | Industry | Others | Industry (other, energetic) | Energetic | industry_other_demand_heat_energetic | Heat | EU | Energy demand | 5.5184 | FEC
PL | TYNDP2026 | HEV | 2040 | TWh | 176 | Sub_sector | Industry | Others | Industry (other, energetic) | Energetic | industry_other_demand_biomass_energetic | Biomass | EU | Energy demand | 15.3214 | FEC
PL | TYNDP2026 | HEV | 2040 | TWh | 177 | Sub_sector | Industry | Others | Industry (other, energetic) | Energetic | industry_other_demand_coal_energetic | Solids | EU | Energy demand | 0 | FEC
PL | TYNDP2026 | HEV | 2040 | TWh | 178 | Sub_sector | Industry | Others | Industry (other, energetic) | Energetic | industry_other_demand_oil_energetic | Liquids | EU | Energy demand | 0 | FEC
PL | TYNDP2026 | HEV | 2040 | TWh | 179 | Sub_sector | Industry | Others | Industry (other, energetic) | Energetic | industry_other_demand_others_energetic | Others | EU | Energy demand | 0 | FEC
PL | TYNDP2026 | HEV | 2040 | TWh | 180 | Sub_sector | Industry | Others | Industry (other, energetic) | Energetic | industry_other_demand_ammonia_energetic | Ammonia | EU | Energy demand | 0 | FEC
PL | TYNDP2026 | HEV | 2040 | TWh | 182 | Sub_sector | Industry | Others | Industry (other, non-energetic) | Non-energetic | industry_other_demand_electricity_non_energetic | Electricity | EU | Energy demand | 0 | not_included_in_FEC
PL | TYNDP2026 | HEV | 2040 | TWh | 183 | Sub_sector | Industry | Others | Industry (other, non-energetic) | Non-energetic | industry_other_demand_hydrogen_non_energetic | Hydrogen | EU | Energy demand | 1.6465 | not_included_in_FEC
PL | TYNDP2026 | HEV | 2040 | TWh | 184 | Sub_sector | Industry | Others | Industry (other, non-energetic) | Non-energetic | industry_other_demand_methane_non_energetic | Methane | EU | Energy demand | 9.0306 | not_included_in_FEC
PL | TYNDP2026 | HEV | 2040 | TWh | 185 | Sub_sector | Industry | Others | Industry (other, non-energetic) | Non-energetic | industry_other_demand_heat_non_energetic | Heat | EU | Energy demand | 0 | not_included_in_FEC
PL | TYNDP2026 | HEV | 2040 | TWh | 186 | Sub_sector | Industry | Others | Industry (other, non-energetic) | Non-energetic | industry_other_demand_biomass_non_energetic | Biomass | EU | Energy demand | 0 | not_included_in_FEC
PL | TYNDP2026 | HEV | 2040 | TWh | 187 | Sub_sector | Industry | Others | Industry (other, non-energetic) | Non-energetic | industry_other_demand_coal_non_energetic | Solids | EU | Energy demand | 0.42409 | not_included_in_FEC
PL | TYNDP2026 | HEV | 2040 | TWh | 188 | Sub_sector | Industry | Others | Industry (other, non-energetic) | Non-energetic | industry_other_demand_oil_non_energetic | Liquids | EU | Energy demand | 13.8453 | not_included_in_FEC
PL | TYNDP2026 | HEV | 2040 | TWh | 189 | Sub_sector | Industry | Others | Industry (other, non-energetic) | Non-energetic | industry_other_demand_others_non_energetic | Others | EU | Energy demand | 0 | not_included_in_FEC
PL | TYNDP2026 | HEV | 2040 | TWh | 190 | Sub_sector | Industry | Others | Industry (other, non-energetic) | Non-energetic | industry_other_demand_ammonia_non_energetic | Ammonia | EU | Energy demand | 0 | not_included_in_FEC
PL | TYNDP2026 | HEV | 2040 | TWh | 192 | Sub_sector | Industry | Paper | Industry (paper) | Energetic | industry_paper_demand_electricity_energetic | Electricity | EU | Energy demand | 3.5207 | FEC
PL | TYNDP2026 | HEV | 2040 | TWh | 193 | Sub_sector | Industry | Paper | Industry (paper) | Energetic | industry_paper_demand_hydrogen_energetic | Hydrogen | EU | Energy demand | 0 | FEC
PL | TYNDP2026 | HEV | 2040 | TWh | 194 | Sub_sector | Industry | Paper | Industry (paper) | Energetic | industry_paper_demand_methane_energetic | Methane | EU | Energy demand | 2.7503 | FEC
PL | TYNDP2026 | HEV | 2040 | TWh | 195 | Sub_sector | Industry | Paper | Industry (paper) | Energetic | industry_paper_demand_heat_energetic | Heat | EU | Energy demand | 0 | FEC
PL | TYNDP2026 | HEV | 2040 | TWh | 196 | Sub_sector | Industry | Paper | Industry (paper) | Energetic | industry_paper_demand_biomass_energetic | Biomass | EU | Energy demand | 9.233 | FEC
PL | TYNDP2026 | HEV | 2040 | TWh | 197 | Sub_sector | Industry | Paper | Industry (paper) | Energetic | industry_paper_demand_coal_energetic | Solids | EU | Energy demand | 0 | FEC
PL | TYNDP2026 | HEV | 2040 | TWh | 198 | Sub_sector | Industry | Paper | Industry (paper) | Energetic | industry_paper_demand_oil_energetic | Liquids | EU | Energy demand | 0 | FEC
PL | TYNDP2026 | HEV | 2040 | TWh | 199 | Sub_sector | Industry | Paper | Industry (paper) | Energetic | industry_paper_demand_others_energetic | Others | EU | Energy demand | 0 | FEC
PL | TYNDP2026 | HEV | 2040 | TWh | 200 | Sub_sector | Industry | Paper | Industry (paper) | Energetic | industry_paper_demand_ammonia_energetic | Ammonia | EU | Energy demand | 0 | FEC
PL | TYNDP2026 | HEV | 2040 | TWh | 202 | Sub_sector | Industry | Refineries | Industry (refineries, energetic) | Energetic | industry_refinery_demand_electricity_energetic | Electricity | EU | Energy demand | 1.0664 | not_included_in_FEC
PL | TYNDP2026 | HEV | 2040 | TWh | 203 | Sub_sector | Industry | Refineries | Industry (refineries, energetic) | Energetic | industry_refinery_demand_hydrogen_energetic | Hydrogen | EU | Energy demand | 0.098848 | not_included_in_FEC
PL | TYNDP2026 | HEV | 2040 | TWh | 204 | Sub_sector | Industry | Refineries | Industry (refineries, energetic) | Energetic | industry_refinery_demand_methane_energetic | Methane | EU | Energy demand | 10.2418 | not_included_in_FEC
PL | TYNDP2026 | HEV | 2040 | TWh | 205 | Sub_sector | Industry | Refineries | Industry (refineries, energetic) | Energetic | industry_refinery_demand_heat_energetic | Heat | EU | Energy demand | 0.005513 | not_included_in_FEC
PL | TYNDP2026 | HEV | 2040 | TWh | 206 | Sub_sector | Industry | Refineries | Industry (refineries, energetic) | Energetic | industry_refinery_demand_biomass_energetic | Biomass | EU | Energy demand | 0.97175 | not_included_in_FEC
PL | TYNDP2026 | HEV | 2040 | TWh | 207 | Sub_sector | Industry | Refineries | Industry (refineries, energetic) | Energetic | industry_refinery_demand_coal_energetic | Solids | EU | Energy demand | 0.0067493 | not_included_in_FEC
PL | TYNDP2026 | HEV | 2040 | TWh | 208 | Sub_sector | Industry | Refineries | Industry (refineries, energetic) | Energetic | industry_refinery_demand_oil_energetic | Liquids | EU | Energy demand | 1.2178 | not_included_in_FEC
PL | TYNDP2026 | HEV | 2040 | TWh | 209 | Sub_sector | Industry | Refineries | Industry (refineries, energetic) | Energetic | industry_refinery_demand_others_energetic | Others | EU | Energy demand | 0 | not_included_in_FEC
PL | TYNDP2026 | HEV | 2040 | TWh | 210 | Sub_sector | Industry | Refineries | Industry (refineries, energetic) | Energetic | industry_refinery_demand_ammonia_energetic | Ammonia | EU | Energy demand | 0 | not_included_in_FEC
PL | TYNDP2026 | HEV | 2040 | TWh | 212 | Sub_sector | Industry | Refineries | Industry (refineries, non-energetic) | Non-energetic | industry_refinery_demand_electricity_non_energetic | Electricity | EU | Energy demand | 0 | not_included_in_FEC
PL | TYNDP2026 | HEV | 2040 | TWh | 213 | Sub_sector | Industry | Refineries | Industry (refineries, non-energetic) | Non-energetic | industry_refinery_demand_hydrogen_non_energetic | Hydrogen | EU | Energy demand | 0 | not_included_in_FEC
PL | TYNDP2026 | HEV | 2040 | TWh | 214 | Sub_sector | Industry | Refineries | Industry (refineries, non-energetic) | Non-energetic | industry_refinery_demand_methane_non_energetic | Methane | EU | Energy demand | 0 | not_included_in_FEC
PL | TYNDP2026 | HEV | 2040 | TWh | 215 | Sub_sector | Industry | Refineries | Industry (refineries, non-energetic) | Non-energetic | industry_refinery_demand_heat_non_energetic | Heat | EU | Energy demand | 0 | not_included_in_FEC
PL | TYNDP2026 | HEV | 2040 | TWh | 216 | Sub_sector | Industry | Refineries | Industry (refineries, non-energetic) | Non-energetic | industry_refinery_demand_biomass_non_energetic | Biomass | EU | Energy demand | 0 | not_included_in_FEC
PL | TYNDP2026 | HEV | 2040 | TWh | 217 | Sub_sector | Industry | Refineries | Industry (refineries, non-energetic) | Non-energetic | industry_refinery_demand_coal_non_energetic | Solids | EU | Energy demand | 0 | not_included_in_FEC
PL | TYNDP2026 | HEV | 2040 | TWh | 218 | Sub_sector | Industry | Refineries | Industry (refineries, non-energetic) | Non-energetic | industry_refinery_demand_oil_non_energetic | Liquids | EU | Energy demand | 0 | not_included_in_FEC
PL | TYNDP2026 | HEV | 2040 | TWh | 219 | Sub_sector | Industry | Refineries | Industry (refineries, non-energetic) | Non-energetic | industry_refinery_demand_others_non_energetic | Others | EU | Energy demand | 0 | not_included_in_FEC
PL | TYNDP2026 | HEV | 2040 | TWh | 220 | Sub_sector | Industry | Refineries | Industry (refineries, non-energetic) | Non-energetic | industry_refinery_demand_ammonia_non_energetic | Ammonia | EU | Energy demand | 0 | not_included_in_FEC
PL | TYNDP2026 | HEV | 2040 | TWh | 222 | Sub_sector | Industry | Steel | Industry (steel) | Energetic | industry_steel_demand_electricity_energetic | Electricity | EU | Energy demand | 6.3072 | FEC
PL | TYNDP2026 | HEV | 2040 | TWh | 223 | Sub_sector | Industry | Steel | Industry (steel) | Energetic | industry_steel_demand_hydrogen_energetic | Hydrogen | EU | Energy demand | 0.24628 | FEC
PL | TYNDP2026 | HEV | 2040 | TWh | 224 | Sub_sector | Industry | Steel | Industry (steel) | Energetic | industry_steel_demand_methane_energetic | Methane | EU | Energy demand | 11.4412 | FEC
PL | TYNDP2026 | HEV | 2040 | TWh | 225 | Sub_sector | Industry | Steel | Industry (steel) | Energetic | industry_steel_demand_heat_energetic | Heat | EU | Energy demand | 0.13331 | FEC
PL | TYNDP2026 | HEV | 2040 | TWh | 226 | Sub_sector | Industry | Steel | Industry (steel) | Energetic | industry_steel_demand_biomass_energetic | Biomass | EU | Energy demand | 1.88e-05 | FEC
PL | TYNDP2026 | HEV | 2040 | TWh | 227 | Sub_sector | Industry | Steel | Industry (steel) | Energetic | industry_steel_demand_coal_energetic | Solids | EU | Energy demand | 2.3676 | FEC
PL | TYNDP2026 | HEV | 2040 | TWh | 228 | Sub_sector | Industry | Steel | Industry (steel) | Energetic | industry_steel_demand_oil_energetic | Liquids | EU | Energy demand | 0.0060473 | FEC
PL | TYNDP2026 | HEV | 2040 | TWh | 229 | Sub_sector | Industry | Steel | Industry (steel) | Energetic | industry_steel_demand_others_energetic | Others | EU | Energy demand | 0 | FEC
PL | TYNDP2026 | HEV | 2040 | TWh | 230 | Sub_sector | Industry | Steel | Industry (steel) | Energetic | industry_steel_demand_ammonia_energetic | Ammonia | EU | Energy demand | 0 | FEC
PL | TYNDP2026 | HEV | 2040 | TWh | 232 | Sub_sector | Transport | Cars | Transport (cars) | Energetic | transport_cars_final_demand_electricity | Electricity | EU | Energy demand | 12.6884 | FEC
PL | TYNDP2026 | HEV | 2040 | TWh | 233 | Sub_sector | Transport | Cars | Transport (cars) | Energetic | transport_cars_final_demand_hydrogen | Hydrogen | EU | Energy demand | 3.8813 | FEC
PL | TYNDP2026 | HEV | 2040 | TWh | 234 | Sub_sector | Transport | Cars | Transport (cars) | Energetic | transport_cars_final_demand_methane | Methane | EU | Energy demand | 0.022222 | FEC
PL | TYNDP2026 | HEV | 2040 | TWh | 235 | Sub_sector | Transport | Cars | Transport (cars) | Energetic | transport_cars_final_demand_heat | Heat | EU | Energy demand | 0 | FEC
PL | TYNDP2026 | HEV | 2040 | TWh | 236 | Sub_sector | Transport | Cars | Transport (cars) | Energetic | transport_cars_final_demand_biomass | Biomass | EU | Energy demand | 0 | FEC
PL | TYNDP2026 | HEV | 2040 | TWh | 237 | Sub_sector | Transport | Cars | Transport (cars) | Energetic | transport_cars_final_demand_coal | Solids | EU | Energy demand | 0 | FEC
PL | TYNDP2026 | HEV | 2040 | TWh | 238 | Sub_sector | Transport | Cars | Transport (cars) | Energetic | transport_cars_final_demand_oil | Liquids | EU | Energy demand | 124.0782 | FEC
PL | TYNDP2026 | HEV | 2040 | TWh | 239 | Sub_sector | Transport | Cars | Transport (cars) | Energetic | transport_cars_final_demand_other | Others | EU | Energy demand | 0 | FEC
PL | TYNDP2026 | HEV | 2040 | TWh | 240 | Sub_sector | Transport | Cars | Transport (cars) | Energetic | transport_cars_final_demand_ammonia | Ammonia | EU | Energy demand | 0 | FEC
PL | TYNDP2026 | HEV | 2040 | TWh | 242 | Sub_sector | Transport | Busses | Transport (busses) | Energetic | transport_busses_final_demand_electricity | Electricity | EU | Energy demand | 1.6725 | FEC
PL | TYNDP2026 | HEV | 2040 | TWh | 243 | Sub_sector | Transport | Busses | Transport (busses) | Energetic | transport_busses_final_demand_hydrogen | Hydrogen | EU | Energy demand | 0.26528 | FEC
PL | TYNDP2026 | HEV | 2040 | TWh | 244 | Sub_sector | Transport | Busses | Transport (busses) | Energetic | transport_busses_final_demand_methane | Methane | EU | Energy demand | 0.12131 | FEC
PL | TYNDP2026 | HEV | 2040 | TWh | 245 | Sub_sector | Transport | Busses | Transport (busses) | Energetic | transport_busses_final_demand_heat | Heat | EU | Energy demand | 0 | FEC
PL | TYNDP2026 | HEV | 2040 | TWh | 246 | Sub_sector | Transport | Busses | Transport (busses) | Energetic | transport_busses_final_demand_biomass | Biomass | EU | Energy demand | 0 | FEC
PL | TYNDP2026 | HEV | 2040 | TWh | 247 | Sub_sector | Transport | Busses | Transport (busses) | Energetic | transport_busses_final_demand_coal | Solids | EU | Energy demand | 0 | FEC
PL | TYNDP2026 | HEV | 2040 | TWh | 248 | Sub_sector | Transport | Busses | Transport (busses) | Energetic | transport_busses_final_demand_oil | Liquids | EU | Energy demand | 2.2307 | FEC
PL | TYNDP2026 | HEV | 2040 | TWh | 249 | Sub_sector | Transport | Busses | Transport (busses) | Energetic | transport_busses_final_demand_other | Others | EU | Energy demand | 0 | FEC
PL | TYNDP2026 | HEV | 2040 | TWh | 250 | Sub_sector | Transport | Busses | Transport (busses) | Energetic | transport_busses_final_demand_ammonia | Ammonia | EU | Energy demand | 0 | FEC
PL | TYNDP2026 | HEV | 2040 | TWh | 252 | Sub_sector | Transport | Trucks | Transport (trucks) | Energetic | transport_trucks_final_demand_electricity | Electricity | EU | Energy demand | 1.4715 | FEC
PL | TYNDP2026 | HEV | 2040 | TWh | 253 | Sub_sector | Transport | Trucks | Transport (trucks) | Energetic | transport_trucks_final_demand_hydrogen | Hydrogen | EU | Energy demand | 0.53791 | FEC
PL | TYNDP2026 | HEV | 2040 | TWh | 254 | Sub_sector | Transport | Trucks | Transport (trucks) | Energetic | transport_trucks_final_demand_methane | Methane | EU | Energy demand | 3.0509 | FEC
PL | TYNDP2026 | HEV | 2040 | TWh | 255 | Sub_sector | Transport | Trucks | Transport (trucks) | Energetic | transport_trucks_final_demand_heat | Heat | EU | Energy demand | 0 | FEC
PL | TYNDP2026 | HEV | 2040 | TWh | 256 | Sub_sector | Transport | Trucks | Transport (trucks) | Energetic | transport_trucks_final_demand_biomass | Biomass | EU | Energy demand | 0 | FEC
PL | TYNDP2026 | HEV | 2040 | TWh | 257 | Sub_sector | Transport | Trucks | Transport (trucks) | Energetic | transport_trucks_final_demand_coal | Solids | EU | Energy demand | 0 | FEC
PL | TYNDP2026 | HEV | 2040 | TWh | 258 | Sub_sector | Transport | Trucks | Transport (trucks) | Energetic | transport_trucks_final_demand_oil | Liquids | EU | Energy demand | 42.4728 | FEC
PL | TYNDP2026 | HEV | 2040 | TWh | 259 | Sub_sector | Transport | Trucks | Transport (trucks) | Energetic | transport_trucks_final_demand_other | Others | EU | Energy demand | 0 | FEC
PL | TYNDP2026 | HEV | 2040 | TWh | 260 | Sub_sector | Transport | Trucks | Transport (trucks) | Energetic | transport_trucks_final_demand_ammonia | Ammonia | EU | Energy demand | 0 | FEC
PL | TYNDP2026 | HEV | 2040 | TWh | 262 | Sub_sector | Transport | Vans | Transport (vans) | Energetic | transport_vans_final_demand_electricity | Electricity | EU | Energy demand | 1.4823 | FEC
PL | TYNDP2026 | HEV | 2040 | TWh | 263 | Sub_sector | Transport | Vans | Transport (vans) | Energetic | transport_vans_final_demand_hydrogen | Hydrogen | EU | Energy demand | 0.55982 | FEC
PL | TYNDP2026 | HEV | 2040 | TWh | 264 | Sub_sector | Transport | Vans | Transport (vans) | Energetic | transport_vans_final_demand_methane | Methane | EU | Energy demand | 0.77894 | FEC
PL | TYNDP2026 | HEV | 2040 | TWh | 265 | Sub_sector | Transport | Vans | Transport (vans) | Energetic | transport_vans_final_demand_heat | Heat | EU | Energy demand | 0 | FEC
PL | TYNDP2026 | HEV | 2040 | TWh | 266 | Sub_sector | Transport | Vans | Transport (vans) | Energetic | transport_vans_final_demand_biomass | Biomass | EU | Energy demand | 0 | FEC
PL | TYNDP2026 | HEV | 2040 | TWh | 267 | Sub_sector | Transport | Vans | Transport (vans) | Energetic | transport_vans_final_demand_coal | Solids | EU | Energy demand | 0 | FEC
PL | TYNDP2026 | HEV | 2040 | TWh | 268 | Sub_sector | Transport | Vans | Transport (vans) | Energetic | transport_vans_final_demand_oil | Liquids | EU | Energy demand | 11.1284 | FEC
PL | TYNDP2026 | HEV | 2040 | TWh | 269 | Sub_sector | Transport | Vans | Transport (vans) | Energetic | transport_vans_final_demand_other | Others | EU | Energy demand | 0 | FEC
PL | TYNDP2026 | HEV | 2040 | TWh | 270 | Sub_sector | Transport | Vans | Transport (vans) | Energetic | transport_vans_final_demand_ammonia | Ammonia | EU | Energy demand | 0 | FEC
PL | TYNDP2026 | HEV | 2040 | TWh | 272 | Sub_sector | Transport | Freight trains | Transport (trains) | Energetic | transport_trains_final_demand_electricity | Electricity | EU | Energy demand | 3.2425 | FEC
PL | TYNDP2026 | HEV | 2040 | TWh | 273 | Sub_sector | Transport | Freight trains | Transport (trains) | Energetic | transport_trains_final_demand_hydrogen | Hydrogen | EU | Energy demand | 0 | FEC
PL | TYNDP2026 | HEV | 2040 | TWh | 274 | Sub_sector | Transport | Freight trains | Transport (trains) | Energetic | transport_trains_final_demand_methane | Methane | EU | Energy demand | 0 | FEC
PL | TYNDP2026 | HEV | 2040 | TWh | 275 | Sub_sector | Transport | Freight trains | Transport (trains) | Energetic | transport_trains_final_demand_heat | Heat | EU | Energy demand | 0 | FEC
PL | TYNDP2026 | HEV | 2040 | TWh | 276 | Sub_sector | Transport | Freight trains | Transport (trains) | Energetic | transport_trains_final_demand_biomass | Biomass | EU | Energy demand | 0 | FEC
PL | TYNDP2026 | HEV | 2040 | TWh | 277 | Sub_sector | Transport | Freight trains | Transport (trains) | Energetic | transport_trains_final_demand_coal | Solids | EU | Energy demand | 0 | FEC
PL | TYNDP2026 | HEV | 2040 | TWh | 278 | Sub_sector | Transport | Freight trains | Transport (trains) | Energetic | transport_trains_final_demand_oil | Liquids | EU | Energy demand | 0.7416 | FEC
PL | TYNDP2026 | HEV | 2040 | TWh | 279 | Sub_sector | Transport | Freight trains | Transport (trains) | Energetic | transport_trains_final_demand_other | Others | EU | Energy demand | 0 | FEC
PL | TYNDP2026 | HEV | 2040 | TWh | 280 | Sub_sector | Transport | Freight trains | Transport (trains) | Energetic | transport_trains_final_demand_ammonia | Ammonia | EU | Energy demand | 0 | FEC
PL | TYNDP2026 | HEV | 2040 | TWh | 282 | Sub_sector | Transport | Ships | Transport (ships) | Energetic | transport_ships_final_demand_electricity | Electricity | EU | Energy demand | 0.0085258 | FEC
PL | TYNDP2026 | HEV | 2040 | TWh | 283 | Sub_sector | Transport | Ships | Transport (ships) | Energetic | transport_ships_final_demand_hydrogen | Hydrogen | EU | Energy demand | 0 | FEC
PL | TYNDP2026 | HEV | 2040 | TWh | 284 | Sub_sector | Transport | Ships | Transport (ships) | Energetic | transport_ships_final_demand_methane | Methane | EU | Energy demand | 0 | FEC
PL | TYNDP2026 | HEV | 2040 | TWh | 285 | Sub_sector | Transport | Ships | Transport (ships) | Energetic | transport_ships_final_demand_heat | Heat | EU | Energy demand | 0 | FEC
PL | TYNDP2026 | HEV | 2040 | TWh | 286 | Sub_sector | Transport | Ships | Transport (ships) | Energetic | transport_ships_final_demand_biomass | Biomass | EU | Energy demand | 0 | FEC
PL | TYNDP2026 | HEV | 2040 | TWh | 287 | Sub_sector | Transport | Ships | Transport (ships) | Energetic | transport_ships_final_demand_coal | Solids | EU | Energy demand | 0 | FEC
PL | TYNDP2026 | HEV | 2040 | TWh | 288 | Sub_sector | Transport | Ships | Transport (ships) | Energetic | transport_ships_final_demand_oil | Liquids | EU | Energy demand | 0.016331 | FEC
PL | TYNDP2026 | HEV | 2040 | TWh | 289 | Sub_sector | Transport | Ships | Transport (ships) | Energetic | transport_ships_final_demand_other | Others | EU | Energy demand | 0 | FEC
PL | TYNDP2026 | HEV | 2040 | TWh | 290 | Sub_sector | Transport | Ships | Transport (ships) | Energetic | transport_ships_final_demand_ammonia | Ammonia | EU | Energy demand | 0 | FEC
PL | TYNDP2026 | HEV | 2040 | TWh | 292 | Sub_sector | Transport | Planes | Transport (planes) | Energetic | transport_planes_final_demand_electricity | Electricity | EU | Energy demand | 0 | FEC
PL | TYNDP2026 | HEV | 2040 | TWh | 293 | Sub_sector | Transport | Planes | Transport (planes) | Energetic | transport_planes_final_demand_hydrogen | Hydrogen | EU | Energy demand | 0 | FEC
PL | TYNDP2026 | HEV | 2040 | TWh | 294 | Sub_sector | Transport | Planes | Transport (planes) | Energetic | transport_planes_final_demand_methane | Methane | EU | Energy demand | 0 | FEC
PL | TYNDP2026 | HEV | 2040 | TWh | 295 | Sub_sector | Transport | Planes | Transport (planes) | Energetic | transport_planes_final_demand_heat | Heat | EU | Energy demand | 0 | FEC
PL | TYNDP2026 | HEV | 2040 | TWh | 296 | Sub_sector | Transport | Planes | Transport (planes) | Energetic | transport_planes_final_demand_biomass | Biomass | EU | Energy demand | 0 | FEC
PL | TYNDP2026 | HEV | 2040 | TWh | 297 | Sub_sector | Transport | Planes | Transport (planes) | Energetic | transport_planes_final_demand_coal | Solids | EU | Energy demand | 0 | FEC
PL | TYNDP2026 | HEV | 2040 | TWh | 298 | Sub_sector | Transport | Planes | Transport (planes) | Energetic | transport_planes_final_demand_oil | Liquids | EU | Energy demand | 0.35339 | FEC
PL | TYNDP2026 | HEV | 2040 | TWh | 299 | Sub_sector | Transport | Planes | Transport (planes) | Energetic | transport_planes_final_demand_other | Others | EU | Energy demand | 0 | FEC
PL | TYNDP2026 | HEV | 2040 | TWh | 300 | Sub_sector | Transport | Planes | Transport (planes) | Energetic | transport_planes_final_demand_ammonia | Ammonia | EU | Energy demand | 0 | FEC
PL | TYNDP2026 | HEV | 2040 | TWh | 302 | Sub_sector | Transport | Others | Transport (others) | Energetic | transport_other_final_demand_electricity | Electricity | EU | Energy demand | 0.0085052 | FEC
PL | TYNDP2026 | HEV | 2040 | TWh | 303 | Sub_sector | Transport | Others | Transport (others) | Energetic | transport_other_final_demand_hydrogen | Hydrogen | EU | Energy demand | 0 | FEC
PL | TYNDP2026 | HEV | 2040 | TWh | 304 | Sub_sector | Transport | Others | Transport (others) | Energetic | transport_other_final_demand_methane | Methane | EU | Energy demand | 0 | FEC
PL | TYNDP2026 | HEV | 2040 | TWh | 305 | Sub_sector | Transport | Others | Transport (others) | Energetic | transport_other_final_demand_heat | Heat | EU | Energy demand | 0 | FEC
PL | TYNDP2026 | HEV | 2040 | TWh | 306 | Sub_sector | Transport | Others | Transport (others) | Energetic | transport_other_final_demand_biomass | Biomass | EU | Energy demand | 0 | FEC
PL | TYNDP2026 | HEV | 2040 | TWh | 307 | Sub_sector | Transport | Others | Transport (others) | Energetic | transport_other_final_demand_coal | Solids | EU | Energy demand | 0 | FEC
PL | TYNDP2026 | HEV | 2040 | TWh | 308 | Sub_sector | Transport | Others | Transport (others) | Energetic | transport_other_final_demand_oil | Liquids | EU | Energy demand | 1.4718 | FEC
PL | TYNDP2026 | HEV | 2040 | TWh | 309 | Sub_sector | Transport | Others | Transport (others) | Energetic | transport_other_final_demand_other | Others | EU | Energy demand | 0 | FEC
PL | TYNDP2026 | HEV | 2040 | TWh | 310 | Sub_sector | Transport | Others | Transport (others) | Energetic | transport_other_final_demand_ammonia | Ammonia | EU | Energy demand | 0 | FEC
PL | TYNDP2026 | HEV | 2040 | TWh | 312 | Sub_sector | International transport | International aviation | Transport (int. aviation) | Energetic | transport_int_aviation_final_demand_electricity | Electricity | EU | Energy demand | 0 | FEC
PL | TYNDP2026 | HEV | 2040 | TWh | 313 | Sub_sector | International transport | International aviation | Transport (int. aviation) | Energetic | transport_int_aviation_final_demand_hydrogen | Hydrogen | EU | Energy demand | 0 | FEC
PL | TYNDP2026 | HEV | 2040 | TWh | 314 | Sub_sector | International transport | International aviation | Transport (int. aviation) | Energetic | transport_int_aviation_final_demand_methane | Methane | EU | Energy demand | 0 | FEC
PL | TYNDP2026 | HEV | 2040 | TWh | 315 | Sub_sector | International transport | International aviation | Transport (int. aviation) | Energetic | transport_int_aviation_final_demand_heat | Heat | EU | Energy demand | 0 | FEC
PL | TYNDP2026 | HEV | 2040 | TWh | 316 | Sub_sector | International transport | International aviation | Transport (int. aviation) | Energetic | transport_int_aviation_final_demand_biofuels | Biomass | EU | Energy demand | 0 | FEC
PL | TYNDP2026 | HEV | 2040 | TWh | 317 | Sub_sector | International transport | International aviation | Transport (int. aviation) | Energetic | transport_int_aviation_final_demand_coal | Solids | EU | Energy demand | 0 | FEC
PL | TYNDP2026 | HEV | 2040 | TWh | 318 | Sub_sector | International transport | International aviation | Transport (int. aviation) | Energetic | transport_int_aviation_final_demand_oil | Liquids | EU | Energy demand | 10.9917 | FEC
PL | TYNDP2026 | HEV | 2040 | TWh | 319 | Sub_sector | International transport | International aviation | Transport (int. aviation) | Energetic | transport_int_aviation_final_demand_other | Others | EU | Energy demand | 0 | FEC
PL | TYNDP2026 | HEV | 2040 | TWh | 320 | Sub_sector | International transport | International aviation | Transport (int. aviation) | Energetic | transport_int_aviation_final_demand_ammonia | Ammonia | EU | Energy demand | 0 | FEC
PL | TYNDP2026 | HEV | 2040 | TWh | 322 | Sub_sector | International transport | International shipping | Transport (int. shipping) | Energetic | transport_int_shipping_final_demand_electricity | Electricity | EU | Energy demand | 0 | not_included_in_FEC
PL | TYNDP2026 | HEV | 2040 | TWh | 323 | Sub_sector | International transport | International shipping | Transport (int. shipping) | Energetic | transport_int_shipping_final_demand_hydrogen | Hydrogen | EU | Energy demand | 0 | not_included_in_FEC
PL | TYNDP2026 | HEV | 2040 | TWh | 324 | Sub_sector | International transport | International shipping | Transport (int. shipping) | Energetic | transport_int_shipping_final_demand_methane | Methane | EU | Energy demand | 0 | not_included_in_FEC
PL | TYNDP2026 | HEV | 2040 | TWh | 325 | Sub_sector | International transport | International shipping | Transport (int. shipping) | Energetic | transport_int_shipping_final_demand_heat | Heat | EU | Energy demand | 0 | not_included_in_FEC
PL | TYNDP2026 | HEV | 2040 | TWh | 326 | Sub_sector | International transport | International shipping | Transport (int. shipping) | Energetic | transport_int_shipping_final_demand_biofuels | Biomass | EU | Energy demand | 0 | not_included_in_FEC
PL | TYNDP2026 | HEV | 2040 | TWh | 327 | Sub_sector | International transport | International shipping | Transport (int. shipping) | Energetic | transport_int_shipping_final_demand_coal | Solids | EU | Energy demand | 0 | not_included_in_FEC
PL | TYNDP2026 | HEV | 2040 | TWh | 328 | Sub_sector | International transport | International shipping | Transport (int. shipping) | Energetic | transport_int_shipping_final_demand_oil | Liquids | EU | Energy demand | 2.6582 | not_included_in_FEC
PL | TYNDP2026 | HEV | 2040 | TWh | 329 | Sub_sector | International transport | International shipping | Transport (int. shipping) | Energetic | transport_int_shipping_final_demand_other | Others | EU | Energy demand | 0 | not_included_in_FEC
PL | TYNDP2026 | HEV | 2040 | TWh | 330 | Sub_sector | International transport | International shipping | Transport (int. shipping) | Energetic | transport_int_shipping_final_demand_ammonia | Ammonia | EU | Energy demand | 0 | not_included_in_FEC
PL | TYNDP2026 | HEV | 2040 | TWh | 332 | Sub_sector | Households | Space heating | Households (heating) | Energetic | households_heating_final_demand_electricity | Electricity | EU | Energy demand | 17.88 | FEC
PL | TYNDP2026 | HEV | 2040 | TWh | 333 | Sub_sector | Households | Space heating | Households (heating) | Energetic | households_heating_final_demand_hydrogen | Hydrogen | EU | Energy demand | 0 | FEC
PL | TYNDP2026 | HEV | 2040 | TWh | 334 | Sub_sector | Households | Space heating | Households (heating) | Energetic | households_heating_final_demand_methane | Methane | EU | Energy demand | 28.6767 | FEC
PL | TYNDP2026 | HEV | 2040 | TWh | 335 | Sub_sector | Households | Space heating | Households (heating) | Energetic | households_heating_final_demand_heat | Heat | EU | Energy demand | 31.1832 | FEC
PL | TYNDP2026 | HEV | 2040 | TWh | 336 | Sub_sector | Households | Space heating | Households (heating) | Energetic | households_heating_final_demand_biomass | Biomass | EU | Energy demand | 26.9609 | FEC
PL | TYNDP2026 | HEV | 2040 | TWh | 337 | Sub_sector | Households | Space heating | Households (heating) | Energetic | households_heating_final_demand_coal | Solids | EU | Energy demand | 4.9946 | FEC
PL | TYNDP2026 | HEV | 2040 | TWh | 338 | Sub_sector | Households | Space heating | Households (heating) | Energetic | households_heating_final_demand_oil | Liquids | EU | Energy demand | 3.608 | FEC
PL | TYNDP2026 | HEV | 2040 | TWh | 339 | Sub_sector | Households | Space heating | Households (heating) | Energetic | households_heating_final_demand_other | Others | EU | Energy demand | 11.8639 | FEC
PL | TYNDP2026 | HEV | 2040 | TWh | 340 | Sub_sector | Households | Space heating | Households (heating) | Energetic | households_heating_final_demand_ammonia | Ammonia | EU | Energy demand | 0 | FEC
PL | TYNDP2026 | HEV | 2040 | TWh | 343 | Sub_sector | Households | Cooling | Households (cooling) | Energetic | households_cooling_final_demand_electricity | Electricity | EU | Energy demand | 0 | FEC
PL | TYNDP2026 | HEV | 2040 | TWh | 344 | Sub_sector | Households | Cooling | Households (cooling) | Energetic | households_cooling_final_demand_hydrogen | Hydrogen | EU | Energy demand | 0 | FEC
PL | TYNDP2026 | HEV | 2040 | TWh | 345 | Sub_sector | Households | Cooling | Households (cooling) | Energetic | households_cooling_final_demand_methane | Methane | EU | Energy demand | 0 | FEC
PL | TYNDP2026 | HEV | 2040 | TWh | 346 | Sub_sector | Households | Cooling | Households (cooling) | Energetic | households_cooling_final_demand_heat | Heat | EU | Energy demand | 0 | FEC
PL | TYNDP2026 | HEV | 2040 | TWh | 347 | Sub_sector | Households | Cooling | Households (cooling) | Energetic | households_cooling_final_demand_biomass | Biomass | EU | Energy demand | 0 | FEC
PL | TYNDP2026 | HEV | 2040 | TWh | 348 | Sub_sector | Households | Cooling | Households (cooling) | Energetic | households_cooling_final_demand_coal | Solids | EU | Energy demand | 0 | FEC
PL | TYNDP2026 | HEV | 2040 | TWh | 349 | Sub_sector | Households | Cooling | Households (cooling) | Energetic | households_cooling_final_demand_oil | Liquids | EU | Energy demand | 0 | FEC
PL | TYNDP2026 | HEV | 2040 | TWh | 350 | Sub_sector | Households | Cooling | Households (cooling) | Energetic | households_cooling_final_demand_other | Others | EU | Energy demand | 0 | FEC
PL | TYNDP2026 | HEV | 2040 | TWh | 351 | Sub_sector | Households | Cooling | Households (cooling) | Energetic | households_cooling_final_demand_ammonia | Ammonia | EU | Energy demand | 0 | FEC
PL | TYNDP2026 | HEV | 2040 | TWh | 354 | Sub_sector | Households | Hot water | Households (hot water) | Energetic | households_hot_water_final_demand_electricity | Electricity | EU | Energy demand | 0.55326 | FEC
PL | TYNDP2026 | HEV | 2040 | TWh | 355 | Sub_sector | Households | Hot water | Households (hot water) | Energetic | households_hot_water_final_demand_hydrogen | Hydrogen | EU | Energy demand | 0 | FEC
PL | TYNDP2026 | HEV | 2040 | TWh | 356 | Sub_sector | Households | Hot water | Households (hot water) | Energetic | households_hot_water_final_demand_methane | Methane | EU | Energy demand | 0.56791 | FEC
PL | TYNDP2026 | HEV | 2040 | TWh | 357 | Sub_sector | Households | Hot water | Households (hot water) | Energetic | households_hot_water_final_demand_heat | Heat | EU | Energy demand | 0.7373 | FEC
PL | TYNDP2026 | HEV | 2040 | TWh | 358 | Sub_sector | Households | Hot water | Households (hot water) | Energetic | households_hot_water_final_demand_biomass | Biomass | EU | Energy demand | 0.41166 | FEC
PL | TYNDP2026 | HEV | 2040 | TWh | 359 | Sub_sector | Households | Hot water | Households (hot water) | Energetic | households_hot_water_final_demand_coal | Solids | EU | Energy demand | 0.048141 | FEC
PL | TYNDP2026 | HEV | 2040 | TWh | 360 | Sub_sector | Households | Hot water | Households (hot water) | Energetic | households_hot_water_final_demand_oil | Liquids | EU | Energy demand | 0.034776 | FEC
PL | TYNDP2026 | HEV | 2040 | TWh | 361 | Sub_sector | Households | Hot water | Households (hot water) | Energetic | households_hot_water_final_demand_other | Others | EU | Energy demand | 30.3317 | FEC
PL | TYNDP2026 | HEV | 2040 | TWh | 362 | Sub_sector | Households | Hot water | Households (hot water) | Energetic | households_hot_water_final_demand_ammonia | Ammonia | EU | Energy demand | 0 | FEC
PL | TYNDP2026 | HEV | 2040 | TWh | 365 | Sub_sector | Households | Appliances | Households (appliances) | Energetic | households_appliances_final_demand_electricity | Electricity | EU | Energy demand | 25.4254 | FEC
PL | TYNDP2026 | HEV | 2040 | TWh | 366 | Sub_sector | Households | Appliances | Households (appliances) | Energetic | households_appliances_final_demand_hydrogen | Hydrogen | EU | Energy demand | 0 | FEC
PL | TYNDP2026 | HEV | 2040 | TWh | 367 | Sub_sector | Households | Appliances | Households (appliances) | Energetic | households_appliances_final_demand_methane | Methane | EU | Energy demand | 4.125 | FEC
PL | TYNDP2026 | HEV | 2040 | TWh | 368 | Sub_sector | Households | Appliances | Households (appliances) | Energetic | households_appliances_final_demand_heat | Heat | EU | Energy demand | 0 | FEC
PL | TYNDP2026 | HEV | 2040 | TWh | 369 | Sub_sector | Households | Appliances | Households (appliances) | Energetic | households_appliances_final_demand_biomass | Biomass | EU | Energy demand | 0.081422 | FEC
PL | TYNDP2026 | HEV | 2040 | TWh | 370 | Sub_sector | Households | Appliances | Households (appliances) | Energetic | households_appliances_final_demand_coal | Solids | EU | Energy demand | 0 | FEC
PL | TYNDP2026 | HEV | 2040 | TWh | 371 | Sub_sector | Households | Appliances | Households (appliances) | Energetic | households_appliances_final_demand_oil | Liquids | EU | Energy demand | 0 | FEC
PL | TYNDP2026 | HEV | 2040 | TWh | 372 | Sub_sector | Households | Appliances | Households (appliances) | Energetic | households_appliances_final_demand_other | Others | EU | Energy demand | 0 | FEC
PL | TYNDP2026 | HEV | 2040 | TWh | 373 | Sub_sector | Households | Appliances | Households (appliances) | Energetic | households_appliances_final_demand_ammonia | Ammonia | EU | Energy demand | 0 | FEC
PL | TYNDP2026 | HEV | 2040 | TWh | 375 | Sub_sector | Buildings | Space heating | Buildings (heat) | Energetic | buildings_heat_final_demand_electricity | Electricity | EU | Energy demand | 23.8769 | FEC
PL | TYNDP2026 | HEV | 2040 | TWh | 376 | Sub_sector | Buildings | Space heating | Buildings (heat) | Energetic | buildings_heat_final_demand_hydrogen | Hydrogen | EU | Energy demand | 0 | FEC
PL | TYNDP2026 | HEV | 2040 | TWh | 377 | Sub_sector | Buildings | Space heating | Buildings (heat) | Energetic | buildings_heat_final_demand_methane | Methane | EU | Energy demand | 0.22466 | FEC
PL | TYNDP2026 | HEV | 2040 | TWh | 378 | Sub_sector | Buildings | Space heating | Buildings (heat) | Energetic | buildings_heat_final_demand_heat | Heat | EU | Energy demand | 11.5275 | FEC
PL | TYNDP2026 | HEV | 2040 | TWh | 379 | Sub_sector | Buildings | Space heating | Buildings (heat) | Energetic | buildings_heat_final_demand_biomass | Biomass | EU | Energy demand | 2.4367 | FEC
PL | TYNDP2026 | HEV | 2040 | TWh | 380 | Sub_sector | Buildings | Space heating | Buildings (heat) | Energetic | buildings_heat_final_demand_coal | Solids | EU | Energy demand | 1.2854 | FEC
PL | TYNDP2026 | HEV | 2040 | TWh | 381 | Sub_sector | Buildings | Space heating | Buildings (heat) | Energetic | buildings_heat_final_demand_oil | Liquids | EU | Energy demand | 0 | FEC
PL | TYNDP2026 | HEV | 2040 | TWh | 382 | Sub_sector | Buildings | Space heating | Buildings (heat) | Energetic | buildings_heat_final_demand_other | Others | EU | Energy demand | 2.8103 | FEC
PL | TYNDP2026 | HEV | 2040 | TWh | 383 | Sub_sector | Buildings | Space heating | Buildings (heat) | Energetic | buildings_heat_final_demand_ammonia | Ammonia | EU | Energy demand | 0 | FEC
PL | TYNDP2026 | HEV | 2040 | TWh | 386 | Sub_sector | Buildings | Cooling | Buildings (cooling) | Energetic | buildings_cooling_final_demand_electricity | Electricity | EU | Energy demand | 1.1461 | FEC
PL | TYNDP2026 | HEV | 2040 | TWh | 387 | Sub_sector | Buildings | Cooling | Buildings (cooling) | Energetic | buildings_cooling_final_demand_hydrogen | Hydrogen | EU | Energy demand | 0 | FEC
PL | TYNDP2026 | HEV | 2040 | TWh | 388 | Sub_sector | Buildings | Cooling | Buildings (cooling) | Energetic | buildings_cooling_final_demand_methane | Methane | EU | Energy demand | 0.0055584 | FEC
PL | TYNDP2026 | HEV | 2040 | TWh | 389 | Sub_sector | Buildings | Cooling | Buildings (cooling) | Energetic | buildings_cooling_final_demand_heat | Heat | EU | Energy demand | 0 | FEC
PL | TYNDP2026 | HEV | 2040 | TWh | 390 | Sub_sector | Buildings | Cooling | Buildings (cooling) | Energetic | buildings_cooling_final_demand_biomass | Biomass | EU | Energy demand | 0 | FEC
PL | TYNDP2026 | HEV | 2040 | TWh | 391 | Sub_sector | Buildings | Cooling | Buildings (cooling) | Energetic | buildings_cooling_final_demand_coal | Solids | EU | Energy demand | 0 | FEC
PL | TYNDP2026 | HEV | 2040 | TWh | 392 | Sub_sector | Buildings | Cooling | Buildings (cooling) | Energetic | buildings_cooling_final_demand_oil | Liquids | EU | Energy demand | 0 | FEC
PL | TYNDP2026 | HEV | 2040 | TWh | 393 | Sub_sector | Buildings | Cooling | Buildings (cooling) | Energetic | buildings_cooling_final_demand_other | Others | EU | Energy demand | 0 | FEC
PL | TYNDP2026 | HEV | 2040 | TWh | 394 | Sub_sector | Buildings | Cooling | Buildings (cooling) | Energetic | buildings_cooling_final_demand_ammonia | Ammonia | EU | Energy demand | 0 | FEC
PL | TYNDP2026 | HEV | 2040 | TWh | 397 | Sub_sector | Buildings | Appliances | Buildings (appliances) | Energetic | buildings_appliances_final_demand_electricity | Electricity | EU | Energy demand | 35.2409 | FEC
PL | TYNDP2026 | HEV | 2040 | TWh | 398 | Sub_sector | Buildings | Appliances | Buildings (appliances) | Energetic | buildings_appliances_final_demand_hydrogen | Hydrogen | EU | Energy demand | 0 | FEC
PL | TYNDP2026 | HEV | 2040 | TWh | 399 | Sub_sector | Buildings | Appliances | Buildings (appliances) | Energetic | buildings_appliances_final_demand_methane | Methane | EU | Energy demand | 5.0676 | FEC
PL | TYNDP2026 | HEV | 2040 | TWh | 400 | Sub_sector | Buildings | Appliances | Buildings (appliances) | Energetic | buildings_appliances_final_demand_heat | Heat | EU | Energy demand | 0 | FEC
PL | TYNDP2026 | HEV | 2040 | TWh | 401 | Sub_sector | Buildings | Appliances | Buildings (appliances) | Energetic | buildings_appliances_final_demand_biomass | Biomass | EU | Energy demand | 0 | FEC
PL | TYNDP2026 | HEV | 2040 | TWh | 402 | Sub_sector | Buildings | Appliances | Buildings (appliances) | Energetic | buildings_appliances_final_demand_coal | Solids | EU | Energy demand | 0 | FEC
PL | TYNDP2026 | HEV | 2040 | TWh | 403 | Sub_sector | Buildings | Appliances | Buildings (appliances) | Energetic | buildings_appliances_final_demand_oil | Liquids | EU | Energy demand | 0 | FEC
PL | TYNDP2026 | HEV | 2040 | TWh | 404 | Sub_sector | Buildings | Appliances | Buildings (appliances) | Energetic | buildings_appliances_final_demand_other | Others | EU | Energy demand | 0 | FEC
PL | TYNDP2026 | HEV | 2040 | TWh | 405 | Sub_sector | Buildings | Appliances | Buildings (appliances) | Energetic | buildings_appliances_final_demand_ammonia | Ammonia | EU | Energy demand | 0 | FEC
PL | TYNDP2026 | HEV | 2040 | TWh | 407 | Sub_sector | Buildings | Datacenters | Datacenters & ICT | Energetic | datacentres_final_demand_electricity_energetic | Electricity | EU | Energy demand | 3.609 | FEC
PL | TYNDP2026 | HEV | 2040 | TWh | 408 | Sub_sector | Buildings | Datacenters | Datacenters & ICT | Energetic | datacentres_final_demand_hydrogen_energetic | Hydrogen | EU | Energy demand | 0 | FEC
PL | TYNDP2026 | HEV | 2040 | TWh | 409 | Sub_sector | Buildings | Datacenters | Datacenters & ICT | Energetic | datacentres_final_demand_methane_energetic | Methane | EU | Energy demand | 0 | FEC
PL | TYNDP2026 | HEV | 2040 | TWh | 410 | Sub_sector | Buildings | Datacenters | Datacenters & ICT | Energetic | datacentres_final_demand_heat_energetic | Heat | EU | Energy demand | 0 | FEC
PL | TYNDP2026 | HEV | 2040 | TWh | 411 | Sub_sector | Buildings | Datacenters | Datacenters & ICT | Energetic | datacentres_final_demand_biomass_energetic | Biomass | EU | Energy demand | 0 | FEC
PL | TYNDP2026 | HEV | 2040 | TWh | 412 | Sub_sector | Buildings | Datacenters | Datacenters & ICT | Energetic | datacentres_final_demand_coal_energetic | Solids | EU | Energy demand | 0 | FEC
PL | TYNDP2026 | HEV | 2040 | TWh | 413 | Sub_sector | Buildings | Datacenters | Datacenters & ICT | Energetic | datacentres_final_demand_oil_energetic | Liquids | EU | Energy demand | 0 | FEC
PL | TYNDP2026 | HEV | 2040 | TWh | 414 | Sub_sector | Buildings | Datacenters | Datacenters & ICT | Energetic | datacentres_final_demand_other_energetic | Others | EU | Energy demand | 0 | FEC
PL | TYNDP2026 | HEV | 2040 | TWh | 415 | Sub_sector | Buildings | Datacenters | Datacenters & ICT | Energetic | datacentres_final_demand_ammonia_energetic | Ammonia | EU | Energy demand | 0 | FEC
PL | TYNDP2026 | HEV | 2040 | TWh | 417 | Sub_sector | Transport | Others_Sector | Others_Sector | Energetic | other_final_demand_electricity_energetic | Electricity | EU | Energy demand | 0 | FEC
PL | TYNDP2026 | HEV | 2040 | TWh | 418 | Sub_sector | Transport | Others_Sector | Others_Sector | Energetic | other_final_demand_hydrogen_energetic | Hydrogen | EU | Energy demand | 0 | FEC
PL | TYNDP2026 | HEV | 2040 | TWh | 419 | Sub_sector | Transport | Pipeline Transport | Others_Sector | Energetic | other_final_demand_methane_energetic | Methane | EU | Energy demand | 4.55 | FEC
PL | TYNDP2026 | HEV | 2040 | TWh | 420 | Sub_sector | Transport | Others_Sector | Others_Sector | Energetic | other_final_demand_heat_energetic | Heat | EU | Energy demand | 0 | FEC
PL | TYNDP2026 | HEV | 2040 | TWh | 421 | Sub_sector | Transport | Others_Sector | Others_Sector | Energetic | other_final_demand_biomass_energetic | Biomass | EU | Energy demand | 0 | FEC
PL | TYNDP2026 | HEV | 2040 | TWh | 422 | Sub_sector | Transport | Others_Sector | Others_Sector | Energetic | other_final_demand_coal_energetic | Solids | EU | Energy demand | 0 | FEC
PL | TYNDP2026 | HEV | 2040 | TWh | 423 | Sub_sector | Transport | Others_Sector | Others_Sector | Energetic | other_final_demand_oil_energetic | Liquids | EU | Energy demand | 0.0011586 | FEC
PL | TYNDP2026 | HEV | 2040 | TWh | 424 | Sub_sector | Others_Sector | Others_Sector | Others_Sector | Non-energetic | other_final_demand_oil_non_energetic | Liquids | EU | Energy demand | 4.7399 | not_included_in_FEC
PL | TYNDP2026 | HEV | 2040 | TWh | 425 | Sub_sector | Transport | Others_Sector | Others_Sector | Energetic | other_final_demand_other_energetic | Others | EU | Energy demand | 0 | FEC
PL | TYNDP2026 | HEV | 2040 | TWh | 426 | Sub_sector | Transport | Others_Sector | Others_Sector | Energetic | other_final_demand_ammonia_energetic | Ammonia | EU | Energy demand | 0 | FEC
PL | TYNDP2026 | HEV | 2040 | TWh | 427 | Sub_sector | Industry | Surplus_Heat_in_Industry | Surplus_Heat_in_Industry | Energetic | final_demand_of_industry_unused_local_production_steam_hot_water | Heat | EU | Energy demand | 0 | FEC
PL | TYNDP2026 | HEV | 2040 | TWh | 429 | Sub_sector | Agriculture | Total | Agriculture | Energetic | agriculture_final_demand_electricity_energetic | Electricity | EU | Energy demand | 1.7202 | FEC
PL | TYNDP2026 | HEV | 2040 | TWh | 430 | Sub_sector | Agriculture | Total | Agriculture | Energetic | agriculture_final_demand_hydrogen_energetic | Hydrogen | EU | Energy demand | 0 | FEC
PL | TYNDP2026 | HEV | 2040 | TWh | 431 | Sub_sector | Agriculture | Total | Agriculture | Energetic | agriculture_final_demand_methane_energetic | Methane | EU | Energy demand | 1.6083 | FEC
PL | TYNDP2026 | HEV | 2040 | TWh | 432 | Sub_sector | Agriculture | Total | Agriculture | Energetic | agriculture_final_demand_heat_energetic | Heat | EU | Energy demand | 0.24574 | FEC
PL | TYNDP2026 | HEV | 2040 | TWh | 433 | Sub_sector | Agriculture | Total | Agriculture | Energetic | agriculture_final_demand_biomass_energetic | Biomass | EU | Energy demand | 10.3019 | FEC
PL | TYNDP2026 | HEV | 2040 | TWh | 434 | Sub_sector | Agriculture | Total | Agriculture | Energetic | agriculture_final_demand_coal_energetic | Solids | EU | Energy demand | 0 | FEC
PL | TYNDP2026 | HEV | 2040 | TWh | 435 | Sub_sector | Agriculture | Total | Agriculture | Energetic | agriculture_final_demand_oil_energetic | Liquids | EU | Energy demand | 22.5431 | FEC
PL | TYNDP2026 | HEV | 2040 | TWh | 436 | Sub_sector | Agriculture | Total | Agriculture | Energetic | agriculture_final_demand_other_energetic | Others | EU | Energy demand | 0 | FEC
PL | TYNDP2026 | HEV | 2040 | TWh | 437 | Sub_sector | Agriculture | Total | Agriculture | Energetic | agriculture_final_demand_ammonia_energetic | Ammonia | EU | Energy demand | 0 | FEC
PL | TYNDP2026 | HEV | 2040 | TWh | 447 | Sub_sector | Buildings | Surplus Energy | Buildings | Energetic | GAP | Electricity | EU | Energy demand | 0 | FEC
PL | TYNDP2026 | HEV | 2040 | TWh | 448 | Sub_sector | Buildings | Surplus Energy | Buildings | Energetic | GAP | Hydrogen | EU | Energy demand | 0 | FEC
PL | TYNDP2026 | HEV | 2040 | TWh | 449 | Sub_sector | Buildings | Surplus Energy | Buildings | Energetic | GAP | Methane | EU | Energy demand | 0 | FEC
PL | TYNDP2026 | HEV | 2040 | TWh | 450 | Sub_sector | Buildings | Surplus Energy | Buildings | Energetic | GAP | Heat | EU | Energy demand | 0 | FEC
PL | TYNDP2026 | HEV | 2040 | TWh | 451 | Sub_sector | Buildings | Surplus Energy | Buildings | Energetic | GAP | Biomass | EU | Energy demand | 0.20478 | FEC
PL | TYNDP2026 | HEV | 2040 | TWh | 452 | Sub_sector | Buildings | Surplus Energy | Buildings | Energetic | GAP | Solids | EU | Energy demand | 0.2953 | FEC
PL | TYNDP2026 | HEV | 2040 | TWh | 453 | Sub_sector | Buildings | Surplus Energy | Buildings | Energetic | GAP | Liquids | EU | Energy demand | 1.1784 | FEC
PL | TYNDP2026 | HEV | 2040 | TWh | 454 | Sub_sector | Buildings | Surplus Energy | Buildings | Energetic | GAP | Others | EU | Energy demand | 0 | FEC
PL | TYNDP2026 | HEV | 2040 | TWh | 455 | Sub_sector | Buildings | Surplus Energy | Buildings | Energetic | GAP | Ammonia | EU | Energy demand | 0 | FEC
PL | TYNDP2026 | HEV | 2040 | TWh | 456 | Sub_sector | Households | Surplus Energy | Households | Energetic | GAP | Electricity | EU | Energy demand | 0 | FEC
PL | TYNDP2026 | HEV | 2040 | TWh | 457 | Sub_sector | Households | Surplus Energy | Households | Energetic | GAP | Hydrogen | EU | Energy demand | 0 | FEC
PL | TYNDP2026 | HEV | 2040 | TWh | 458 | Sub_sector | Households | Surplus Energy | Households | Energetic | GAP | Methane | EU | Energy demand | 0 | FEC
PL | TYNDP2026 | HEV | 2040 | TWh | 459 | Sub_sector | Households | Surplus Energy | Households | Energetic | GAP | Heat | EU | Energy demand | 0 | FEC
PL | TYNDP2026 | HEV | 2040 | TWh | 460 | Sub_sector | Households | Surplus Energy | Households | Energetic | GAP | Biomass | EU | Energy demand | 0 | FEC
PL | TYNDP2026 | HEV | 2040 | TWh | 461 | Sub_sector | Households | Surplus Energy | Households | Energetic | GAP | Solids | EU | Energy demand | 0 | FEC
PL | TYNDP2026 | HEV | 2040 | TWh | 462 | Sub_sector | Households | Surplus Energy | Households | Energetic | GAP | Liquids | EU | Energy demand | 0 | FEC
PL | TYNDP2026 | HEV | 2040 | TWh | 463 | Sub_sector | Households | Surplus Energy | Households | Energetic | GAP | Others | EU | Energy demand | 0 | FEC
PL | TYNDP2026 | HEV | 2040 | TWh | 464 | Sub_sector | Households | Surplus Energy | Households | Energetic | GAP | Ammonia | EU | Energy demand | 0 | FEC
PL | TYNDP2026 | LEV | 2035 | TWh | 102 | Sub_sector | Industry | Aluminium | Industry (aluminium) | Energetic | industry_aluminium_demand_electricity_energetic | Electricity | EU | Energy demand | 0 | FEC
PL | TYNDP2026 | LEV | 2035 | TWh | 103 | Sub_sector | Industry | Aluminium | Industry (aluminium) | Energetic | industry_aluminium_demand_hydrogen_energetic | Hydrogen | EU | Energy demand | 0 | FEC
PL | TYNDP2026 | LEV | 2035 | TWh | 104 | Sub_sector | Industry | Aluminium | Industry (aluminium) | Energetic | industry_aluminium_demand_methane_energetic | Methane | EU | Energy demand | 0 | FEC
PL | TYNDP2026 | LEV | 2035 | TWh | 105 | Sub_sector | Industry | Aluminium | Industry (aluminium) | Energetic | industry_aluminium_demand_heat_energetic | Heat | EU | Energy demand | 0 | FEC
PL | TYNDP2026 | LEV | 2035 | TWh | 106 | Sub_sector | Industry | Aluminium | Industry (aluminium) | Energetic | industry_aluminium_demand_biomass_energetic | Biomass | EU | Energy demand | 0 | FEC
PL | TYNDP2026 | LEV | 2035 | TWh | 107 | Sub_sector | Industry | Aluminium | Industry (aluminium) | Energetic | industry_aluminium_demand_coal_energetic | Solids | EU | Energy demand | 0 | FEC
PL | TYNDP2026 | LEV | 2035 | TWh | 108 | Sub_sector | Industry | Aluminium | Industry (aluminium) | Energetic | industry_aluminium_demand_oil_energetic | Liquids | EU | Energy demand | 0 | FEC
PL | TYNDP2026 | LEV | 2035 | TWh | 109 | Sub_sector | Industry | Aluminium | Industry (aluminium) | Energetic | industry_aluminium_demand_others_energetic | Others | EU | Energy demand | 0 | FEC
PL | TYNDP2026 | LEV | 2035 | TWh | 110 | Sub_sector | Industry | Aluminium | Industry (aluminium) | Energetic | industry_ammonia_demand_others_energetic | Ammonia | EU | Energy demand | 0 | FEC
PL | TYNDP2026 | LEV | 2035 | TWh | 112 | Sub_sector | Industry | Chemicals | Industry (chemicals, energetic) | Energetic | industry_chemical_demand_electricity_energetic | Electricity | EU | Energy demand | 5.2146 | FEC
PL | TYNDP2026 | LEV | 2035 | TWh | 113 | Sub_sector | Industry | Chemicals | Industry (chemicals, energetic) | Energetic | industry_chemical_demand_hydrogen_energetic | Hydrogen | EU | Energy demand | 0 | FEC
PL | TYNDP2026 | LEV | 2035 | TWh | 114 | Sub_sector | Industry | Chemicals | Industry (chemicals, energetic) | Energetic | industry_chemical_demand_methane_energetic | Methane | EU | Energy demand | 5.0106 | FEC
PL | TYNDP2026 | LEV | 2035 | TWh | 115 | Sub_sector | Industry | Chemicals | Industry (chemicals, energetic) | Energetic | industry_chemical_demand_heat_energetic | Heat | EU | Energy demand | 2.4132 | FEC
PL | TYNDP2026 | LEV | 2035 | TWh | 116 | Sub_sector | Industry | Chemicals | Industry (chemicals, energetic) | Energetic | industry_chemical_demand_biomass_energetic | Biomass | EU | Energy demand | 0.81587 | FEC
PL | TYNDP2026 | LEV | 2035 | TWh | 117 | Sub_sector | Industry | Chemicals | Industry (chemicals, energetic) | Energetic | industry_chemical_demand_coal_energetic | Solids | EU | Energy demand | 5.3647 | FEC
PL | TYNDP2026 | LEV | 2035 | TWh | 118 | Sub_sector | Industry | Chemicals | Industry (chemicals, energetic) | Energetic | industry_chemical_demand_oil_energetic | Liquids | EU | Energy demand | 0 | FEC
PL | TYNDP2026 | LEV | 2035 | TWh | 119 | Sub_sector | Industry | Chemicals | Industry (chemicals, energetic) | Energetic | industry_chemical_demand_others_energetic | Others | EU | Energy demand | 0 | FEC
PL | TYNDP2026 | LEV | 2035 | TWh | 120 | Sub_sector | Industry | Chemicals | Industry (chemicals, energetic) | Energetic | industry_chemical_demand_ammonia_energetic | Ammonia | EU | Energy demand | 0 | FEC
PL | TYNDP2026 | LEV | 2035 | TWh | 122 | Sub_sector | Industry | Chemicals | Industry (chemicals, non-energetic) | Non-energetic | industry_chemical_demand_electricity_non_energetic | Electricity | EU | Energy demand | 0 | not_included_in_FEC
PL | TYNDP2026 | LEV | 2035 | TWh | 123 | Sub_sector | Industry | Chemicals | Industry (chemicals, non-energetic) | Non-energetic | industry_chemical_demand_hydrogen_non_energetic | Hydrogen | EU | Energy demand | 0.5612 | not_included_in_FEC
PL | TYNDP2026 | LEV | 2035 | TWh | 124 | Sub_sector | Industry | Chemicals | Industry (chemicals, non-energetic) | Non-energetic | industry_chemical_demand_methane_non_energetic | Methane | EU | Energy demand | 7.5949 | not_included_in_FEC
PL | TYNDP2026 | LEV | 2035 | TWh | 125 | Sub_sector | Industry | Chemicals | Industry (chemicals, non-energetic) | Non-energetic | industry_chemical_demand_heat_non_energetic | Heat | EU | Energy demand | 0 | not_included_in_FEC
PL | TYNDP2026 | LEV | 2035 | TWh | 126 | Sub_sector | Industry | Chemicals | Industry (chemicals, non-energetic) | Non-energetic | industry_chemical_demand_biomass_non_energetic | Biomass | EU | Energy demand | 0 | not_included_in_FEC
PL | TYNDP2026 | LEV | 2035 | TWh | 127 | Sub_sector | Industry | Chemicals | Industry (chemicals, non-energetic) | Non-energetic | industry_chemical_demand_coal_non_energetic | Solids | EU | Energy demand | 0.29931 | not_included_in_FEC
PL | TYNDP2026 | LEV | 2035 | TWh | 128 | Sub_sector | Industry | Chemicals | Industry (chemicals, non-energetic) | Non-energetic | industry_chemical_demand_oil_non_energetic | Liquids | EU | Energy demand | 10.2513 | not_included_in_FEC
PL | TYNDP2026 | LEV | 2035 | TWh | 129 | Sub_sector | Industry | Chemicals | Industry (chemicals, non-energetic) | Non-energetic | industry_chemical_demand_others_non_energetic | Others | EU | Energy demand | 0 | not_included_in_FEC
PL | TYNDP2026 | LEV | 2035 | TWh | 130 | Sub_sector | Industry | Chemicals | Industry (chemicals, non-energetic) | Non-energetic | industry_chemical_demand_ammonia_non_energetic | Ammonia | EU | Energy demand | 0 | not_included_in_FEC
PL | TYNDP2026 | LEV | 2035 | TWh | 132 | Sub_sector | Industry | Fertilizers | Industry (fertilizers, energetic) | Energetic | industry_fertilizers_demand_electricity_energetic | Electricity | EU | Energy demand | 0.51664 | FEC
PL | TYNDP2026 | LEV | 2035 | TWh | 133 | Sub_sector | Industry | Fertilizers | Industry (fertilizers, energetic) | Energetic | industry_fertilizers_demand_hydrogen_energetic | Hydrogen | EU | Energy demand | 0 | FEC
PL | TYNDP2026 | LEV | 2035 | TWh | 134 | Sub_sector | Industry | Fertilizers | Industry (fertilizers, energetic) | Energetic | industry_fertilizers_demand_methane_energetic | Methane | EU | Energy demand | 2.8277 | FEC
PL | TYNDP2026 | LEV | 2035 | TWh | 135 | Sub_sector | Industry | Fertilizers | Industry (fertilizers, energetic) | Energetic | industry_fertilizers_demand_heat_energetic | Heat | EU | Energy demand | 0 | FEC
PL | TYNDP2026 | LEV | 2035 | TWh | 136 | Sub_sector | Industry | Fertilizers | Industry (fertilizers, energetic) | Energetic | industry_fertilizers_demand_biomass_energetic | Biomass | EU | Energy demand | 0 | FEC
PL | TYNDP2026 | LEV | 2035 | TWh | 137 | Sub_sector | Industry | Fertilizers | Industry (fertilizers, energetic) | Energetic | industry_fertilizers_demand_coal_energetic | Solids | EU | Energy demand | 0 | FEC
PL | TYNDP2026 | LEV | 2035 | TWh | 138 | Sub_sector | Industry | Fertilizers | Industry (fertilizers, energetic) | Energetic | industry_fertilizers_demand_oil_energetic | Liquids | EU | Energy demand | 0 | FEC
PL | TYNDP2026 | LEV | 2035 | TWh | 139 | Sub_sector | Industry | Fertilizers | Industry (fertilizers, energetic) | Energetic | industry_fertilizers_demand_others_energetic | Others | EU | Energy demand | 0 | FEC
PL | TYNDP2026 | LEV | 2035 | TWh | 140 | Sub_sector | Industry | Fertilizers | Industry (fertilizers, energetic) | Energetic | industry_fertilizers_demand_ammonia_energetic | Ammonia | EU | Energy demand | 0 | FEC
PL | TYNDP2026 | LEV | 2035 | TWh | 142 | Sub_sector | Industry | Fertilizers | Industry (fertilizers, non-energetic) | Non-energetic | industry_fertilizers_demand_electricity_non_energetic | Electricity | EU | Energy demand | 0 | not_included_in_FEC
PL | TYNDP2026 | LEV | 2035 | TWh | 143 | Sub_sector | Industry | Fertilizers | Industry (fertilizers, non-energetic) | Non-energetic | industry_fertilizers_demand_hydrogen_non_energetic | Hydrogen | EU | Energy demand | 0 | not_included_in_FEC
PL | TYNDP2026 | LEV | 2035 | TWh | 144 | Sub_sector | Industry | Fertilizers | Industry (fertilizers, non-energetic) | Non-energetic | industry_fertilizers_demand_methane_non_energetic | Methane | EU | Energy demand | 11.0045 | not_included_in_FEC
PL | TYNDP2026 | LEV | 2035 | TWh | 145 | Sub_sector | Industry | Fertilizers | Industry (fertilizers, non-energetic) | Non-energetic | industry_fertilizers_demand_heat_non_energetic | Heat | EU | Energy demand | 0 | not_included_in_FEC
PL | TYNDP2026 | LEV | 2035 | TWh | 146 | Sub_sector | Industry | Fertilizers | Industry (fertilizers, non-energetic) | Non-energetic | industry_fertilizers_demand_biomass_non_energetic | Biomass | EU | Energy demand | 0 | not_included_in_FEC
PL | TYNDP2026 | LEV | 2035 | TWh | 147 | Sub_sector | Industry | Fertilizers | Industry (fertilizers, non-energetic) | Non-energetic | industry_fertilizers_demand_coal_non_energetic | Solids | EU | Energy demand | 0 | not_included_in_FEC
PL | TYNDP2026 | LEV | 2035 | TWh | 148 | Sub_sector | Industry | Fertilizers | Industry (fertilizers, non-energetic) | Non-energetic | industry_fertilizers_demand_oil_non_energetic | Liquids | EU | Energy demand | 0 | not_included_in_FEC
PL | TYNDP2026 | LEV | 2035 | TWh | 149 | Sub_sector | Industry | Fertilizers | Industry (fertilizers, non-energetic) | Non-energetic | industry_fertilizers_demand_others_non_energetic | Others | EU | Energy demand | 0 | not_included_in_FEC
PL | TYNDP2026 | LEV | 2035 | TWh | 150 | Sub_sector | Industry | Fertilizers | Industry (fertilizers, non-energetic) | Non-energetic | industry_fertilizers_demand_ammonia_non_energetic | Ammonia | EU | Energy demand | 0 | not_included_in_FEC
PL | TYNDP2026 | LEV | 2035 | TWh | 152 | Sub_sector | Industry | Food | Industry (food) | Energetic | industry_food_demand_electricity_energetic | Electricity | EU | Energy demand | 5.8522 | FEC
PL | TYNDP2026 | LEV | 2035 | TWh | 153 | Sub_sector | Industry | Food | Industry (food) | Energetic | industry_food_demand_hydrogen_energetic | Hydrogen | EU | Energy demand | 0 | FEC
PL | TYNDP2026 | LEV | 2035 | TWh | 154 | Sub_sector | Industry | Food | Industry (food) | Energetic | industry_food_demand_methane_energetic | Methane | EU | Energy demand | 7.5553 | FEC
PL | TYNDP2026 | LEV | 2035 | TWh | 155 | Sub_sector | Industry | Food | Industry (food) | Energetic | industry_food_demand_heat_energetic | Heat | EU | Energy demand | 0.40807 | FEC
PL | TYNDP2026 | LEV | 2035 | TWh | 156 | Sub_sector | Industry | Food | Industry (food) | Energetic | industry_food_demand_biomass_energetic | Biomass | EU | Energy demand | 0.38154 | FEC
PL | TYNDP2026 | LEV | 2035 | TWh | 157 | Sub_sector | Industry | Food | Industry (food) | Energetic | industry_food_demand_coal_energetic | Solids | EU | Energy demand | 1.5207 | FEC
PL | TYNDP2026 | LEV | 2035 | TWh | 158 | Sub_sector | Industry | Food | Industry (food) | Energetic | industry_food_demand_oil_energetic | Liquids | EU | Energy demand | 0 | FEC
PL | TYNDP2026 | LEV | 2035 | TWh | 159 | Sub_sector | Industry | Food | Industry (food) | Energetic | industry_food_demand_others_energetic | Others | EU | Energy demand | 0 | FEC
PL | TYNDP2026 | LEV | 2035 | TWh | 160 | Sub_sector | Industry | Food | Industry (food) | Energetic | industry_food_demand_ammonia_energetic | Ammonia | EU | Energy demand | 0 | FEC
PL | TYNDP2026 | LEV | 2035 | TWh | 162 | Sub_sector | Industry | Metals | Industry (metal) | Energetic | industry_metal_demand_electricity_energetic | Electricity | EU | Energy demand | 1.7213 | FEC
PL | TYNDP2026 | LEV | 2035 | TWh | 163 | Sub_sector | Industry | Metals | Industry (metal) | Energetic | industry_metal_demand_hydrogen_energetic | Hydrogen | EU | Energy demand | 0 | FEC
PL | TYNDP2026 | LEV | 2035 | TWh | 164 | Sub_sector | Industry | Metals | Industry (metal) | Energetic | industry_metal_demand_methane_energetic | Methane | EU | Energy demand | 1.5033 | FEC
PL | TYNDP2026 | LEV | 2035 | TWh | 165 | Sub_sector | Industry | Metals | Industry (metal) | Energetic | industry_metal_demand_heat_energetic | Heat | EU | Energy demand | 0.15225 | FEC
PL | TYNDP2026 | LEV | 2035 | TWh | 166 | Sub_sector | Industry | Metals | Industry (metal) | Energetic | industry_metal_demand_biomass_energetic | Biomass | EU | Energy demand | 0 | FEC
PL | TYNDP2026 | LEV | 2035 | TWh | 167 | Sub_sector | Industry | Metals | Industry (metal) | Energetic | industry_metal_demand_coal_energetic | Solids | EU | Energy demand | 0.14136 | FEC
PL | TYNDP2026 | LEV | 2035 | TWh | 168 | Sub_sector | Industry | Metals | Industry (metal) | Energetic | industry_metal_demand_oil_energetic | Liquids | EU | Energy demand | 0.10072 | FEC
PL | TYNDP2026 | LEV | 2035 | TWh | 169 | Sub_sector | Industry | Metals | Industry (metal) | Energetic | industry_metal_demand_others_energetic | Others | EU | Energy demand | 0 | FEC
PL | TYNDP2026 | LEV | 2035 | TWh | 170 | Sub_sector | Industry | Metals | Industry (metal) | Energetic | industry_metal_demand_ammonia_energetic | Ammonia | EU | Energy demand | 0 | FEC
PL | TYNDP2026 | LEV | 2035 | TWh | 172 | Sub_sector | Industry | Others | Industry (other, energetic) | Energetic | industry_other_demand_electricity_energetic | Electricity | EU | Energy demand | 19.5473 | FEC
PL | TYNDP2026 | LEV | 2035 | TWh | 173 | Sub_sector | Industry | Others | Industry (other, energetic) | Energetic | industry_other_demand_hydrogen_energetic | Hydrogen | EU | Energy demand | 0.060538 | FEC
PL | TYNDP2026 | LEV | 2035 | TWh | 174 | Sub_sector | Industry | Others | Industry (other, energetic) | Energetic | industry_other_demand_methane_energetic | Methane | EU | Energy demand | 22.7248 | FEC
PL | TYNDP2026 | LEV | 2035 | TWh | 175 | Sub_sector | Industry | Others | Industry (other, energetic) | Energetic | industry_other_demand_heat_energetic | Heat | EU | Energy demand | 5.0606 | FEC
PL | TYNDP2026 | LEV | 2035 | TWh | 176 | Sub_sector | Industry | Others | Industry (other, energetic) | Energetic | industry_other_demand_biomass_energetic | Biomass | EU | Energy demand | 12.7846 | FEC
PL | TYNDP2026 | LEV | 2035 | TWh | 177 | Sub_sector | Industry | Others | Industry (other, energetic) | Energetic | industry_other_demand_coal_energetic | Solids | EU | Energy demand | 0.35204 | FEC
PL | TYNDP2026 | LEV | 2035 | TWh | 178 | Sub_sector | Industry | Others | Industry (other, energetic) | Energetic | industry_other_demand_oil_energetic | Liquids | EU | Energy demand | 0.060671 | FEC
PL | TYNDP2026 | LEV | 2035 | TWh | 179 | Sub_sector | Industry | Others | Industry (other, energetic) | Energetic | industry_other_demand_others_energetic | Others | EU | Energy demand | 0 | FEC
PL | TYNDP2026 | LEV | 2035 | TWh | 180 | Sub_sector | Industry | Others | Industry (other, energetic) | Energetic | industry_other_demand_ammonia_energetic | Ammonia | EU | Energy demand | 0 | FEC
PL | TYNDP2026 | LEV | 2035 | TWh | 182 | Sub_sector | Industry | Others | Industry (other, non-energetic) | Non-energetic | industry_other_demand_electricity_non_energetic | Electricity | EU | Energy demand | 0 | not_included_in_FEC
PL | TYNDP2026 | LEV | 2035 | TWh | 183 | Sub_sector | Industry | Others | Industry (other, non-energetic) | Non-energetic | industry_other_demand_hydrogen_non_energetic | Hydrogen | EU | Energy demand | 0.76907 | not_included_in_FEC
PL | TYNDP2026 | LEV | 2035 | TWh | 184 | Sub_sector | Industry | Others | Industry (other, non-energetic) | Non-energetic | industry_other_demand_methane_non_energetic | Methane | EU | Energy demand | 10.4081 | not_included_in_FEC
PL | TYNDP2026 | LEV | 2035 | TWh | 185 | Sub_sector | Industry | Others | Industry (other, non-energetic) | Non-energetic | industry_other_demand_heat_non_energetic | Heat | EU | Energy demand | 0 | not_included_in_FEC
PL | TYNDP2026 | LEV | 2035 | TWh | 186 | Sub_sector | Industry | Others | Industry (other, non-energetic) | Non-energetic | industry_other_demand_biomass_non_energetic | Biomass | EU | Energy demand | 0 | not_included_in_FEC
PL | TYNDP2026 | LEV | 2035 | TWh | 187 | Sub_sector | Industry | Others | Industry (other, non-energetic) | Non-energetic | industry_other_demand_coal_non_energetic | Solids | EU | Energy demand | 0.41017 | not_included_in_FEC
PL | TYNDP2026 | LEV | 2035 | TWh | 188 | Sub_sector | Industry | Others | Industry (other, non-energetic) | Non-energetic | industry_other_demand_oil_non_energetic | Liquids | EU | Energy demand | 14.0483 | not_included_in_FEC
PL | TYNDP2026 | LEV | 2035 | TWh | 189 | Sub_sector | Industry | Others | Industry (other, non-energetic) | Non-energetic | industry_other_demand_others_non_energetic | Others | EU | Energy demand | 0 | not_included_in_FEC
PL | TYNDP2026 | LEV | 2035 | TWh | 190 | Sub_sector | Industry | Others | Industry (other, non-energetic) | Non-energetic | industry_other_demand_ammonia_non_energetic | Ammonia | EU | Energy demand | 0 | not_included_in_FEC
PL | TYNDP2026 | LEV | 2035 | TWh | 192 | Sub_sector | Industry | Paper | Industry (paper) | Energetic | industry_paper_demand_electricity_energetic | Electricity | EU | Energy demand | 3.582 | FEC
PL | TYNDP2026 | LEV | 2035 | TWh | 193 | Sub_sector | Industry | Paper | Industry (paper) | Energetic | industry_paper_demand_hydrogen_energetic | Hydrogen | EU | Energy demand | 0 | FEC
PL | TYNDP2026 | LEV | 2035 | TWh | 194 | Sub_sector | Industry | Paper | Industry (paper) | Energetic | industry_paper_demand_methane_energetic | Methane | EU | Energy demand | 1.7694 | FEC
PL | TYNDP2026 | LEV | 2035 | TWh | 195 | Sub_sector | Industry | Paper | Industry (paper) | Energetic | industry_paper_demand_heat_energetic | Heat | EU | Energy demand | 0.064294 | FEC
PL | TYNDP2026 | LEV | 2035 | TWh | 196 | Sub_sector | Industry | Paper | Industry (paper) | Energetic | industry_paper_demand_biomass_energetic | Biomass | EU | Energy demand | 8.2838 | FEC
PL | TYNDP2026 | LEV | 2035 | TWh | 197 | Sub_sector | Industry | Paper | Industry (paper) | Energetic | industry_paper_demand_coal_energetic | Solids | EU | Energy demand | 0.00061323 | FEC
PL | TYNDP2026 | LEV | 2035 | TWh | 198 | Sub_sector | Industry | Paper | Industry (paper) | Energetic | industry_paper_demand_oil_energetic | Liquids | EU | Energy demand | 0 | FEC
PL | TYNDP2026 | LEV | 2035 | TWh | 199 | Sub_sector | Industry | Paper | Industry (paper) | Energetic | industry_paper_demand_others_energetic | Others | EU | Energy demand | 0 | FEC
PL | TYNDP2026 | LEV | 2035 | TWh | 200 | Sub_sector | Industry | Paper | Industry (paper) | Energetic | industry_paper_demand_ammonia_energetic | Ammonia | EU | Energy demand | 0 | FEC
PL | TYNDP2026 | LEV | 2035 | TWh | 202 | Sub_sector | Industry | Refineries | Industry (refineries, energetic) | Energetic | industry_refinery_demand_electricity_energetic | Electricity | EU | Energy demand | 1.2768 | not_included_in_FEC
PL | TYNDP2026 | LEV | 2035 | TWh | 203 | Sub_sector | Industry | Refineries | Industry (refineries, energetic) | Energetic | industry_refinery_demand_hydrogen_energetic | Hydrogen | EU | Energy demand | 0.12521 | not_included_in_FEC
PL | TYNDP2026 | LEV | 2035 | TWh | 204 | Sub_sector | Industry | Refineries | Industry (refineries, energetic) | Energetic | industry_refinery_demand_methane_energetic | Methane | EU | Energy demand | 11.8204 | not_included_in_FEC
PL | TYNDP2026 | LEV | 2035 | TWh | 205 | Sub_sector | Industry | Refineries | Industry (refineries, energetic) | Energetic | industry_refinery_demand_heat_energetic | Heat | EU | Energy demand | 0 | not_included_in_FEC
PL | TYNDP2026 | LEV | 2035 | TWh | 206 | Sub_sector | Industry | Refineries | Industry (refineries, energetic) | Energetic | industry_refinery_demand_biomass_energetic | Biomass | EU | Energy demand | 1.1718 | not_included_in_FEC
PL | TYNDP2026 | LEV | 2035 | TWh | 207 | Sub_sector | Industry | Refineries | Industry (refineries, energetic) | Energetic | industry_refinery_demand_coal_energetic | Solids | EU | Energy demand | 0 | not_included_in_FEC
PL | TYNDP2026 | LEV | 2035 | TWh | 208 | Sub_sector | Industry | Refineries | Industry (refineries, energetic) | Energetic | industry_refinery_demand_oil_energetic | Liquids | EU | Energy demand | 1.9389 | not_included_in_FEC
PL | TYNDP2026 | LEV | 2035 | TWh | 209 | Sub_sector | Industry | Refineries | Industry (refineries, energetic) | Energetic | industry_refinery_demand_others_energetic | Others | EU | Energy demand | 0 | not_included_in_FEC
PL | TYNDP2026 | LEV | 2035 | TWh | 210 | Sub_sector | Industry | Refineries | Industry (refineries, energetic) | Energetic | industry_refinery_demand_ammonia_energetic | Ammonia | EU | Energy demand | 0 | not_included_in_FEC
PL | TYNDP2026 | LEV | 2035 | TWh | 212 | Sub_sector | Industry | Refineries | Industry (refineries, non-energetic) | Non-energetic | industry_refinery_demand_electricity_non_energetic | Electricity | EU | Energy demand | 0 | not_included_in_FEC
PL | TYNDP2026 | LEV | 2035 | TWh | 213 | Sub_sector | Industry | Refineries | Industry (refineries, non-energetic) | Non-energetic | industry_refinery_demand_hydrogen_non_energetic | Hydrogen | EU | Energy demand | 0 | not_included_in_FEC
PL | TYNDP2026 | LEV | 2035 | TWh | 214 | Sub_sector | Industry | Refineries | Industry (refineries, non-energetic) | Non-energetic | industry_refinery_demand_methane_non_energetic | Methane | EU | Energy demand | 0 | not_included_in_FEC
PL | TYNDP2026 | LEV | 2035 | TWh | 215 | Sub_sector | Industry | Refineries | Industry (refineries, non-energetic) | Non-energetic | industry_refinery_demand_heat_non_energetic | Heat | EU | Energy demand | 0 | not_included_in_FEC
PL | TYNDP2026 | LEV | 2035 | TWh | 216 | Sub_sector | Industry | Refineries | Industry (refineries, non-energetic) | Non-energetic | industry_refinery_demand_biomass_non_energetic | Biomass | EU | Energy demand | 0 | not_included_in_FEC
PL | TYNDP2026 | LEV | 2035 | TWh | 217 | Sub_sector | Industry | Refineries | Industry (refineries, non-energetic) | Non-energetic | industry_refinery_demand_coal_non_energetic | Solids | EU | Energy demand | 0 | not_included_in_FEC
PL | TYNDP2026 | LEV | 2035 | TWh | 218 | Sub_sector | Industry | Refineries | Industry (refineries, non-energetic) | Non-energetic | industry_refinery_demand_oil_non_energetic | Liquids | EU | Energy demand | 0 | not_included_in_FEC
PL | TYNDP2026 | LEV | 2035 | TWh | 219 | Sub_sector | Industry | Refineries | Industry (refineries, non-energetic) | Non-energetic | industry_refinery_demand_others_non_energetic | Others | EU | Energy demand | 0 | not_included_in_FEC
PL | TYNDP2026 | LEV | 2035 | TWh | 220 | Sub_sector | Industry | Refineries | Industry (refineries, non-energetic) | Non-energetic | industry_refinery_demand_ammonia_non_energetic | Ammonia | EU | Energy demand | 0 | not_included_in_FEC
PL | TYNDP2026 | LEV | 2035 | TWh | 222 | Sub_sector | Industry | Steel | Industry (steel) | Energetic | industry_steel_demand_electricity_energetic | Electricity | EU | Energy demand | 4.6774 | FEC
PL | TYNDP2026 | LEV | 2035 | TWh | 223 | Sub_sector | Industry | Steel | Industry (steel) | Energetic | industry_steel_demand_hydrogen_energetic | Hydrogen | EU | Energy demand | 0.10873 | FEC
PL | TYNDP2026 | LEV | 2035 | TWh | 224 | Sub_sector | Industry | Steel | Industry (steel) | Energetic | industry_steel_demand_methane_energetic | Methane | EU | Energy demand | 7.5078 | FEC
PL | TYNDP2026 | LEV | 2035 | TWh | 225 | Sub_sector | Industry | Steel | Industry (steel) | Energetic | industry_steel_demand_heat_energetic | Heat | EU | Energy demand | 0.54594 | FEC
PL | TYNDP2026 | LEV | 2035 | TWh | 226 | Sub_sector | Industry | Steel | Industry (steel) | Energetic | industry_steel_demand_biomass_energetic | Biomass | EU | Energy demand | 7.69e-05 | FEC
PL | TYNDP2026 | LEV | 2035 | TWh | 227 | Sub_sector | Industry | Steel | Industry (steel) | Energetic | industry_steel_demand_coal_energetic | Solids | EU | Energy demand | 7.0502 | FEC
PL | TYNDP2026 | LEV | 2035 | TWh | 228 | Sub_sector | Industry | Steel | Industry (steel) | Energetic | industry_steel_demand_oil_energetic | Liquids | EU | Energy demand | 0.024765 | FEC
PL | TYNDP2026 | LEV | 2035 | TWh | 229 | Sub_sector | Industry | Steel | Industry (steel) | Energetic | industry_steel_demand_others_energetic | Others | EU | Energy demand | 0 | FEC
PL | TYNDP2026 | LEV | 2035 | TWh | 230 | Sub_sector | Industry | Steel | Industry (steel) | Energetic | industry_steel_demand_ammonia_energetic | Ammonia | EU | Energy demand | 0 | FEC
PL | TYNDP2026 | LEV | 2035 | TWh | 232 | Sub_sector | Transport | Cars | Transport (cars) | Energetic | transport_cars_final_demand_electricity | Electricity | EU | Energy demand | 6.5797 | FEC
PL | TYNDP2026 | LEV | 2035 | TWh | 233 | Sub_sector | Transport | Cars | Transport (cars) | Energetic | transport_cars_final_demand_hydrogen | Hydrogen | EU | Energy demand | 1.2905 | FEC
PL | TYNDP2026 | LEV | 2035 | TWh | 234 | Sub_sector | Transport | Cars | Transport (cars) | Energetic | transport_cars_final_demand_methane | Methane | EU | Energy demand | 0.0225 | FEC
PL | TYNDP2026 | LEV | 2035 | TWh | 235 | Sub_sector | Transport | Cars | Transport (cars) | Energetic | transport_cars_final_demand_heat | Heat | EU | Energy demand | 0 | FEC
PL | TYNDP2026 | LEV | 2035 | TWh | 236 | Sub_sector | Transport | Cars | Transport (cars) | Energetic | transport_cars_final_demand_biomass | Biomass | EU | Energy demand | 0 | FEC
PL | TYNDP2026 | LEV | 2035 | TWh | 237 | Sub_sector | Transport | Cars | Transport (cars) | Energetic | transport_cars_final_demand_coal | Solids | EU | Energy demand | 0 | FEC
PL | TYNDP2026 | LEV | 2035 | TWh | 238 | Sub_sector | Transport | Cars | Transport (cars) | Energetic | transport_cars_final_demand_oil | Liquids | EU | Energy demand | 148.4795 | FEC
PL | TYNDP2026 | LEV | 2035 | TWh | 239 | Sub_sector | Transport | Cars | Transport (cars) | Energetic | transport_cars_final_demand_other | Others | EU | Energy demand | 0 | FEC
PL | TYNDP2026 | LEV | 2035 | TWh | 240 | Sub_sector | Transport | Cars | Transport (cars) | Energetic | transport_cars_final_demand_ammonia | Ammonia | EU | Energy demand | 0 | FEC
PL | TYNDP2026 | LEV | 2035 | TWh | 242 | Sub_sector | Transport | Busses | Transport (busses) | Energetic | transport_busses_final_demand_electricity | Electricity | EU | Energy demand | 0.6781 | FEC
PL | TYNDP2026 | LEV | 2035 | TWh | 243 | Sub_sector | Transport | Busses | Transport (busses) | Energetic | transport_busses_final_demand_hydrogen | Hydrogen | EU | Energy demand | 0.043881 | FEC
PL | TYNDP2026 | LEV | 2035 | TWh | 244 | Sub_sector | Transport | Busses | Transport (busses) | Energetic | transport_busses_final_demand_methane | Methane | EU | Energy demand | 0.12432 | FEC
PL | TYNDP2026 | LEV | 2035 | TWh | 245 | Sub_sector | Transport | Busses | Transport (busses) | Energetic | transport_busses_final_demand_heat | Heat | EU | Energy demand | 0 | FEC
PL | TYNDP2026 | LEV | 2035 | TWh | 246 | Sub_sector | Transport | Busses | Transport (busses) | Energetic | transport_busses_final_demand_biomass | Biomass | EU | Energy demand | 0 | FEC
PL | TYNDP2026 | LEV | 2035 | TWh | 247 | Sub_sector | Transport | Busses | Transport (busses) | Energetic | transport_busses_final_demand_coal | Solids | EU | Energy demand | 0 | FEC
PL | TYNDP2026 | LEV | 2035 | TWh | 248 | Sub_sector | Transport | Busses | Transport (busses) | Energetic | transport_busses_final_demand_oil | Liquids | EU | Energy demand | 4.849 | FEC
PL | TYNDP2026 | LEV | 2035 | TWh | 249 | Sub_sector | Transport | Busses | Transport (busses) | Energetic | transport_busses_final_demand_other | Others | EU | Energy demand | 0 | FEC
PL | TYNDP2026 | LEV | 2035 | TWh | 250 | Sub_sector | Transport | Busses | Transport (busses) | Energetic | transport_busses_final_demand_ammonia | Ammonia | EU | Energy demand | 0 | FEC
PL | TYNDP2026 | LEV | 2035 | TWh | 252 | Sub_sector | Transport | Trucks | Transport (trucks) | Energetic | transport_trucks_final_demand_electricity | Electricity | EU | Energy demand | 0.83909 | FEC
PL | TYNDP2026 | LEV | 2035 | TWh | 253 | Sub_sector | Transport | Trucks | Transport (trucks) | Energetic | transport_trucks_final_demand_hydrogen | Hydrogen | EU | Energy demand | 0 | FEC
PL | TYNDP2026 | LEV | 2035 | TWh | 254 | Sub_sector | Transport | Trucks | Transport (trucks) | Energetic | transport_trucks_final_demand_methane | Methane | EU | Energy demand | 2.7877 | FEC
PL | TYNDP2026 | LEV | 2035 | TWh | 255 | Sub_sector | Transport | Trucks | Transport (trucks) | Energetic | transport_trucks_final_demand_heat | Heat | EU | Energy demand | 0 | FEC
PL | TYNDP2026 | LEV | 2035 | TWh | 256 | Sub_sector | Transport | Trucks | Transport (trucks) | Energetic | transport_trucks_final_demand_biomass | Biomass | EU | Energy demand | 0 | FEC
PL | TYNDP2026 | LEV | 2035 | TWh | 257 | Sub_sector | Transport | Trucks | Transport (trucks) | Energetic | transport_trucks_final_demand_coal | Solids | EU | Energy demand | 0 | FEC
PL | TYNDP2026 | LEV | 2035 | TWh | 258 | Sub_sector | Transport | Trucks | Transport (trucks) | Energetic | transport_trucks_final_demand_oil | Liquids | EU | Energy demand | 45.9078 | FEC
PL | TYNDP2026 | LEV | 2035 | TWh | 259 | Sub_sector | Transport | Trucks | Transport (trucks) | Energetic | transport_trucks_final_demand_other | Others | EU | Energy demand | 0 | FEC
PL | TYNDP2026 | LEV | 2035 | TWh | 260 | Sub_sector | Transport | Trucks | Transport (trucks) | Energetic | transport_trucks_final_demand_ammonia | Ammonia | EU | Energy demand | 0 | FEC
PL | TYNDP2026 | LEV | 2035 | TWh | 262 | Sub_sector | Transport | Vans | Transport (vans) | Energetic | transport_vans_final_demand_electricity | Electricity | EU | Energy demand | 0.53035 | FEC
PL | TYNDP2026 | LEV | 2035 | TWh | 263 | Sub_sector | Transport | Vans | Transport (vans) | Energetic | transport_vans_final_demand_hydrogen | Hydrogen | EU | Energy demand | 0.45781 | FEC
PL | TYNDP2026 | LEV | 2035 | TWh | 264 | Sub_sector | Transport | Vans | Transport (vans) | Energetic | transport_vans_final_demand_methane | Methane | EU | Energy demand | 0.80024 | FEC
PL | TYNDP2026 | LEV | 2035 | TWh | 265 | Sub_sector | Transport | Vans | Transport (vans) | Energetic | transport_vans_final_demand_heat | Heat | EU | Energy demand | 0 | FEC
PL | TYNDP2026 | LEV | 2035 | TWh | 266 | Sub_sector | Transport | Vans | Transport (vans) | Energetic | transport_vans_final_demand_biomass | Biomass | EU | Energy demand | 0 | FEC
PL | TYNDP2026 | LEV | 2035 | TWh | 267 | Sub_sector | Transport | Vans | Transport (vans) | Energetic | transport_vans_final_demand_coal | Solids | EU | Energy demand | 0 | FEC
PL | TYNDP2026 | LEV | 2035 | TWh | 268 | Sub_sector | Transport | Vans | Transport (vans) | Energetic | transport_vans_final_demand_oil | Liquids | EU | Energy demand | 13.6981 | FEC
PL | TYNDP2026 | LEV | 2035 | TWh | 269 | Sub_sector | Transport | Vans | Transport (vans) | Energetic | transport_vans_final_demand_other | Others | EU | Energy demand | 0 | FEC
PL | TYNDP2026 | LEV | 2035 | TWh | 270 | Sub_sector | Transport | Vans | Transport (vans) | Energetic | transport_vans_final_demand_ammonia | Ammonia | EU | Energy demand | 0 | FEC
PL | TYNDP2026 | LEV | 2035 | TWh | 272 | Sub_sector | Transport | Freight trains | Transport (trains) | Energetic | transport_trains_final_demand_electricity | Electricity | EU | Energy demand | 3.1811 | FEC
PL | TYNDP2026 | LEV | 2035 | TWh | 273 | Sub_sector | Transport | Freight trains | Transport (trains) | Energetic | transport_trains_final_demand_hydrogen | Hydrogen | EU | Energy demand | 0 | FEC
PL | TYNDP2026 | LEV | 2035 | TWh | 274 | Sub_sector | Transport | Freight trains | Transport (trains) | Energetic | transport_trains_final_demand_methane | Methane | EU | Energy demand | 0 | FEC
PL | TYNDP2026 | LEV | 2035 | TWh | 275 | Sub_sector | Transport | Freight trains | Transport (trains) | Energetic | transport_trains_final_demand_heat | Heat | EU | Energy demand | 0 | FEC
PL | TYNDP2026 | LEV | 2035 | TWh | 276 | Sub_sector | Transport | Freight trains | Transport (trains) | Energetic | transport_trains_final_demand_biomass | Biomass | EU | Energy demand | 0 | FEC
PL | TYNDP2026 | LEV | 2035 | TWh | 277 | Sub_sector | Transport | Freight trains | Transport (trains) | Energetic | transport_trains_final_demand_coal | Solids | EU | Energy demand | 0 | FEC
PL | TYNDP2026 | LEV | 2035 | TWh | 278 | Sub_sector | Transport | Freight trains | Transport (trains) | Energetic | transport_trains_final_demand_oil | Liquids | EU | Energy demand | 0.92872 | FEC
PL | TYNDP2026 | LEV | 2035 | TWh | 279 | Sub_sector | Transport | Freight trains | Transport (trains) | Energetic | transport_trains_final_demand_other | Others | EU | Energy demand | 0 | FEC
PL | TYNDP2026 | LEV | 2035 | TWh | 280 | Sub_sector | Transport | Freight trains | Transport (trains) | Energetic | transport_trains_final_demand_ammonia | Ammonia | EU | Energy demand | 0 | FEC
PL | TYNDP2026 | LEV | 2035 | TWh | 282 | Sub_sector | Transport | Ships | Transport (ships) | Energetic | transport_ships_final_demand_electricity | Electricity | EU | Energy demand | 0.0066368 | FEC
PL | TYNDP2026 | LEV | 2035 | TWh | 283 | Sub_sector | Transport | Ships | Transport (ships) | Energetic | transport_ships_final_demand_hydrogen | Hydrogen | EU | Energy demand | 0 | FEC
PL | TYNDP2026 | LEV | 2035 | TWh | 284 | Sub_sector | Transport | Ships | Transport (ships) | Energetic | transport_ships_final_demand_methane | Methane | EU | Energy demand | 0 | FEC
PL | TYNDP2026 | LEV | 2035 | TWh | 285 | Sub_sector | Transport | Ships | Transport (ships) | Energetic | transport_ships_final_demand_heat | Heat | EU | Energy demand | 0 | FEC
PL | TYNDP2026 | LEV | 2035 | TWh | 286 | Sub_sector | Transport | Ships | Transport (ships) | Energetic | transport_ships_final_demand_biomass | Biomass | EU | Energy demand | 0 | FEC
PL | TYNDP2026 | LEV | 2035 | TWh | 287 | Sub_sector | Transport | Ships | Transport (ships) | Energetic | transport_ships_final_demand_coal | Solids | EU | Energy demand | 0 | FEC
PL | TYNDP2026 | LEV | 2035 | TWh | 288 | Sub_sector | Transport | Ships | Transport (ships) | Energetic | transport_ships_final_demand_oil | Liquids | EU | Energy demand | 0.021816 | FEC
PL | TYNDP2026 | LEV | 2035 | TWh | 289 | Sub_sector | Transport | Ships | Transport (ships) | Energetic | transport_ships_final_demand_other | Others | EU | Energy demand | 0 | FEC
PL | TYNDP2026 | LEV | 2035 | TWh | 290 | Sub_sector | Transport | Ships | Transport (ships) | Energetic | transport_ships_final_demand_ammonia | Ammonia | EU | Energy demand | 0 | FEC
PL | TYNDP2026 | LEV | 2035 | TWh | 292 | Sub_sector | Transport | Planes | Transport (planes) | Energetic | transport_planes_final_demand_electricity | Electricity | EU | Energy demand | 0 | FEC
PL | TYNDP2026 | LEV | 2035 | TWh | 293 | Sub_sector | Transport | Planes | Transport (planes) | Energetic | transport_planes_final_demand_hydrogen | Hydrogen | EU | Energy demand | 0 | FEC
PL | TYNDP2026 | LEV | 2035 | TWh | 294 | Sub_sector | Transport | Planes | Transport (planes) | Energetic | transport_planes_final_demand_methane | Methane | EU | Energy demand | 0 | FEC
PL | TYNDP2026 | LEV | 2035 | TWh | 295 | Sub_sector | Transport | Planes | Transport (planes) | Energetic | transport_planes_final_demand_heat | Heat | EU | Energy demand | 0 | FEC
PL | TYNDP2026 | LEV | 2035 | TWh | 296 | Sub_sector | Transport | Planes | Transport (planes) | Energetic | transport_planes_final_demand_biomass | Biomass | EU | Energy demand | 0 | FEC
PL | TYNDP2026 | LEV | 2035 | TWh | 297 | Sub_sector | Transport | Planes | Transport (planes) | Energetic | transport_planes_final_demand_coal | Solids | EU | Energy demand | 0 | FEC
PL | TYNDP2026 | LEV | 2035 | TWh | 298 | Sub_sector | Transport | Planes | Transport (planes) | Energetic | transport_planes_final_demand_oil | Liquids | EU | Energy demand | 0.36166 | FEC
PL | TYNDP2026 | LEV | 2035 | TWh | 299 | Sub_sector | Transport | Planes | Transport (planes) | Energetic | transport_planes_final_demand_other | Others | EU | Energy demand | 0 | FEC
PL | TYNDP2026 | LEV | 2035 | TWh | 300 | Sub_sector | Transport | Planes | Transport (planes) | Energetic | transport_planes_final_demand_ammonia | Ammonia | EU | Energy demand | 0 | FEC
PL | TYNDP2026 | LEV | 2035 | TWh | 302 | Sub_sector | Transport | Others | Transport (others) | Energetic | transport_other_final_demand_electricity | Electricity | EU | Energy demand | 0.0085667 | FEC
PL | TYNDP2026 | LEV | 2035 | TWh | 303 | Sub_sector | Transport | Others | Transport (others) | Energetic | transport_other_final_demand_hydrogen | Hydrogen | EU | Energy demand | 0 | FEC
PL | TYNDP2026 | LEV | 2035 | TWh | 304 | Sub_sector | Transport | Others | Transport (others) | Energetic | transport_other_final_demand_methane | Methane | EU | Energy demand | 0 | FEC
PL | TYNDP2026 | LEV | 2035 | TWh | 305 | Sub_sector | Transport | Others | Transport (others) | Energetic | transport_other_final_demand_heat | Heat | EU | Energy demand | 0 | FEC
PL | TYNDP2026 | LEV | 2035 | TWh | 306 | Sub_sector | Transport | Others | Transport (others) | Energetic | transport_other_final_demand_biomass | Biomass | EU | Energy demand | 0 | FEC
PL | TYNDP2026 | LEV | 2035 | TWh | 307 | Sub_sector | Transport | Others | Transport (others) | Energetic | transport_other_final_demand_coal | Solids | EU | Energy demand | 0 | FEC
PL | TYNDP2026 | LEV | 2035 | TWh | 308 | Sub_sector | Transport | Others | Transport (others) | Energetic | transport_other_final_demand_oil | Liquids | EU | Energy demand | 1.4898 | FEC
PL | TYNDP2026 | LEV | 2035 | TWh | 309 | Sub_sector | Transport | Others | Transport (others) | Energetic | transport_other_final_demand_other | Others | EU | Energy demand | 0 | FEC
PL | TYNDP2026 | LEV | 2035 | TWh | 310 | Sub_sector | Transport | Others | Transport (others) | Energetic | transport_other_final_demand_ammonia | Ammonia | EU | Energy demand | 0 | FEC
PL | TYNDP2026 | LEV | 2035 | TWh | 312 | Sub_sector | International transport | International aviation | Transport (int. aviation) | Energetic | transport_int_aviation_final_demand_electricity | Electricity | EU | Energy demand | 0 | FEC
PL | TYNDP2026 | LEV | 2035 | TWh | 313 | Sub_sector | International transport | International aviation | Transport (int. aviation) | Energetic | transport_int_aviation_final_demand_hydrogen | Hydrogen | EU | Energy demand | 0 | FEC
PL | TYNDP2026 | LEV | 2035 | TWh | 314 | Sub_sector | International transport | International aviation | Transport (int. aviation) | Energetic | transport_int_aviation_final_demand_methane | Methane | EU | Energy demand | 0 | FEC
PL | TYNDP2026 | LEV | 2035 | TWh | 315 | Sub_sector | International transport | International aviation | Transport (int. aviation) | Energetic | transport_int_aviation_final_demand_heat | Heat | EU | Energy demand | 0 | FEC
PL | TYNDP2026 | LEV | 2035 | TWh | 316 | Sub_sector | International transport | International aviation | Transport (int. aviation) | Energetic | transport_int_aviation_final_demand_biofuels | Biomass | EU | Energy demand | 0 | FEC
PL | TYNDP2026 | LEV | 2035 | TWh | 317 | Sub_sector | International transport | International aviation | Transport (int. aviation) | Energetic | transport_int_aviation_final_demand_coal | Solids | EU | Energy demand | 0 | FEC
PL | TYNDP2026 | LEV | 2035 | TWh | 318 | Sub_sector | International transport | International aviation | Transport (int. aviation) | Energetic | transport_int_aviation_final_demand_oil | Liquids | EU | Energy demand | 11.3367 | FEC
PL | TYNDP2026 | LEV | 2035 | TWh | 319 | Sub_sector | International transport | International aviation | Transport (int. aviation) | Energetic | transport_int_aviation_final_demand_other | Others | EU | Energy demand | 0 | FEC
PL | TYNDP2026 | LEV | 2035 | TWh | 320 | Sub_sector | International transport | International aviation | Transport (int. aviation) | Energetic | transport_int_aviation_final_demand_ammonia | Ammonia | EU | Energy demand | 0 | FEC
PL | TYNDP2026 | LEV | 2035 | TWh | 322 | Sub_sector | International transport | International shipping | Transport (int. shipping) | Energetic | transport_int_shipping_final_demand_electricity | Electricity | EU | Energy demand | 0 | not_included_in_FEC
PL | TYNDP2026 | LEV | 2035 | TWh | 323 | Sub_sector | International transport | International shipping | Transport (int. shipping) | Energetic | transport_int_shipping_final_demand_hydrogen | Hydrogen | EU | Energy demand | 0 | not_included_in_FEC
PL | TYNDP2026 | LEV | 2035 | TWh | 324 | Sub_sector | International transport | International shipping | Transport (int. shipping) | Energetic | transport_int_shipping_final_demand_methane | Methane | EU | Energy demand | 0 | not_included_in_FEC
PL | TYNDP2026 | LEV | 2035 | TWh | 325 | Sub_sector | International transport | International shipping | Transport (int. shipping) | Energetic | transport_int_shipping_final_demand_heat | Heat | EU | Energy demand | 0 | not_included_in_FEC
PL | TYNDP2026 | LEV | 2035 | TWh | 326 | Sub_sector | International transport | International shipping | Transport (int. shipping) | Energetic | transport_int_shipping_final_demand_biofuels | Biomass | EU | Energy demand | 0 | not_included_in_FEC
PL | TYNDP2026 | LEV | 2035 | TWh | 327 | Sub_sector | International transport | International shipping | Transport (int. shipping) | Energetic | transport_int_shipping_final_demand_coal | Solids | EU | Energy demand | 0 | not_included_in_FEC
PL | TYNDP2026 | LEV | 2035 | TWh | 328 | Sub_sector | International transport | International shipping | Transport (int. shipping) | Energetic | transport_int_shipping_final_demand_oil | Liquids | EU | Energy demand | 2.78 | not_included_in_FEC
PL | TYNDP2026 | LEV | 2035 | TWh | 329 | Sub_sector | International transport | International shipping | Transport (int. shipping) | Energetic | transport_int_shipping_final_demand_other | Others | EU | Energy demand | 0 | not_included_in_FEC
PL | TYNDP2026 | LEV | 2035 | TWh | 330 | Sub_sector | International transport | International shipping | Transport (int. shipping) | Energetic | transport_int_shipping_final_demand_ammonia | Ammonia | EU | Energy demand | 0 | not_included_in_FEC
PL | TYNDP2026 | LEV | 2035 | TWh | 332 | Sub_sector | Households | Space heating | Households (heating) | Energetic | households_heating_final_demand_electricity | Electricity | EU | Energy demand | 14.3316 | FEC
PL | TYNDP2026 | LEV | 2035 | TWh | 333 | Sub_sector | Households | Space heating | Households (heating) | Energetic | households_heating_final_demand_hydrogen | Hydrogen | EU | Energy demand | 0 | FEC
PL | TYNDP2026 | LEV | 2035 | TWh | 334 | Sub_sector | Households | Space heating | Households (heating) | Energetic | households_heating_final_demand_methane | Methane | EU | Energy demand | 36.3796 | FEC
PL | TYNDP2026 | LEV | 2035 | TWh | 335 | Sub_sector | Households | Space heating | Households (heating) | Energetic | households_heating_final_demand_heat | Heat | EU | Energy demand | 28.2571 | FEC
PL | TYNDP2026 | LEV | 2035 | TWh | 336 | Sub_sector | Households | Space heating | Households (heating) | Energetic | households_heating_final_demand_biomass | Biomass | EU | Energy demand | 30.3505 | FEC
PL | TYNDP2026 | LEV | 2035 | TWh | 337 | Sub_sector | Households | Space heating | Households (heating) | Energetic | households_heating_final_demand_coal | Solids | EU | Energy demand | 10.0222 | FEC
PL | TYNDP2026 | LEV | 2035 | TWh | 338 | Sub_sector | Households | Space heating | Households (heating) | Energetic | households_heating_final_demand_oil | Liquids | EU | Energy demand | 3.9816 | FEC
PL | TYNDP2026 | LEV | 2035 | TWh | 339 | Sub_sector | Households | Space heating | Households (heating) | Energetic | households_heating_final_demand_other | Others | EU | Energy demand | 8.6872 | FEC
PL | TYNDP2026 | LEV | 2035 | TWh | 340 | Sub_sector | Households | Space heating | Households (heating) | Energetic | households_heating_final_demand_ammonia | Ammonia | EU | Energy demand | 0 | FEC
PL | TYNDP2026 | LEV | 2035 | TWh | 343 | Sub_sector | Households | Cooling | Households (cooling) | Energetic | households_cooling_final_demand_electricity | Electricity | EU | Energy demand | 0 | FEC
PL | TYNDP2026 | LEV | 2035 | TWh | 344 | Sub_sector | Households | Cooling | Households (cooling) | Energetic | households_cooling_final_demand_hydrogen | Hydrogen | EU | Energy demand | 0 | FEC
PL | TYNDP2026 | LEV | 2035 | TWh | 345 | Sub_sector | Households | Cooling | Households (cooling) | Energetic | households_cooling_final_demand_methane | Methane | EU | Energy demand | 0 | FEC
PL | TYNDP2026 | LEV | 2035 | TWh | 346 | Sub_sector | Households | Cooling | Households (cooling) | Energetic | households_cooling_final_demand_heat | Heat | EU | Energy demand | 0 | FEC
PL | TYNDP2026 | LEV | 2035 | TWh | 347 | Sub_sector | Households | Cooling | Households (cooling) | Energetic | households_cooling_final_demand_biomass | Biomass | EU | Energy demand | 0 | FEC
PL | TYNDP2026 | LEV | 2035 | TWh | 348 | Sub_sector | Households | Cooling | Households (cooling) | Energetic | households_cooling_final_demand_coal | Solids | EU | Energy demand | 0 | FEC
PL | TYNDP2026 | LEV | 2035 | TWh | 349 | Sub_sector | Households | Cooling | Households (cooling) | Energetic | households_cooling_final_demand_oil | Liquids | EU | Energy demand | 0 | FEC
PL | TYNDP2026 | LEV | 2035 | TWh | 350 | Sub_sector | Households | Cooling | Households (cooling) | Energetic | households_cooling_final_demand_other | Others | EU | Energy demand | 0 | FEC
PL | TYNDP2026 | LEV | 2035 | TWh | 351 | Sub_sector | Households | Cooling | Households (cooling) | Energetic | households_cooling_final_demand_ammonia | Ammonia | EU | Energy demand | 0 | FEC
PL | TYNDP2026 | LEV | 2035 | TWh | 354 | Sub_sector | Households | Hot water | Households (hot water) | Energetic | households_hot_water_final_demand_electricity | Electricity | EU | Energy demand | 1.1816 | FEC
PL | TYNDP2026 | LEV | 2035 | TWh | 355 | Sub_sector | Households | Hot water | Households (hot water) | Energetic | households_hot_water_final_demand_hydrogen | Hydrogen | EU | Energy demand | 0 | FEC
PL | TYNDP2026 | LEV | 2035 | TWh | 356 | Sub_sector | Households | Hot water | Households (hot water) | Energetic | households_hot_water_final_demand_methane | Methane | EU | Energy demand | 1.8187 | FEC
PL | TYNDP2026 | LEV | 2035 | TWh | 357 | Sub_sector | Households | Hot water | Households (hot water) | Energetic | households_hot_water_final_demand_heat | Heat | EU | Energy demand | 1.877 | FEC
PL | TYNDP2026 | LEV | 2035 | TWh | 358 | Sub_sector | Households | Hot water | Households (hot water) | Energetic | households_hot_water_final_demand_biomass | Biomass | EU | Energy demand | 1.1224 | FEC
PL | TYNDP2026 | LEV | 2035 | TWh | 359 | Sub_sector | Households | Hot water | Households (hot water) | Energetic | households_hot_water_final_demand_coal | Solids | EU | Energy demand | 0.23643 | FEC
PL | TYNDP2026 | LEV | 2035 | TWh | 360 | Sub_sector | Households | Hot water | Households (hot water) | Energetic | households_hot_water_final_demand_oil | Liquids | EU | Energy demand | 0.093928 | FEC
PL | TYNDP2026 | LEV | 2035 | TWh | 361 | Sub_sector | Households | Hot water | Households (hot water) | Energetic | households_hot_water_final_demand_other | Others | EU | Energy demand | 23.6972 | FEC
PL | TYNDP2026 | LEV | 2035 | TWh | 362 | Sub_sector | Households | Hot water | Households (hot water) | Energetic | households_hot_water_final_demand_ammonia | Ammonia | EU | Energy demand | 0 | FEC
PL | TYNDP2026 | LEV | 2035 | TWh | 365 | Sub_sector | Households | Appliances | Households (appliances) | Energetic | households_appliances_final_demand_electricity | Electricity | EU | Energy demand | 22.1009 | FEC
PL | TYNDP2026 | LEV | 2035 | TWh | 366 | Sub_sector | Households | Appliances | Households (appliances) | Energetic | households_appliances_final_demand_hydrogen | Hydrogen | EU | Energy demand | 0 | FEC
PL | TYNDP2026 | LEV | 2035 | TWh | 367 | Sub_sector | Households | Appliances | Households (appliances) | Energetic | households_appliances_final_demand_methane | Methane | EU | Energy demand | 5.4265 | FEC
PL | TYNDP2026 | LEV | 2035 | TWh | 368 | Sub_sector | Households | Appliances | Households (appliances) | Energetic | households_appliances_final_demand_heat | Heat | EU | Energy demand | 0 | FEC
PL | TYNDP2026 | LEV | 2035 | TWh | 369 | Sub_sector | Households | Appliances | Households (appliances) | Energetic | households_appliances_final_demand_biomass | Biomass | EU | Energy demand | 0.073533 | FEC
PL | TYNDP2026 | LEV | 2035 | TWh | 370 | Sub_sector | Households | Appliances | Households (appliances) | Energetic | households_appliances_final_demand_coal | Solids | EU | Energy demand | 0 | FEC
PL | TYNDP2026 | LEV | 2035 | TWh | 371 | Sub_sector | Households | Appliances | Households (appliances) | Energetic | households_appliances_final_demand_oil | Liquids | EU | Energy demand | 0 | FEC
PL | TYNDP2026 | LEV | 2035 | TWh | 372 | Sub_sector | Households | Appliances | Households (appliances) | Energetic | households_appliances_final_demand_other | Others | EU | Energy demand | 0 | FEC
PL | TYNDP2026 | LEV | 2035 | TWh | 373 | Sub_sector | Households | Appliances | Households (appliances) | Energetic | households_appliances_final_demand_ammonia | Ammonia | EU | Energy demand | 0 | FEC
PL | TYNDP2026 | LEV | 2035 | TWh | 375 | Sub_sector | Buildings | Space heating | Buildings (heat) | Energetic | buildings_heat_final_demand_electricity | Electricity | EU | Energy demand | 16.9871 | FEC
PL | TYNDP2026 | LEV | 2035 | TWh | 376 | Sub_sector | Buildings | Space heating | Buildings (heat) | Energetic | buildings_heat_final_demand_hydrogen | Hydrogen | EU | Energy demand | 0 | FEC
PL | TYNDP2026 | LEV | 2035 | TWh | 377 | Sub_sector | Buildings | Space heating | Buildings (heat) | Energetic | buildings_heat_final_demand_methane | Methane | EU | Energy demand | 9.7781 | FEC
PL | TYNDP2026 | LEV | 2035 | TWh | 378 | Sub_sector | Buildings | Space heating | Buildings (heat) | Energetic | buildings_heat_final_demand_heat | Heat | EU | Energy demand | 12.6381 | FEC
PL | TYNDP2026 | LEV | 2035 | TWh | 379 | Sub_sector | Buildings | Space heating | Buildings (heat) | Energetic | buildings_heat_final_demand_biomass | Biomass | EU | Energy demand | 2.5266 | FEC
PL | TYNDP2026 | LEV | 2035 | TWh | 380 | Sub_sector | Buildings | Space heating | Buildings (heat) | Energetic | buildings_heat_final_demand_coal | Solids | EU | Energy demand | 1.5853 | FEC
PL | TYNDP2026 | LEV | 2035 | TWh | 381 | Sub_sector | Buildings | Space heating | Buildings (heat) | Energetic | buildings_heat_final_demand_oil | Liquids | EU | Energy demand | 0 | FEC
PL | TYNDP2026 | LEV | 2035 | TWh | 382 | Sub_sector | Buildings | Space heating | Buildings (heat) | Energetic | buildings_heat_final_demand_other | Others | EU | Energy demand | 2.2482 | FEC
PL | TYNDP2026 | LEV | 2035 | TWh | 383 | Sub_sector | Buildings | Space heating | Buildings (heat) | Energetic | buildings_heat_final_demand_ammonia | Ammonia | EU | Energy demand | 0 | FEC
PL | TYNDP2026 | LEV | 2035 | TWh | 386 | Sub_sector | Buildings | Cooling | Buildings (cooling) | Energetic | buildings_cooling_final_demand_electricity | Electricity | EU | Energy demand | 1.1461 | FEC
PL | TYNDP2026 | LEV | 2035 | TWh | 387 | Sub_sector | Buildings | Cooling | Buildings (cooling) | Energetic | buildings_cooling_final_demand_hydrogen | Hydrogen | EU | Energy demand | 0 | FEC
PL | TYNDP2026 | LEV | 2035 | TWh | 388 | Sub_sector | Buildings | Cooling | Buildings (cooling) | Energetic | buildings_cooling_final_demand_methane | Methane | EU | Energy demand | 0.0055584 | FEC
PL | TYNDP2026 | LEV | 2035 | TWh | 389 | Sub_sector | Buildings | Cooling | Buildings (cooling) | Energetic | buildings_cooling_final_demand_heat | Heat | EU | Energy demand | 0 | FEC
PL | TYNDP2026 | LEV | 2035 | TWh | 390 | Sub_sector | Buildings | Cooling | Buildings (cooling) | Energetic | buildings_cooling_final_demand_biomass | Biomass | EU | Energy demand | 0 | FEC
PL | TYNDP2026 | LEV | 2035 | TWh | 391 | Sub_sector | Buildings | Cooling | Buildings (cooling) | Energetic | buildings_cooling_final_demand_coal | Solids | EU | Energy demand | 0 | FEC
PL | TYNDP2026 | LEV | 2035 | TWh | 392 | Sub_sector | Buildings | Cooling | Buildings (cooling) | Energetic | buildings_cooling_final_demand_oil | Liquids | EU | Energy demand | 0 | FEC
PL | TYNDP2026 | LEV | 2035 | TWh | 393 | Sub_sector | Buildings | Cooling | Buildings (cooling) | Energetic | buildings_cooling_final_demand_other | Others | EU | Energy demand | 0 | FEC
PL | TYNDP2026 | LEV | 2035 | TWh | 394 | Sub_sector | Buildings | Cooling | Buildings (cooling) | Energetic | buildings_cooling_final_demand_ammonia | Ammonia | EU | Energy demand | 0 | FEC
PL | TYNDP2026 | LEV | 2035 | TWh | 397 | Sub_sector | Buildings | Appliances | Buildings (appliances) | Energetic | buildings_appliances_final_demand_electricity | Electricity | EU | Energy demand | 35.8991 | FEC
PL | TYNDP2026 | LEV | 2035 | TWh | 398 | Sub_sector | Buildings | Appliances | Buildings (appliances) | Energetic | buildings_appliances_final_demand_hydrogen | Hydrogen | EU | Energy demand | 0 | FEC
PL | TYNDP2026 | LEV | 2035 | TWh | 399 | Sub_sector | Buildings | Appliances | Buildings (appliances) | Energetic | buildings_appliances_final_demand_methane | Methane | EU | Energy demand | 5.1622 | FEC
PL | TYNDP2026 | LEV | 2035 | TWh | 400 | Sub_sector | Buildings | Appliances | Buildings (appliances) | Energetic | buildings_appliances_final_demand_heat | Heat | EU | Energy demand | 0 | FEC
PL | TYNDP2026 | LEV | 2035 | TWh | 401 | Sub_sector | Buildings | Appliances | Buildings (appliances) | Energetic | buildings_appliances_final_demand_biomass | Biomass | EU | Energy demand | 0 | FEC
PL | TYNDP2026 | LEV | 2035 | TWh | 402 | Sub_sector | Buildings | Appliances | Buildings (appliances) | Energetic | buildings_appliances_final_demand_coal | Solids | EU | Energy demand | 0 | FEC
PL | TYNDP2026 | LEV | 2035 | TWh | 403 | Sub_sector | Buildings | Appliances | Buildings (appliances) | Energetic | buildings_appliances_final_demand_oil | Liquids | EU | Energy demand | 0 | FEC
PL | TYNDP2026 | LEV | 2035 | TWh | 404 | Sub_sector | Buildings | Appliances | Buildings (appliances) | Energetic | buildings_appliances_final_demand_other | Others | EU | Energy demand | 0 | FEC
PL | TYNDP2026 | LEV | 2035 | TWh | 405 | Sub_sector | Buildings | Appliances | Buildings (appliances) | Energetic | buildings_appliances_final_demand_ammonia | Ammonia | EU | Energy demand | 0 | FEC
PL | TYNDP2026 | LEV | 2035 | TWh | 407 | Sub_sector | Buildings | Datacenters | Datacenters & ICT | Energetic | datacentres_final_demand_electricity_energetic | Electricity | EU | Energy demand | 3.1995 | FEC
PL | TYNDP2026 | LEV | 2035 | TWh | 408 | Sub_sector | Buildings | Datacenters | Datacenters & ICT | Energetic | datacentres_final_demand_hydrogen_energetic | Hydrogen | EU | Energy demand | 0 | FEC
PL | TYNDP2026 | LEV | 2035 | TWh | 409 | Sub_sector | Buildings | Datacenters | Datacenters & ICT | Energetic | datacentres_final_demand_methane_energetic | Methane | EU | Energy demand | 0 | FEC
PL | TYNDP2026 | LEV | 2035 | TWh | 410 | Sub_sector | Buildings | Datacenters | Datacenters & ICT | Energetic | datacentres_final_demand_heat_energetic | Heat | EU | Energy demand | 0 | FEC
PL | TYNDP2026 | LEV | 2035 | TWh | 411 | Sub_sector | Buildings | Datacenters | Datacenters & ICT | Energetic | datacentres_final_demand_biomass_energetic | Biomass | EU | Energy demand | 0 | FEC
PL | TYNDP2026 | LEV | 2035 | TWh | 412 | Sub_sector | Buildings | Datacenters | Datacenters & ICT | Energetic | datacentres_final_demand_coal_energetic | Solids | EU | Energy demand | 0 | FEC
PL | TYNDP2026 | LEV | 2035 | TWh | 413 | Sub_sector | Buildings | Datacenters | Datacenters & ICT | Energetic | datacentres_final_demand_oil_energetic | Liquids | EU | Energy demand | 0 | FEC
PL | TYNDP2026 | LEV | 2035 | TWh | 414 | Sub_sector | Buildings | Datacenters | Datacenters & ICT | Energetic | datacentres_final_demand_other_energetic | Others | EU | Energy demand | 0 | FEC
PL | TYNDP2026 | LEV | 2035 | TWh | 415 | Sub_sector | Buildings | Datacenters | Datacenters & ICT | Energetic | datacentres_final_demand_ammonia_energetic | Ammonia | EU | Energy demand | 0 | FEC
PL | TYNDP2026 | LEV | 2035 | TWh | 417 | Sub_sector | Transport | Others_Sector | Others_Sector | Energetic | other_final_demand_electricity_energetic | Electricity | EU | Energy demand | 0 | FEC
PL | TYNDP2026 | LEV | 2035 | TWh | 418 | Sub_sector | Transport | Others_Sector | Others_Sector | Energetic | other_final_demand_hydrogen_energetic | Hydrogen | EU | Energy demand | 0 | FEC
PL | TYNDP2026 | LEV | 2035 | TWh | 419 | Sub_sector | Transport | Pipeline Transport | Others_Sector | Energetic | other_final_demand_methane_energetic | Methane | EU | Energy demand | 4.55 | FEC
PL | TYNDP2026 | LEV | 2035 | TWh | 420 | Sub_sector | Transport | Others_Sector | Others_Sector | Energetic | other_final_demand_heat_energetic | Heat | EU | Energy demand | 0 | FEC
PL | TYNDP2026 | LEV | 2035 | TWh | 421 | Sub_sector | Transport | Others_Sector | Others_Sector | Energetic | other_final_demand_biomass_energetic | Biomass | EU | Energy demand | 0 | FEC
PL | TYNDP2026 | LEV | 2035 | TWh | 422 | Sub_sector | Transport | Others_Sector | Others_Sector | Energetic | other_final_demand_coal_energetic | Solids | EU | Energy demand | 0 | FEC
PL | TYNDP2026 | LEV | 2035 | TWh | 423 | Sub_sector | Transport | Others_Sector | Others_Sector | Energetic | other_final_demand_oil_energetic | Liquids | EU | Energy demand | 0.0011586 | FEC
PL | TYNDP2026 | LEV | 2035 | TWh | 424 | Sub_sector | Others_Sector | Others_Sector | Others_Sector | Non-energetic | other_final_demand_oil_non_energetic | Liquids | EU | Energy demand | 4.7399 | not_included_in_FEC
PL | TYNDP2026 | LEV | 2035 | TWh | 425 | Sub_sector | Transport | Others_Sector | Others_Sector | Energetic | other_final_demand_other_energetic | Others | EU | Energy demand | 0 | FEC
PL | TYNDP2026 | LEV | 2035 | TWh | 426 | Sub_sector | Transport | Others_Sector | Others_Sector | Energetic | other_final_demand_ammonia_energetic | Ammonia | EU | Energy demand | 0 | FEC
PL | TYNDP2026 | LEV | 2035 | TWh | 427 | Sub_sector | Industry | Surplus_Heat_in_Industry | Surplus_Heat_in_Industry | Energetic | final_demand_of_industry_unused_local_production_steam_hot_water | Heat | EU | Energy demand | 0 | FEC
PL | TYNDP2026 | LEV | 2035 | TWh | 429 | Sub_sector | Agriculture | Total | Agriculture | Energetic | agriculture_final_demand_electricity_energetic | Electricity | EU | Energy demand | 1.7463 | FEC
PL | TYNDP2026 | LEV | 2035 | TWh | 430 | Sub_sector | Agriculture | Total | Agriculture | Energetic | agriculture_final_demand_hydrogen_energetic | Hydrogen | EU | Energy demand | 0 | FEC
PL | TYNDP2026 | LEV | 2035 | TWh | 431 | Sub_sector | Agriculture | Total | Agriculture | Energetic | agriculture_final_demand_methane_energetic | Methane | EU | Energy demand | 1.4804 | FEC
PL | TYNDP2026 | LEV | 2035 | TWh | 432 | Sub_sector | Agriculture | Total | Agriculture | Energetic | agriculture_final_demand_heat_energetic | Heat | EU | Energy demand | 0.23171 | FEC
PL | TYNDP2026 | LEV | 2035 | TWh | 433 | Sub_sector | Agriculture | Total | Agriculture | Energetic | agriculture_final_demand_biomass_energetic | Biomass | EU | Energy demand | 9.8219 | FEC
PL | TYNDP2026 | LEV | 2035 | TWh | 434 | Sub_sector | Agriculture | Total | Agriculture | Energetic | agriculture_final_demand_coal_energetic | Solids | EU | Energy demand | 0 | FEC
PL | TYNDP2026 | LEV | 2035 | TWh | 435 | Sub_sector | Agriculture | Total | Agriculture | Energetic | agriculture_final_demand_oil_energetic | Liquids | EU | Energy demand | 25.2674 | FEC
PL | TYNDP2026 | LEV | 2035 | TWh | 436 | Sub_sector | Agriculture | Total | Agriculture | Energetic | agriculture_final_demand_other_energetic | Others | EU | Energy demand | 0 | FEC
PL | TYNDP2026 | LEV | 2035 | TWh | 437 | Sub_sector | Agriculture | Total | Agriculture | Energetic | agriculture_final_demand_ammonia_energetic | Ammonia | EU | Energy demand | 0 | FEC
PL | TYNDP2026 | LEV | 2035 | TWh | 447 | Sub_sector | Buildings | Surplus Energy | Buildings | Energetic | GAP | Electricity | EU | Energy demand | 0 | FEC
PL | TYNDP2026 | LEV | 2035 | TWh | 448 | Sub_sector | Buildings | Surplus Energy | Buildings | Energetic | GAP | Hydrogen | EU | Energy demand | 0 | FEC
PL | TYNDP2026 | LEV | 2035 | TWh | 449 | Sub_sector | Buildings | Surplus Energy | Buildings | Energetic | GAP | Methane | EU | Energy demand | 0 | FEC
PL | TYNDP2026 | LEV | 2035 | TWh | 450 | Sub_sector | Buildings | Surplus Energy | Buildings | Energetic | GAP | Heat | EU | Energy demand | 0 | FEC
PL | TYNDP2026 | LEV | 2035 | TWh | 451 | Sub_sector | Buildings | Surplus Energy | Buildings | Energetic | GAP | Biomass | EU | Energy demand | 0.2086 | FEC
PL | TYNDP2026 | LEV | 2035 | TWh | 452 | Sub_sector | Buildings | Surplus Energy | Buildings | Energetic | GAP | Solids | EU | Energy demand | 0.30081 | FEC
PL | TYNDP2026 | LEV | 2035 | TWh | 453 | Sub_sector | Buildings | Surplus Energy | Buildings | Energetic | GAP | Liquids | EU | Energy demand | 1.2004 | FEC
PL | TYNDP2026 | LEV | 2035 | TWh | 454 | Sub_sector | Buildings | Surplus Energy | Buildings | Energetic | GAP | Others | EU | Energy demand | 0 | FEC
PL | TYNDP2026 | LEV | 2035 | TWh | 455 | Sub_sector | Buildings | Surplus Energy | Buildings | Energetic | GAP | Ammonia | EU | Energy demand | 0 | FEC
PL | TYNDP2026 | LEV | 2035 | TWh | 456 | Sub_sector | Households | Surplus Energy | Households | Energetic | GAP | Electricity | EU | Energy demand | 0 | FEC
PL | TYNDP2026 | LEV | 2035 | TWh | 457 | Sub_sector | Households | Surplus Energy | Households | Energetic | GAP | Hydrogen | EU | Energy demand | 0 | FEC
PL | TYNDP2026 | LEV | 2035 | TWh | 458 | Sub_sector | Households | Surplus Energy | Households | Energetic | GAP | Methane | EU | Energy demand | 0 | FEC
PL | TYNDP2026 | LEV | 2035 | TWh | 459 | Sub_sector | Households | Surplus Energy | Households | Energetic | GAP | Heat | EU | Energy demand | 0 | FEC
PL | TYNDP2026 | LEV | 2035 | TWh | 460 | Sub_sector | Households | Surplus Energy | Households | Energetic | GAP | Biomass | EU | Energy demand | 0 | FEC
PL | TYNDP2026 | LEV | 2035 | TWh | 461 | Sub_sector | Households | Surplus Energy | Households | Energetic | GAP | Solids | EU | Energy demand | 0 | FEC
PL | TYNDP2026 | LEV | 2035 | TWh | 462 | Sub_sector | Households | Surplus Energy | Households | Energetic | GAP | Liquids | EU | Energy demand | 0 | FEC
PL | TYNDP2026 | LEV | 2035 | TWh | 463 | Sub_sector | Households | Surplus Energy | Households | Energetic | GAP | Others | EU | Energy demand | 0 | FEC
PL | TYNDP2026 | LEV | 2035 | TWh | 464 | Sub_sector | Households | Surplus Energy | Households | Energetic | GAP | Ammonia | EU | Energy demand | 0 | FEC
PL | TYNDP2026 | LEV | 2040 | TWh | 102 | Sub_sector | Industry | Aluminium | Industry (aluminium) | Energetic | industry_aluminium_demand_electricity_energetic | Electricity | EU | Energy demand | 0 | FEC
PL | TYNDP2026 | LEV | 2040 | TWh | 103 | Sub_sector | Industry | Aluminium | Industry (aluminium) | Energetic | industry_aluminium_demand_hydrogen_energetic | Hydrogen | EU | Energy demand | 0 | FEC
PL | TYNDP2026 | LEV | 2040 | TWh | 104 | Sub_sector | Industry | Aluminium | Industry (aluminium) | Energetic | industry_aluminium_demand_methane_energetic | Methane | EU | Energy demand | 0 | FEC
PL | TYNDP2026 | LEV | 2040 | TWh | 105 | Sub_sector | Industry | Aluminium | Industry (aluminium) | Energetic | industry_aluminium_demand_heat_energetic | Heat | EU | Energy demand | 0 | FEC
PL | TYNDP2026 | LEV | 2040 | TWh | 106 | Sub_sector | Industry | Aluminium | Industry (aluminium) | Energetic | industry_aluminium_demand_biomass_energetic | Biomass | EU | Energy demand | 0 | FEC
PL | TYNDP2026 | LEV | 2040 | TWh | 107 | Sub_sector | Industry | Aluminium | Industry (aluminium) | Energetic | industry_aluminium_demand_coal_energetic | Solids | EU | Energy demand | 0 | FEC
PL | TYNDP2026 | LEV | 2040 | TWh | 108 | Sub_sector | Industry | Aluminium | Industry (aluminium) | Energetic | industry_aluminium_demand_oil_energetic | Liquids | EU | Energy demand | 0 | FEC
PL | TYNDP2026 | LEV | 2040 | TWh | 109 | Sub_sector | Industry | Aluminium | Industry (aluminium) | Energetic | industry_aluminium_demand_others_energetic | Others | EU | Energy demand | 0 | FEC
PL | TYNDP2026 | LEV | 2040 | TWh | 110 | Sub_sector | Industry | Aluminium | Industry (aluminium) | Energetic | industry_ammonia_demand_others_energetic | Ammonia | EU | Energy demand | 0 | FEC
PL | TYNDP2026 | LEV | 2040 | TWh | 112 | Sub_sector | Industry | Chemicals | Industry (chemicals, energetic) | Energetic | industry_chemical_demand_electricity_energetic | Electricity | EU | Energy demand | 5.0612 | FEC
PL | TYNDP2026 | LEV | 2040 | TWh | 113 | Sub_sector | Industry | Chemicals | Industry (chemicals, energetic) | Energetic | industry_chemical_demand_hydrogen_energetic | Hydrogen | EU | Energy demand | 0 | FEC
PL | TYNDP2026 | LEV | 2040 | TWh | 114 | Sub_sector | Industry | Chemicals | Industry (chemicals, energetic) | Energetic | industry_chemical_demand_methane_energetic | Methane | EU | Energy demand | 5.1192 | FEC
PL | TYNDP2026 | LEV | 2040 | TWh | 115 | Sub_sector | Industry | Chemicals | Industry (chemicals, energetic) | Energetic | industry_chemical_demand_heat_energetic | Heat | EU | Energy demand | 2.3422 | FEC
PL | TYNDP2026 | LEV | 2040 | TWh | 116 | Sub_sector | Industry | Chemicals | Industry (chemicals, energetic) | Energetic | industry_chemical_demand_biomass_energetic | Biomass | EU | Energy demand | 0.77748 | FEC
PL | TYNDP2026 | LEV | 2040 | TWh | 117 | Sub_sector | Industry | Chemicals | Industry (chemicals, energetic) | Energetic | industry_chemical_demand_coal_energetic | Solids | EU | Energy demand | 4.9334 | FEC
PL | TYNDP2026 | LEV | 2040 | TWh | 118 | Sub_sector | Industry | Chemicals | Industry (chemicals, energetic) | Energetic | industry_chemical_demand_oil_energetic | Liquids | EU | Energy demand | 0 | FEC
PL | TYNDP2026 | LEV | 2040 | TWh | 119 | Sub_sector | Industry | Chemicals | Industry (chemicals, energetic) | Energetic | industry_chemical_demand_others_energetic | Others | EU | Energy demand | 0 | FEC
PL | TYNDP2026 | LEV | 2040 | TWh | 120 | Sub_sector | Industry | Chemicals | Industry (chemicals, energetic) | Energetic | industry_chemical_demand_ammonia_energetic | Ammonia | EU | Energy demand | 0 | FEC
PL | TYNDP2026 | LEV | 2040 | TWh | 122 | Sub_sector | Industry | Chemicals | Industry (chemicals, non-energetic) | Non-energetic | industry_chemical_demand_electricity_non_energetic | Electricity | EU | Energy demand | 0 | not_included_in_FEC
PL | TYNDP2026 | LEV | 2040 | TWh | 123 | Sub_sector | Industry | Chemicals | Industry (chemicals, non-energetic) | Non-energetic | industry_chemical_demand_hydrogen_non_energetic | Hydrogen | EU | Energy demand | 1.1983 | not_included_in_FEC
PL | TYNDP2026 | LEV | 2040 | TWh | 124 | Sub_sector | Industry | Chemicals | Industry (chemicals, non-energetic) | Non-energetic | industry_chemical_demand_methane_non_energetic | Methane | EU | Energy demand | 6.5727 | not_included_in_FEC
PL | TYNDP2026 | LEV | 2040 | TWh | 125 | Sub_sector | Industry | Chemicals | Industry (chemicals, non-energetic) | Non-energetic | industry_chemical_demand_heat_non_energetic | Heat | EU | Energy demand | 0 | not_included_in_FEC
PL | TYNDP2026 | LEV | 2040 | TWh | 126 | Sub_sector | Industry | Chemicals | Industry (chemicals, non-energetic) | Non-energetic | industry_chemical_demand_biomass_non_energetic | Biomass | EU | Energy demand | 0 | not_included_in_FEC
PL | TYNDP2026 | LEV | 2040 | TWh | 127 | Sub_sector | Industry | Chemicals | Industry (chemicals, non-energetic) | Non-energetic | industry_chemical_demand_coal_non_energetic | Solids | EU | Energy demand | 0.30866 | not_included_in_FEC
PL | TYNDP2026 | LEV | 2040 | TWh | 128 | Sub_sector | Industry | Chemicals | Industry (chemicals, non-energetic) | Non-energetic | industry_chemical_demand_oil_non_energetic | Liquids | EU | Energy demand | 10.0769 | not_included_in_FEC
PL | TYNDP2026 | LEV | 2040 | TWh | 129 | Sub_sector | Industry | Chemicals | Industry (chemicals, non-energetic) | Non-energetic | industry_chemical_demand_others_non_energetic | Others | EU | Energy demand | 0 | not_included_in_FEC
PL | TYNDP2026 | LEV | 2040 | TWh | 130 | Sub_sector | Industry | Chemicals | Industry (chemicals, non-energetic) | Non-energetic | industry_chemical_demand_ammonia_non_energetic | Ammonia | EU | Energy demand | 0 | not_included_in_FEC
PL | TYNDP2026 | LEV | 2040 | TWh | 132 | Sub_sector | Industry | Fertilizers | Industry (fertilizers, energetic) | Energetic | industry_fertilizers_demand_electricity_energetic | Electricity | EU | Energy demand | 0.50145 | FEC
PL | TYNDP2026 | LEV | 2040 | TWh | 133 | Sub_sector | Industry | Fertilizers | Industry (fertilizers, energetic) | Energetic | industry_fertilizers_demand_hydrogen_energetic | Hydrogen | EU | Energy demand | 0 | FEC
PL | TYNDP2026 | LEV | 2040 | TWh | 134 | Sub_sector | Industry | Fertilizers | Industry (fertilizers, energetic) | Energetic | industry_fertilizers_demand_methane_energetic | Methane | EU | Energy demand | 2.7446 | FEC
PL | TYNDP2026 | LEV | 2040 | TWh | 135 | Sub_sector | Industry | Fertilizers | Industry (fertilizers, energetic) | Energetic | industry_fertilizers_demand_heat_energetic | Heat | EU | Energy demand | 0 | FEC
PL | TYNDP2026 | LEV | 2040 | TWh | 136 | Sub_sector | Industry | Fertilizers | Industry (fertilizers, energetic) | Energetic | industry_fertilizers_demand_biomass_energetic | Biomass | EU | Energy demand | 0 | FEC
PL | TYNDP2026 | LEV | 2040 | TWh | 137 | Sub_sector | Industry | Fertilizers | Industry (fertilizers, energetic) | Energetic | industry_fertilizers_demand_coal_energetic | Solids | EU | Energy demand | 0 | FEC
PL | TYNDP2026 | LEV | 2040 | TWh | 138 | Sub_sector | Industry | Fertilizers | Industry (fertilizers, energetic) | Energetic | industry_fertilizers_demand_oil_energetic | Liquids | EU | Energy demand | 0 | FEC
PL | TYNDP2026 | LEV | 2040 | TWh | 139 | Sub_sector | Industry | Fertilizers | Industry (fertilizers, energetic) | Energetic | industry_fertilizers_demand_others_energetic | Others | EU | Energy demand | 0 | FEC
PL | TYNDP2026 | LEV | 2040 | TWh | 140 | Sub_sector | Industry | Fertilizers | Industry (fertilizers, energetic) | Energetic | industry_fertilizers_demand_ammonia_energetic | Ammonia | EU | Energy demand | 0 | FEC
PL | TYNDP2026 | LEV | 2040 | TWh | 142 | Sub_sector | Industry | Fertilizers | Industry (fertilizers, non-energetic) | Non-energetic | industry_fertilizers_demand_electricity_non_energetic | Electricity | EU | Energy demand | 0 | not_included_in_FEC
PL | TYNDP2026 | LEV | 2040 | TWh | 143 | Sub_sector | Industry | Fertilizers | Industry (fertilizers, non-energetic) | Non-energetic | industry_fertilizers_demand_hydrogen_non_energetic | Hydrogen | EU | Energy demand | 0 | not_included_in_FEC
PL | TYNDP2026 | LEV | 2040 | TWh | 144 | Sub_sector | Industry | Fertilizers | Industry (fertilizers, non-energetic) | Non-energetic | industry_fertilizers_demand_methane_non_energetic | Methane | EU | Energy demand | 10.6809 | not_included_in_FEC
PL | TYNDP2026 | LEV | 2040 | TWh | 145 | Sub_sector | Industry | Fertilizers | Industry (fertilizers, non-energetic) | Non-energetic | industry_fertilizers_demand_heat_non_energetic | Heat | EU | Energy demand | 0 | not_included_in_FEC
PL | TYNDP2026 | LEV | 2040 | TWh | 146 | Sub_sector | Industry | Fertilizers | Industry (fertilizers, non-energetic) | Non-energetic | industry_fertilizers_demand_biomass_non_energetic | Biomass | EU | Energy demand | 0 | not_included_in_FEC
PL | TYNDP2026 | LEV | 2040 | TWh | 147 | Sub_sector | Industry | Fertilizers | Industry (fertilizers, non-energetic) | Non-energetic | industry_fertilizers_demand_coal_non_energetic | Solids | EU | Energy demand | 0 | not_included_in_FEC
PL | TYNDP2026 | LEV | 2040 | TWh | 148 | Sub_sector | Industry | Fertilizers | Industry (fertilizers, non-energetic) | Non-energetic | industry_fertilizers_demand_oil_non_energetic | Liquids | EU | Energy demand | 0 | not_included_in_FEC
PL | TYNDP2026 | LEV | 2040 | TWh | 149 | Sub_sector | Industry | Fertilizers | Industry (fertilizers, non-energetic) | Non-energetic | industry_fertilizers_demand_others_non_energetic | Others | EU | Energy demand | 0 | not_included_in_FEC
PL | TYNDP2026 | LEV | 2040 | TWh | 150 | Sub_sector | Industry | Fertilizers | Industry (fertilizers, non-energetic) | Non-energetic | industry_fertilizers_demand_ammonia_non_energetic | Ammonia | EU | Energy demand | 0 | not_included_in_FEC
PL | TYNDP2026 | LEV | 2040 | TWh | 152 | Sub_sector | Industry | Food | Industry (food) | Energetic | industry_food_demand_electricity_energetic | Electricity | EU | Energy demand | 4.5908 | FEC
PL | TYNDP2026 | LEV | 2040 | TWh | 153 | Sub_sector | Industry | Food | Industry (food) | Energetic | industry_food_demand_hydrogen_energetic | Hydrogen | EU | Energy demand | 0 | FEC
PL | TYNDP2026 | LEV | 2040 | TWh | 154 | Sub_sector | Industry | Food | Industry (food) | Energetic | industry_food_demand_methane_energetic | Methane | EU | Energy demand | 8.0169 | FEC
PL | TYNDP2026 | LEV | 2040 | TWh | 155 | Sub_sector | Industry | Food | Industry (food) | Energetic | industry_food_demand_heat_energetic | Heat | EU | Energy demand | 0.41518 | FEC
PL | TYNDP2026 | LEV | 2040 | TWh | 156 | Sub_sector | Industry | Food | Industry (food) | Energetic | industry_food_demand_biomass_energetic | Biomass | EU | Energy demand | 0.37032 | FEC
PL | TYNDP2026 | LEV | 2040 | TWh | 157 | Sub_sector | Industry | Food | Industry (food) | Energetic | industry_food_demand_coal_energetic | Solids | EU | Energy demand | 2.0374 | FEC
PL | TYNDP2026 | LEV | 2040 | TWh | 158 | Sub_sector | Industry | Food | Industry (food) | Energetic | industry_food_demand_oil_energetic | Liquids | EU | Energy demand | 0 | FEC
PL | TYNDP2026 | LEV | 2040 | TWh | 159 | Sub_sector | Industry | Food | Industry (food) | Energetic | industry_food_demand_others_energetic | Others | EU | Energy demand | 0 | FEC
PL | TYNDP2026 | LEV | 2040 | TWh | 160 | Sub_sector | Industry | Food | Industry (food) | Energetic | industry_food_demand_ammonia_energetic | Ammonia | EU | Energy demand | 0 | FEC
PL | TYNDP2026 | LEV | 2040 | TWh | 162 | Sub_sector | Industry | Metals | Industry (metal) | Energetic | industry_metal_demand_electricity_energetic | Electricity | EU | Energy demand | 1.6706 | FEC
PL | TYNDP2026 | LEV | 2040 | TWh | 163 | Sub_sector | Industry | Metals | Industry (metal) | Energetic | industry_metal_demand_hydrogen_energetic | Hydrogen | EU | Energy demand | 0 | FEC
PL | TYNDP2026 | LEV | 2040 | TWh | 164 | Sub_sector | Industry | Metals | Industry (metal) | Energetic | industry_metal_demand_methane_energetic | Methane | EU | Energy demand | 1.459 | FEC
PL | TYNDP2026 | LEV | 2040 | TWh | 165 | Sub_sector | Industry | Metals | Industry (metal) | Energetic | industry_metal_demand_heat_energetic | Heat | EU | Energy demand | 0.14777 | FEC
PL | TYNDP2026 | LEV | 2040 | TWh | 166 | Sub_sector | Industry | Metals | Industry (metal) | Energetic | industry_metal_demand_biomass_energetic | Biomass | EU | Energy demand | 0 | FEC
PL | TYNDP2026 | LEV | 2040 | TWh | 167 | Sub_sector | Industry | Metals | Industry (metal) | Energetic | industry_metal_demand_coal_energetic | Solids | EU | Energy demand | 0.1372 | FEC
PL | TYNDP2026 | LEV | 2040 | TWh | 168 | Sub_sector | Industry | Metals | Industry (metal) | Energetic | industry_metal_demand_oil_energetic | Liquids | EU | Energy demand | 0.097758 | FEC
PL | TYNDP2026 | LEV | 2040 | TWh | 169 | Sub_sector | Industry | Metals | Industry (metal) | Energetic | industry_metal_demand_others_energetic | Others | EU | Energy demand | 0 | FEC
PL | TYNDP2026 | LEV | 2040 | TWh | 170 | Sub_sector | Industry | Metals | Industry (metal) | Energetic | industry_metal_demand_ammonia_energetic | Ammonia | EU | Energy demand | 0 | FEC
PL | TYNDP2026 | LEV | 2040 | TWh | 172 | Sub_sector | Industry | Others | Industry (other, energetic) | Energetic | industry_other_demand_electricity_energetic | Electricity | EU | Energy demand | 23.441 | FEC
PL | TYNDP2026 | LEV | 2040 | TWh | 173 | Sub_sector | Industry | Others | Industry (other, energetic) | Energetic | industry_other_demand_hydrogen_energetic | Hydrogen | EU | Energy demand | 1.8952 | FEC
PL | TYNDP2026 | LEV | 2040 | TWh | 174 | Sub_sector | Industry | Others | Industry (other, energetic) | Energetic | industry_other_demand_methane_energetic | Methane | EU | Energy demand | 15.8509 | FEC
PL | TYNDP2026 | LEV | 2040 | TWh | 175 | Sub_sector | Industry | Others | Industry (other, energetic) | Energetic | industry_other_demand_heat_energetic | Heat | EU | Energy demand | 4.7484 | FEC
PL | TYNDP2026 | LEV | 2040 | TWh | 176 | Sub_sector | Industry | Others | Industry (other, energetic) | Energetic | industry_other_demand_biomass_energetic | Biomass | EU | Energy demand | 13.1836 | FEC
PL | TYNDP2026 | LEV | 2040 | TWh | 177 | Sub_sector | Industry | Others | Industry (other, energetic) | Energetic | industry_other_demand_coal_energetic | Solids | EU | Energy demand | 0 | FEC
PL | TYNDP2026 | LEV | 2040 | TWh | 178 | Sub_sector | Industry | Others | Industry (other, energetic) | Energetic | industry_other_demand_oil_energetic | Liquids | EU | Energy demand | 0 | FEC
PL | TYNDP2026 | LEV | 2040 | TWh | 179 | Sub_sector | Industry | Others | Industry (other, energetic) | Energetic | industry_other_demand_others_energetic | Others | EU | Energy demand | 0 | FEC
PL | TYNDP2026 | LEV | 2040 | TWh | 180 | Sub_sector | Industry | Others | Industry (other, energetic) | Energetic | industry_other_demand_ammonia_energetic | Ammonia | EU | Energy demand | 0 | FEC
PL | TYNDP2026 | LEV | 2040 | TWh | 182 | Sub_sector | Industry | Others | Industry (other, non-energetic) | Non-energetic | industry_other_demand_electricity_non_energetic | Electricity | EU | Energy demand | 0 | not_included_in_FEC
PL | TYNDP2026 | LEV | 2040 | TWh | 183 | Sub_sector | Industry | Others | Industry (other, non-energetic) | Non-energetic | industry_other_demand_hydrogen_non_energetic | Hydrogen | EU | Energy demand | 1.6465 | not_included_in_FEC
PL | TYNDP2026 | LEV | 2040 | TWh | 184 | Sub_sector | Industry | Others | Industry (other, non-energetic) | Non-energetic | industry_other_demand_methane_non_energetic | Methane | EU | Energy demand | 9.0306 | not_included_in_FEC
PL | TYNDP2026 | LEV | 2040 | TWh | 185 | Sub_sector | Industry | Others | Industry (other, non-energetic) | Non-energetic | industry_other_demand_heat_non_energetic | Heat | EU | Energy demand | 0 | not_included_in_FEC
PL | TYNDP2026 | LEV | 2040 | TWh | 186 | Sub_sector | Industry | Others | Industry (other, non-energetic) | Non-energetic | industry_other_demand_biomass_non_energetic | Biomass | EU | Energy demand | 0 | not_included_in_FEC
PL | TYNDP2026 | LEV | 2040 | TWh | 187 | Sub_sector | Industry | Others | Industry (other, non-energetic) | Non-energetic | industry_other_demand_coal_non_energetic | Solids | EU | Energy demand | 0.42409 | not_included_in_FEC
PL | TYNDP2026 | LEV | 2040 | TWh | 188 | Sub_sector | Industry | Others | Industry (other, non-energetic) | Non-energetic | industry_other_demand_oil_non_energetic | Liquids | EU | Energy demand | 13.8453 | not_included_in_FEC
PL | TYNDP2026 | LEV | 2040 | TWh | 189 | Sub_sector | Industry | Others | Industry (other, non-energetic) | Non-energetic | industry_other_demand_others_non_energetic | Others | EU | Energy demand | 0 | not_included_in_FEC
PL | TYNDP2026 | LEV | 2040 | TWh | 190 | Sub_sector | Industry | Others | Industry (other, non-energetic) | Non-energetic | industry_other_demand_ammonia_non_energetic | Ammonia | EU | Energy demand | 0 | not_included_in_FEC
PL | TYNDP2026 | LEV | 2040 | TWh | 192 | Sub_sector | Industry | Paper | Industry (paper) | Energetic | industry_paper_demand_electricity_energetic | Electricity | EU | Energy demand | 3.0294 | FEC
PL | TYNDP2026 | LEV | 2040 | TWh | 193 | Sub_sector | Industry | Paper | Industry (paper) | Energetic | industry_paper_demand_hydrogen_energetic | Hydrogen | EU | Energy demand | 0 | FEC
PL | TYNDP2026 | LEV | 2040 | TWh | 194 | Sub_sector | Industry | Paper | Industry (paper) | Energetic | industry_paper_demand_methane_energetic | Methane | EU | Energy demand | 2.3665 | FEC
PL | TYNDP2026 | LEV | 2040 | TWh | 195 | Sub_sector | Industry | Paper | Industry (paper) | Energetic | industry_paper_demand_heat_energetic | Heat | EU | Energy demand | 0 | FEC
PL | TYNDP2026 | LEV | 2040 | TWh | 196 | Sub_sector | Industry | Paper | Industry (paper) | Energetic | industry_paper_demand_biomass_energetic | Biomass | EU | Energy demand | 7.9447 | FEC
PL | TYNDP2026 | LEV | 2040 | TWh | 197 | Sub_sector | Industry | Paper | Industry (paper) | Energetic | industry_paper_demand_coal_energetic | Solids | EU | Energy demand | 0 | FEC
PL | TYNDP2026 | LEV | 2040 | TWh | 198 | Sub_sector | Industry | Paper | Industry (paper) | Energetic | industry_paper_demand_oil_energetic | Liquids | EU | Energy demand | 0 | FEC
PL | TYNDP2026 | LEV | 2040 | TWh | 199 | Sub_sector | Industry | Paper | Industry (paper) | Energetic | industry_paper_demand_others_energetic | Others | EU | Energy demand | 0 | FEC
PL | TYNDP2026 | LEV | 2040 | TWh | 200 | Sub_sector | Industry | Paper | Industry (paper) | Energetic | industry_paper_demand_ammonia_energetic | Ammonia | EU | Energy demand | 0 | FEC
PL | TYNDP2026 | LEV | 2040 | TWh | 202 | Sub_sector | Industry | Refineries | Industry (refineries, energetic) | Energetic | industry_refinery_demand_electricity_energetic | Electricity | EU | Energy demand | 1.2393 | not_included_in_FEC
PL | TYNDP2026 | LEV | 2040 | TWh | 203 | Sub_sector | Industry | Refineries | Industry (refineries, energetic) | Energetic | industry_refinery_demand_hydrogen_energetic | Hydrogen | EU | Energy demand | 0.11457 | not_included_in_FEC
PL | TYNDP2026 | LEV | 2040 | TWh | 204 | Sub_sector | Industry | Refineries | Industry (refineries, energetic) | Energetic | industry_refinery_demand_methane_energetic | Methane | EU | Energy demand | 11.9029 | not_included_in_FEC
PL | TYNDP2026 | LEV | 2040 | TWh | 205 | Sub_sector | Industry | Refineries | Industry (refineries, energetic) | Energetic | industry_refinery_demand_heat_energetic | Heat | EU | Energy demand | 0.006407 | not_included_in_FEC
PL | TYNDP2026 | LEV | 2040 | TWh | 206 | Sub_sector | Industry | Refineries | Industry (refineries, energetic) | Energetic | industry_refinery_demand_biomass_energetic | Biomass | EU | Energy demand | 1.1293 | not_included_in_FEC
PL | TYNDP2026 | LEV | 2040 | TWh | 207 | Sub_sector | Industry | Refineries | Industry (refineries, energetic) | Energetic | industry_refinery_demand_coal_energetic | Solids | EU | Energy demand | 0.0078438 | not_included_in_FEC
PL | TYNDP2026 | LEV | 2040 | TWh | 208 | Sub_sector | Industry | Refineries | Industry (refineries, energetic) | Energetic | industry_refinery_demand_oil_energetic | Liquids | EU | Energy demand | 1.4153 | not_included_in_FEC
PL | TYNDP2026 | LEV | 2040 | TWh | 209 | Sub_sector | Industry | Refineries | Industry (refineries, energetic) | Energetic | industry_refinery_demand_others_energetic | Others | EU | Energy demand | 0 | not_included_in_FEC
PL | TYNDP2026 | LEV | 2040 | TWh | 210 | Sub_sector | Industry | Refineries | Industry (refineries, energetic) | Energetic | industry_refinery_demand_ammonia_energetic | Ammonia | EU | Energy demand | 0 | not_included_in_FEC
PL | TYNDP2026 | LEV | 2040 | TWh | 212 | Sub_sector | Industry | Refineries | Industry (refineries, non-energetic) | Non-energetic | industry_refinery_demand_electricity_non_energetic | Electricity | EU | Energy demand | 0 | not_included_in_FEC
PL | TYNDP2026 | LEV | 2040 | TWh | 213 | Sub_sector | Industry | Refineries | Industry (refineries, non-energetic) | Non-energetic | industry_refinery_demand_hydrogen_non_energetic | Hydrogen | EU | Energy demand | 0 | not_included_in_FEC
PL | TYNDP2026 | LEV | 2040 | TWh | 214 | Sub_sector | Industry | Refineries | Industry (refineries, non-energetic) | Non-energetic | industry_refinery_demand_methane_non_energetic | Methane | EU | Energy demand | 0 | not_included_in_FEC
PL | TYNDP2026 | LEV | 2040 | TWh | 215 | Sub_sector | Industry | Refineries | Industry (refineries, non-energetic) | Non-energetic | industry_refinery_demand_heat_non_energetic | Heat | EU | Energy demand | 0 | not_included_in_FEC
PL | TYNDP2026 | LEV | 2040 | TWh | 216 | Sub_sector | Industry | Refineries | Industry (refineries, non-energetic) | Non-energetic | industry_refinery_demand_biomass_non_energetic | Biomass | EU | Energy demand | 0 | not_included_in_FEC
PL | TYNDP2026 | LEV | 2040 | TWh | 217 | Sub_sector | Industry | Refineries | Industry (refineries, non-energetic) | Non-energetic | industry_refinery_demand_coal_non_energetic | Solids | EU | Energy demand | 0 | not_included_in_FEC
PL | TYNDP2026 | LEV | 2040 | TWh | 218 | Sub_sector | Industry | Refineries | Industry (refineries, non-energetic) | Non-energetic | industry_refinery_demand_oil_non_energetic | Liquids | EU | Energy demand | 0 | not_included_in_FEC
PL | TYNDP2026 | LEV | 2040 | TWh | 219 | Sub_sector | Industry | Refineries | Industry (refineries, non-energetic) | Non-energetic | industry_refinery_demand_others_non_energetic | Others | EU | Energy demand | 0 | not_included_in_FEC
PL | TYNDP2026 | LEV | 2040 | TWh | 220 | Sub_sector | Industry | Refineries | Industry (refineries, non-energetic) | Non-energetic | industry_refinery_demand_ammonia_non_energetic | Ammonia | EU | Energy demand | 0 | not_included_in_FEC
PL | TYNDP2026 | LEV | 2040 | TWh | 222 | Sub_sector | Industry | Steel | Industry (steel) | Energetic | industry_steel_demand_electricity_energetic | Electricity | EU | Energy demand | 4.5943 | FEC
PL | TYNDP2026 | LEV | 2040 | TWh | 223 | Sub_sector | Industry | Steel | Industry (steel) | Energetic | industry_steel_demand_hydrogen_energetic | Hydrogen | EU | Energy demand | 0.21084 | FEC
PL | TYNDP2026 | LEV | 2040 | TWh | 224 | Sub_sector | Industry | Steel | Industry (steel) | Energetic | industry_steel_demand_methane_energetic | Methane | EU | Energy demand | 7.5497 | FEC
PL | TYNDP2026 | LEV | 2040 | TWh | 225 | Sub_sector | Industry | Steel | Industry (steel) | Energetic | industry_steel_demand_heat_energetic | Heat | EU | Energy demand | 0.48651 | FEC
PL | TYNDP2026 | LEV | 2040 | TWh | 226 | Sub_sector | Industry | Steel | Industry (steel) | Energetic | industry_steel_demand_biomass_energetic | Biomass | EU | Energy demand | 6.86e-05 | FEC
PL | TYNDP2026 | LEV | 2040 | TWh | 227 | Sub_sector | Industry | Steel | Industry (steel) | Energetic | industry_steel_demand_coal_energetic | Solids | EU | Energy demand | 6.3525 | FEC
PL | TYNDP2026 | LEV | 2040 | TWh | 228 | Sub_sector | Industry | Steel | Industry (steel) | Energetic | industry_steel_demand_oil_energetic | Liquids | EU | Energy demand | 0.022069 | FEC
PL | TYNDP2026 | LEV | 2040 | TWh | 229 | Sub_sector | Industry | Steel | Industry (steel) | Energetic | industry_steel_demand_others_energetic | Others | EU | Energy demand | 0 | FEC
PL | TYNDP2026 | LEV | 2040 | TWh | 230 | Sub_sector | Industry | Steel | Industry (steel) | Energetic | industry_steel_demand_ammonia_energetic | Ammonia | EU | Energy demand | 0 | FEC
PL | TYNDP2026 | LEV | 2040 | TWh | 232 | Sub_sector | Transport | Cars | Transport (cars) | Energetic | transport_cars_final_demand_electricity | Electricity | EU | Energy demand | 9.9859 | FEC
PL | TYNDP2026 | LEV | 2040 | TWh | 233 | Sub_sector | Transport | Cars | Transport (cars) | Energetic | transport_cars_final_demand_hydrogen | Hydrogen | EU | Energy demand | 3.8092 | FEC
PL | TYNDP2026 | LEV | 2040 | TWh | 234 | Sub_sector | Transport | Cars | Transport (cars) | Energetic | transport_cars_final_demand_methane | Methane | EU | Energy demand | 0.022161 | FEC
PL | TYNDP2026 | LEV | 2040 | TWh | 235 | Sub_sector | Transport | Cars | Transport (cars) | Energetic | transport_cars_final_demand_heat | Heat | EU | Energy demand | 0 | FEC
PL | TYNDP2026 | LEV | 2040 | TWh | 236 | Sub_sector | Transport | Cars | Transport (cars) | Energetic | transport_cars_final_demand_biomass | Biomass | EU | Energy demand | 0 | FEC
PL | TYNDP2026 | LEV | 2040 | TWh | 237 | Sub_sector | Transport | Cars | Transport (cars) | Energetic | transport_cars_final_demand_coal | Solids | EU | Energy demand | 0 | FEC
PL | TYNDP2026 | LEV | 2040 | TWh | 238 | Sub_sector | Transport | Cars | Transport (cars) | Energetic | transport_cars_final_demand_oil | Liquids | EU | Energy demand | 131.7691 | FEC
PL | TYNDP2026 | LEV | 2040 | TWh | 239 | Sub_sector | Transport | Cars | Transport (cars) | Energetic | transport_cars_final_demand_other | Others | EU | Energy demand | 0 | FEC
PL | TYNDP2026 | LEV | 2040 | TWh | 240 | Sub_sector | Transport | Cars | Transport (cars) | Energetic | transport_cars_final_demand_ammonia | Ammonia | EU | Energy demand | 0 | FEC
PL | TYNDP2026 | LEV | 2040 | TWh | 242 | Sub_sector | Transport | Busses | Transport (busses) | Energetic | transport_busses_final_demand_electricity | Electricity | EU | Energy demand | 1.2323 | FEC
PL | TYNDP2026 | LEV | 2040 | TWh | 243 | Sub_sector | Transport | Busses | Transport (busses) | Energetic | transport_busses_final_demand_hydrogen | Hydrogen | EU | Energy demand | 0.25748 | FEC
PL | TYNDP2026 | LEV | 2040 | TWh | 244 | Sub_sector | Transport | Busses | Transport (busses) | Energetic | transport_busses_final_demand_methane | Methane | EU | Energy demand | 0.12322 | FEC
PL | TYNDP2026 | LEV | 2040 | TWh | 245 | Sub_sector | Transport | Busses | Transport (busses) | Energetic | transport_busses_final_demand_heat | Heat | EU | Energy demand | 0 | FEC
PL | TYNDP2026 | LEV | 2040 | TWh | 246 | Sub_sector | Transport | Busses | Transport (busses) | Energetic | transport_busses_final_demand_biomass | Biomass | EU | Energy demand | 0 | FEC
PL | TYNDP2026 | LEV | 2040 | TWh | 247 | Sub_sector | Transport | Busses | Transport (busses) | Energetic | transport_busses_final_demand_coal | Solids | EU | Energy demand | 0 | FEC
PL | TYNDP2026 | LEV | 2040 | TWh | 248 | Sub_sector | Transport | Busses | Transport (busses) | Energetic | transport_busses_final_demand_oil | Liquids | EU | Energy demand | 3.2026 | FEC
PL | TYNDP2026 | LEV | 2040 | TWh | 249 | Sub_sector | Transport | Busses | Transport (busses) | Energetic | transport_busses_final_demand_other | Others | EU | Energy demand | 0 | FEC
PL | TYNDP2026 | LEV | 2040 | TWh | 250 | Sub_sector | Transport | Busses | Transport (busses) | Energetic | transport_busses_final_demand_ammonia | Ammonia | EU | Energy demand | 0 | FEC
PL | TYNDP2026 | LEV | 2040 | TWh | 252 | Sub_sector | Transport | Trucks | Transport (trucks) | Energetic | transport_trucks_final_demand_electricity | Electricity | EU | Energy demand | 1.4363 | FEC
PL | TYNDP2026 | LEV | 2040 | TWh | 253 | Sub_sector | Transport | Trucks | Transport (trucks) | Energetic | transport_trucks_final_demand_hydrogen | Hydrogen | EU | Energy demand | 0.53413 | FEC
PL | TYNDP2026 | LEV | 2040 | TWh | 254 | Sub_sector | Transport | Trucks | Transport (trucks) | Energetic | transport_trucks_final_demand_methane | Methane | EU | Energy demand | 3.0444 | FEC
PL | TYNDP2026 | LEV | 2040 | TWh | 255 | Sub_sector | Transport | Trucks | Transport (trucks) | Energetic | transport_trucks_final_demand_heat | Heat | EU | Energy demand | 0 | FEC
PL | TYNDP2026 | LEV | 2040 | TWh | 256 | Sub_sector | Transport | Trucks | Transport (trucks) | Energetic | transport_trucks_final_demand_biomass | Biomass | EU | Energy demand | 0 | FEC
PL | TYNDP2026 | LEV | 2040 | TWh | 257 | Sub_sector | Transport | Trucks | Transport (trucks) | Energetic | transport_trucks_final_demand_coal | Solids | EU | Energy demand | 0 | FEC
PL | TYNDP2026 | LEV | 2040 | TWh | 258 | Sub_sector | Transport | Trucks | Transport (trucks) | Energetic | transport_trucks_final_demand_oil | Liquids | EU | Energy demand | 42.3934 | FEC
PL | TYNDP2026 | LEV | 2040 | TWh | 259 | Sub_sector | Transport | Trucks | Transport (trucks) | Energetic | transport_trucks_final_demand_other | Others | EU | Energy demand | 0 | FEC
PL | TYNDP2026 | LEV | 2040 | TWh | 260 | Sub_sector | Transport | Trucks | Transport (trucks) | Energetic | transport_trucks_final_demand_ammonia | Ammonia | EU | Energy demand | 0 | FEC
PL | TYNDP2026 | LEV | 2040 | TWh | 262 | Sub_sector | Transport | Vans | Transport (vans) | Energetic | transport_vans_final_demand_electricity | Electricity | EU | Energy demand | 1.4777 | FEC
PL | TYNDP2026 | LEV | 2040 | TWh | 263 | Sub_sector | Transport | Vans | Transport (vans) | Energetic | transport_vans_final_demand_hydrogen | Hydrogen | EU | Energy demand | 0.55806 | FEC
PL | TYNDP2026 | LEV | 2040 | TWh | 264 | Sub_sector | Transport | Vans | Transport (vans) | Energetic | transport_vans_final_demand_methane | Methane | EU | Energy demand | 0.77649 | FEC
PL | TYNDP2026 | LEV | 2040 | TWh | 265 | Sub_sector | Transport | Vans | Transport (vans) | Energetic | transport_vans_final_demand_heat | Heat | EU | Energy demand | 0 | FEC
PL | TYNDP2026 | LEV | 2040 | TWh | 266 | Sub_sector | Transport | Vans | Transport (vans) | Energetic | transport_vans_final_demand_biomass | Biomass | EU | Energy demand | 0 | FEC
PL | TYNDP2026 | LEV | 2040 | TWh | 267 | Sub_sector | Transport | Vans | Transport (vans) | Energetic | transport_vans_final_demand_coal | Solids | EU | Energy demand | 0 | FEC
PL | TYNDP2026 | LEV | 2040 | TWh | 268 | Sub_sector | Transport | Vans | Transport (vans) | Energetic | transport_vans_final_demand_oil | Liquids | EU | Energy demand | 11.0934 | FEC
PL | TYNDP2026 | LEV | 2040 | TWh | 269 | Sub_sector | Transport | Vans | Transport (vans) | Energetic | transport_vans_final_demand_other | Others | EU | Energy demand | 0 | FEC
PL | TYNDP2026 | LEV | 2040 | TWh | 270 | Sub_sector | Transport | Vans | Transport (vans) | Energetic | transport_vans_final_demand_ammonia | Ammonia | EU | Energy demand | 0 | FEC
PL | TYNDP2026 | LEV | 2040 | TWh | 272 | Sub_sector | Transport | Freight trains | Transport (trains) | Energetic | transport_trains_final_demand_electricity | Electricity | EU | Energy demand | 3.2323 | FEC
PL | TYNDP2026 | LEV | 2040 | TWh | 273 | Sub_sector | Transport | Freight trains | Transport (trains) | Energetic | transport_trains_final_demand_hydrogen | Hydrogen | EU | Energy demand | 0 | FEC
PL | TYNDP2026 | LEV | 2040 | TWh | 274 | Sub_sector | Transport | Freight trains | Transport (trains) | Energetic | transport_trains_final_demand_methane | Methane | EU | Energy demand | 0 | FEC
PL | TYNDP2026 | LEV | 2040 | TWh | 275 | Sub_sector | Transport | Freight trains | Transport (trains) | Energetic | transport_trains_final_demand_heat | Heat | EU | Energy demand | 0 | FEC
PL | TYNDP2026 | LEV | 2040 | TWh | 276 | Sub_sector | Transport | Freight trains | Transport (trains) | Energetic | transport_trains_final_demand_biomass | Biomass | EU | Energy demand | 0 | FEC
PL | TYNDP2026 | LEV | 2040 | TWh | 277 | Sub_sector | Transport | Freight trains | Transport (trains) | Energetic | transport_trains_final_demand_coal | Solids | EU | Energy demand | 0 | FEC
PL | TYNDP2026 | LEV | 2040 | TWh | 278 | Sub_sector | Transport | Freight trains | Transport (trains) | Energetic | transport_trains_final_demand_oil | Liquids | EU | Energy demand | 0.73927 | FEC
PL | TYNDP2026 | LEV | 2040 | TWh | 279 | Sub_sector | Transport | Freight trains | Transport (trains) | Energetic | transport_trains_final_demand_other | Others | EU | Energy demand | 0 | FEC
PL | TYNDP2026 | LEV | 2040 | TWh | 280 | Sub_sector | Transport | Freight trains | Transport (trains) | Energetic | transport_trains_final_demand_ammonia | Ammonia | EU | Energy demand | 0 | FEC
PL | TYNDP2026 | LEV | 2040 | TWh | 282 | Sub_sector | Transport | Ships | Transport (ships) | Energetic | transport_ships_final_demand_electricity | Electricity | EU | Energy demand | 0.0062819 | FEC
PL | TYNDP2026 | LEV | 2040 | TWh | 283 | Sub_sector | Transport | Ships | Transport (ships) | Energetic | transport_ships_final_demand_hydrogen | Hydrogen | EU | Energy demand | 0 | FEC
PL | TYNDP2026 | LEV | 2040 | TWh | 284 | Sub_sector | Transport | Ships | Transport (ships) | Energetic | transport_ships_final_demand_methane | Methane | EU | Energy demand | 0 | FEC
PL | TYNDP2026 | LEV | 2040 | TWh | 285 | Sub_sector | Transport | Ships | Transport (ships) | Energetic | transport_ships_final_demand_heat | Heat | EU | Energy demand | 0 | FEC
PL | TYNDP2026 | LEV | 2040 | TWh | 286 | Sub_sector | Transport | Ships | Transport (ships) | Energetic | transport_ships_final_demand_biomass | Biomass | EU | Energy demand | 0 | FEC
PL | TYNDP2026 | LEV | 2040 | TWh | 287 | Sub_sector | Transport | Ships | Transport (ships) | Energetic | transport_ships_final_demand_coal | Solids | EU | Energy demand | 0 | FEC
PL | TYNDP2026 | LEV | 2040 | TWh | 288 | Sub_sector | Transport | Ships | Transport (ships) | Energetic | transport_ships_final_demand_oil | Liquids | EU | Energy demand | 0.020649 | FEC
PL | TYNDP2026 | LEV | 2040 | TWh | 289 | Sub_sector | Transport | Ships | Transport (ships) | Energetic | transport_ships_final_demand_other | Others | EU | Energy demand | 0 | FEC
PL | TYNDP2026 | LEV | 2040 | TWh | 290 | Sub_sector | Transport | Ships | Transport (ships) | Energetic | transport_ships_final_demand_ammonia | Ammonia | EU | Energy demand | 0 | FEC
PL | TYNDP2026 | LEV | 2040 | TWh | 292 | Sub_sector | Transport | Planes | Transport (planes) | Energetic | transport_planes_final_demand_electricity | Electricity | EU | Energy demand | 0 | FEC
PL | TYNDP2026 | LEV | 2040 | TWh | 293 | Sub_sector | Transport | Planes | Transport (planes) | Energetic | transport_planes_final_demand_hydrogen | Hydrogen | EU | Energy demand | 0 | FEC
PL | TYNDP2026 | LEV | 2040 | TWh | 294 | Sub_sector | Transport | Planes | Transport (planes) | Energetic | transport_planes_final_demand_methane | Methane | EU | Energy demand | 0 | FEC
PL | TYNDP2026 | LEV | 2040 | TWh | 295 | Sub_sector | Transport | Planes | Transport (planes) | Energetic | transport_planes_final_demand_heat | Heat | EU | Energy demand | 0 | FEC
PL | TYNDP2026 | LEV | 2040 | TWh | 296 | Sub_sector | Transport | Planes | Transport (planes) | Energetic | transport_planes_final_demand_biomass | Biomass | EU | Energy demand | 0 | FEC
PL | TYNDP2026 | LEV | 2040 | TWh | 297 | Sub_sector | Transport | Planes | Transport (planes) | Energetic | transport_planes_final_demand_coal | Solids | EU | Energy demand | 0 | FEC
PL | TYNDP2026 | LEV | 2040 | TWh | 298 | Sub_sector | Transport | Planes | Transport (planes) | Energetic | transport_planes_final_demand_oil | Liquids | EU | Energy demand | 0.35228 | FEC