## Info
Installed Capacity [GW] |  | Info KPI | Notes
Electricity | Wind Onshore | Onshore wind
| Wind Offshore Radial | Radially connected to the e-market
| Wind Offshore Hub | Connected to an offshore hub, that can be connected to multiple e-market zones
| Solar PV | Solar PV rooftop and Solar PV utility | Not including Behind-the-Meter PV capacities for AT/CH/HU
| Solar CSP | Concentrated Solar Power
| SRES Electricity | Electricity production from shared renewable power plants | Including SRES Onshore Wind, SRES Offshore Wind, SRES Solar
| Run of River | Run of River power plant
| Pondage | Pondage power plant
| Reservoir | Reservoir power plant
| PS Turbine | Pump storage power plant (turbine capacity) | Including open and closed pump storages
| PS Pump | Pump storage power plant (pump capacity) | Including open and closed pump storages
| Biofuel | Power units combining biofuel with their standard fuel
| Other RES | Other renewable power plants | Including bio-fuels, marine, geothermal, waste, and any other small renewable technologies
| Nuclear | Nuclear power plants
| Natural Gas | Gas-fired power plants | Including CCGT, OCGT and Conventional Gas
| Crude Oil | Oil-fired power plants | Including Light Oil and Heavy Oil
| Coal | Coal-fired power plants | Including Lignite and Hard Coal
| Hydrogen GT | Hydrogen-fired power plants | Including Hydrogen CCGT and OCGT
| Fuel Cell | Hydrogen fuel cells
| Other Non RES | Other non-renewable power plants | Including CHP that is used in district heating & industry. Fuel use can be gas, coal, lignite, and oil.
| Adequacy Units | Additional power generation to meet system adequacy | Only applicable in SoS runs
| Batteries | Li-Ion utility-scale and home batteries | Not including BTM Battery capacities for DE/AT/CH/HU
H2 | SMR (Blue) and Pyrolisis | Steam methane reformers with carbon capture and storage (CCS) and pyrolysis
| SMR (Grey) | Steam methane reformers without CCS
| Electrolyzers E-Market (P2G) | Electrolyzers between the electricity and hydrogen market
| Electrolyzers DRES (P2G) | Electrolyzers dedicated to renewable power plants
| Electrolyzers SRES (P2G) | Electrolyzers dedicated to renewable power plants, remaining RES production is fed into the electricity grid
| H2 Adequacy Units | Additional H2 generation to meet system adequacy | Only applicable in SoS runs
| NH3 Imports - High Band | NH3 imports in the high price band
| NH3 Imports - Low Band | NH3 imports in the low price band (0 €/MWh)
| NH3 Terminal Capacity | NH3 terminal for NH3 imports
| Non-EU H2 Imports - High Band | H2 imports from non-EU countries in the high price band | Maximum value of the hourly Available Capacity (Max Supply Potential from variable profile)
| Non-EU H2 Imports - Low Band | H2 imports from non-EU countries in the low price band (0 €/MWh) | Available Capacity of the generator type (Supply Potential = flat profile over the year)
| Non-EU H2 Pipeline Capacity | H2 imports from non-EU countries | Algeria, Morocco, Norway, Tunesia, Ukraine
| EU Cross-Border Pipeline Capacity (Import) | Imports from neighbouring countries
| EU Cross-Border Pipeline Capacity (Export) | Exports to neighbouring countries
| H2 Storage Injection Capacity [MW] | H2 injected into H2 storage
| H2 Storage Withdrawal Capacity [GW] | H2 extracted from H2 storage
| H2 Storage WGV [TWh] | Working gas volume of H2 storage
| SNG Capacity (from H2) | H2 consumption for SNG production
| E-Liquids Capacity (from H2) | H2 consumption for e-liquids production
Generation [TWh] |  | Info KPI | Notes
Electricity | ENS | Electricity demand that is not met
| RES Curtailment | Renewable curtailment from onshore wind, offshore wind, solar PV, solar CSP, SRES electricity and other RES
Electricity - Flexibility | Batteries Charging | Li-ion home and utility-scale battery load, including losses
| Batteries Discharging | Discharge of Li-ion utility-scale and home Batteries
| EV Discharging (Prosumer) | Residential EV vehicle-to-grid | Discharging of Prosumer EV Charging Station (EV Battery Discharging - Losses)
| EV Discharging (E-Market) | Street EV vehicle-to-grid | Discharging of Street EV Charging Station (EV Battery Discharging - Losses)
| DSR | Demand Side Management
H2 | H2 Storage Injection | H2 Injected into H2 storage
| Max Hourly State of Charge [%] | Maximum of aggregated hourly state of charge of H2 storages | 100% means that at some point all storages were at 100% in that country
Heat | Heat Production from H2 HHP [TWh Heat] | (HHP = HP + Boiler) Heat production from hybrid hydrogen heat pumps and hydrogen boilers | Input of heat demand for H2 HHPs
| Share of Heat from H2 Boilers [%] | Share of heat production from hydrogen boilers | Result of model dispatch
| Heat Production from CH4 HHP [TWh Heat] | (HHP = HP + Boiler) Heat production from hybrid methane heat pumps and methane boilers | Input of heat demand for CH4 HHPs
| Share of Heat from CH4 Boilers [%] | Share of heat production from methane boilers | Result of model dispatch
CO2 | CO2 Emissions Electricity Sector [Mt] | Total CO2 emissions from the electricity sector
| CO2 Emissions Hydrogen Sector [Mt] | Total CO2 emissions from the hydrogen sector
FLH [h]
Full Load Hours = Generation [TWh] / Installed Capacity [GW] *1000
Exchange [TWh] |  | Info KPI | Notes
Electricity | Imports | Electricity imports from neighbouring countries
| Exports | Electricity exports to neighbouring countries
H2 | NH3 Imports | Total NH3 Imports
| Non-EU Imports | Total H2 Imports from non-EU countries | Algeria, Morocco, Norway, Tunesia, Ukraine
| EU Imports | H2 imports from neighbouring countries
| EU Exports | H2 exports to neighbouring countries
E-Fuels | SNG Imports [TWh H2] | SNG imports in H2 units | Only on EU level
| E-Liquid Imports [TWh H2] | E-liquid imports in H2 units | Only on EU level
Consumption [TWh] |  | Info KPI | Notes
Electricity | Native Demand (Prosumer) | Native residential demand | From Input Files
| Fixed Load (Prosumer) | Behind-the-meter supply for DE/AT/CH/HU | DE: behind-the-meter battery dispatch
AT/CH/HU: behind-the-meter solar rooftop PV + battery dispatch
Note: Negative values = supply, positive values = load
| Charging Station Load (Prosumer) | Residential EV charging, including losses
| Native Demand (E-Market) | Native industrial demand | From Input Files
| Fixed Load (Emarket) | Fixed exchanges
| Charging Station Load (E-Market) | Street EV charging, including losses
| PS Pump Load | Electrical load for pumps (PS Open & PS Closed)
| Electrolyzers E-Market (P2G) | Electricity fed into the electrolyzers between the electricity and H2 market
| Electricity for H2 HHPs | Electricity consumption by hydrogen hybrid heat pumps (H2 HHPs)
| Electricity for CH4 HHPs | Electricity consumption by methane hybrid heat pumps (CH4 HHPs)
H2 | H2 Demand | Hydrogen demand (zone 1 and zone 2)
| Shortage Quantity | ENS (Energy Not Served): H2 demand that is not met
| H2 for Hydrogen GT | H2 as a fuel for hydrogen power plants
| H2 for HHP Boilers | H2 used in HHP boilers
| H2 to SNG | H2 used for SNG production
| H2 to E-Liquids | H2 used for e-liquids production
Methane | CH4 for HHP Boilers | Methane consumption in CH4 HHP boilers
CO2 | CO2 to E-Fuels [kt] | CO2 consumption for E-Fuels
Fuels | E-Fuel Demand [TWh H2] | Native Demand of SNG and e-liquids | Only on EU level
| E-Fuel Shortage [TWh H2] | Unserved Energy of SNG and e-liquids | Only on EU level
Prices [€/MWh] |  | Info KPI | Notes
Electricity | 10%-Quan. | 10% quantile of load-weighted prices | The Load-Weighted Average is defined as the weighted average price for each country based on the PLEXOS outputs Node.Price and Node.Load using a two-step process. First, weighted average prices are obtained by combining eMarket and Prosumer nodes values for country and for each hour of the year (e.g., DE00 and DE00RETE for Germany). Then, country-level hourly values from the first step are used to calculate yearly average prices weighted by total load (i.e., the sum of eMarket and Prosumer nodes load values)
| Load-Weighted Average | Load-weighted average
| 90%-Quan. | 90% quantile of load-weighted prices
H2 | 10%-Quan. | 10% quantile of load-weighted prices
| Load-Weighted Average | Load-weighted average
| 90%-Quan. | 90% quantile of load-weighted prices
Import Share [%] |  | Info KPI | Notes
H2 | Share of Domestic Production (Supply %) | TOTAL Domestic H2 Generation / (TOTAL Domestic H2 Generation + non-EU Imports + NH3 Imports) | TOTAL Domestic H2 Generation = SMR (Blue) and Pyrolisis + SMR (Grey) + P2G E-Market + P2G DRES + P2G SRES
| Share of Non-EU Imports (Supply %) | (non-EU Imports + NH3 Imports) / (TOTAL Domestic H2 Generation + non-EU Imports + NH3 Imports)
Energy Balance [TWh] |  | Info KPI | Notes
Electricity + | Electricity Generation | Sum of all electricity generation | Row 49-68
| DSR | DSR | Row 75
| Net Imports | Electricity Imports - Exports | Row 130-131
| Electricity Shortage | ENS | Row 69
Electricity - | Electricity Demand (Native + Fixed) | Native Demand (Prosumer) + Fixed Load (Prosumer) + Native Demand (E-Market) + Fixed Load (E-Market) | Row 139-140, 142-143
| Pump Load | PS Pump Load | Row 145
| Electrolyzer Load | Electrolyzers E-Market (P2G) | Row 146
| Heat Electrical Usage | Electricity for H2 HHPs + Electricity for CH4 HHPs | Row 147-148
| Net Battery Load | Batteries Charging - Batteries Discharging | Row 71-72
| Net EV Load | Charging Station Load (Prosumer) - EV Discharging (Prosumer) + Charging Station Load (E-Market) - EV Discharging (E-Market) | Row 141, 73, 144, 74
Electricity Balance |  | (Sum of Electricity +) - (Sum of Electricity -)
H2 + | H2 Domestic Production | SMR (Blue) and Pyrolisis + SMR (Grey) + Electrolyzers E-Market (P2G) + Electrolyzers DRES (P2G) + Electrolyzers SRES (P2G) | Row 76-80
| NH3 Imports | NH3 Imports | Row 132
| Non-EU Imports | Non-EU Imports | Row 133
| Net EU Imports | EU Imports - EU Exports | Row 134-135
| H2 Shortage | Shortage Quantity | Row 150
H2 - | H2 Demand | H2 Demand | Row 149
| H2 to Hydrogen GT | H2 for Hydrogen GT | Row 151
| H2 to Heat | H2 for HHP Boilers | Row 152
| H2 to eFuels | H2 to SNG + H2 to E-Liquids | Row 153-154
| Net H2 Storage Load | H2 Storage Injection - H2 Storage Withdrawal | Row 86-87
H2 Balance |  | (Sum of H2 +) - (Sum of H2 -)

## EU27
|  | I/R | 2030 |  |  |  | 2035 |  |  |  | 2040 |  |  |  | 2050
|  |  | CY1 | CY2 | CY3 | Weighted WS | WS032 | WS037 | WS059 | Weighted WS | WS065 | WS071 | WS077 | Weighted WS | CY1 | CY2 | CY3 | Weighted WS
Installed Capacity [GW]
Electricity | Wind Onshore | I |  |  |  |  | 455.7896 | 455.7896 | 455.7896 | 455.7896 | 527.0356 | 527.0356 | 527.0356 | 527.0356
| Wind Offshore Radial | I |  |  |  |  | 96.5188 | 96.5188 | 96.5188 | 96.5188 | 130.1377 | 130.1377 | 130.1377 | 130.1377
| Wind Offshore Hub | I |  |  |  |  | 62.3812 | 62.3812 | 62.3812 | 62.3812 | 131.2224 | 131.2224 | 131.2224 | 131.2224
| Solar PV | I |  |  |  |  | 897.1373 | 897.1373 | 897.1373 | 897.1373 | 1143.945 | 1143.945 | 1143.945 | 1143.945
| Solar CSP | I |  |  |  |  | 4.955 | 4.955 | 4.955 | 4.955 | 5.435 | 5.435 | 5.435 | 5.435
| SRES Electricity | I |  |  |  |  | 68.861 | 68.861 | 68.861 | 68.861 | 103.768 | 103.768 | 103.768 | 103.768
| Run of River | I |  |  |  |  | 39.4441 | 39.4441 | 39.4441 | 39.4441 | 39.5266 | 39.5266 | 39.5266 | 39.5266
| Pondage | I |  |  |  |  | 4.6338 | 4.6338 | 4.6338 | 4.6338 | 4.7478 | 4.7478 | 4.7478 | 4.7478
| Reservoir | I |  |  |  |  | 65.0186 | 65.0186 | 65.0186 | 65.0186 | 65.6846 | 65.6846 | 65.6846 | 65.6846
| PS Turbine | I |  |  |  |  | 58.8507 | 58.8507 | 58.8507 | 58.8507 | 68.7907 | 68.7907 | 68.7907 | 68.7907
| PS Pump | I |  |  |  |  | 54.4793 | 54.4793 | 54.4793 | 54.4793 | 64.3468 | 64.3468 | 64.3468 | 64.3468
| Biofuel | I |  |  |  |  | 6.8104 | 6.8104 | 6.8104 | 6.8104 | 5.24 | 5.24 | 5.24 | 5.24
| Other RES | I |  |  |  |  | 33.453 | 33.453 | 33.453 | 33.453 | 31.906 | 31.906 | 31.906 | 31.906
| Nuclear | I |  |  |  |  | 97.293 | 97.293 | 97.293 | 97.293 | 120.113 | 120.113 | 120.113 | 120.113
| Natural Gas | I |  |  |  |  | 176.561 | 176.561 | 176.561 | 176.561 | 125.4002 | 125.4002 | 125.4002 | 125.4002
| Crude Oil | I |  |  |  |  | 3.8112 | 3.8112 | 3.8112 | 3.8112 | 1.7951 | 1.7951 | 1.7951 | 1.7951
| Coal | I |  |  |  |  | 15.9071 | 15.9071 | 15.9071 | 15.9071 | 5.2136 | 5.2136 | 5.2136 | 5.2136
| Hydrogen GT | I |  |  |  |  | 20.4236 | 20.4236 | 20.4236 | 20.4236 | 70.4335 | 70.4335 | 70.4335 | 70.4335
| Fuel Cell | I | [8 empty] | 0.03 | 0.03 | 0.03 | 0.03
| Other Non RES | I |  |  |  |  | 26.329 | 26.329 | 26.329 | 26.329 | 21.2653 | 21.2653 | 21.2653 | 21.2653
| Adequacy Units | I
| Batteries | I |  |  |  |  | 144.9794 | 144.9794 | 144.9794 | 144.9794 | 208.3462 | 208.3462 | 208.3462 | 208.3462
| Batteries [GWh] | I |  |  |  |  | 621.0722 | 621.0722 | 621.0722 | 621.0722 | 1060.9318 | 1060.9318 | 1060.9318 | 1060.9318
H2 | SMR (Blue) and Pyrolisis | I |  |  |  |  | 11.6616 | 11.6616 | 11.6616 | 11.6616 | 12.9958 | 12.9958 | 12.9958 | 12.9958
| SMR (Grey) | I |  |  |  |  | 6.306 | 6.306 | 6.306 | 6.306 | 3.738 | 3.738 | 3.738 | 3.738
| Electrolyzers E-Market (P2G) [GW Elec] | I |  |  |  |  | 96.8518 | 96.8518 | 96.8518 | 96.8518 | 179.1398 | 179.1398 | 179.1398 | 179.1398
| Electrolyzers DRES (P2G) [GW Elec] | I |  |  |  |  | 12.8248 | 12.8248 | 12.8248 | 12.8248 | 15.9553 | 15.9553 | 15.9553 | 15.9553
| Electrolyzers SRES (P2G) [GW Elec] | I |  |  |  |  | 30.2568 | 30.2568 | 30.2568 | 30.2568 | 47.6001 | 47.6001 | 47.6001 | 47.6001
| H2 Adequacy Units | I
| NH3 Imports - High Band | I |  |  |  |  | 6.6555 | 6.6555 | 6.6555 | 6.6555 | 12.5318 | 12.5318 | 12.5318 | 12.5318
| NH3 Imports - Low Band | I |  |  |  |  | 6.6555 | 6.6555 | 6.6555 | 6.6555 | 12.5318 | 12.5318 | 12.5318 | 12.5318
| NH3 Terminal Capacity | I |  |  |  |  | 13.3123 | 13.3123 | 13.3123 | 13.3123 | 33.683 | 33.683 | 33.683 | 33.683
| Non-EU H2 Imports - High Band | I |  |  |  |  | 10.359 | 10.359 | 10.359 | 10.359 | 15.3544 | 15.3544 | 15.3544 | 15.3544
| Non-EU H2 Imports - Low Band | I |  |  |  |  | 6.2169 | 6.2169 | 6.2169 | 6.2169 | 10.9789 | 10.9789 | 10.9789 | 10.9789
| Non-EU H2 Pipeline Capacity | I |  |  |  |  | 20.904 | 20.904 | 20.904 | 20.904 | 28.8842 | 28.8842 | 28.8842 | 28.8842
| EU Cross-Border Pipeline Capacity (Import) | I |  |  |  |  | country level specific | country level specific | country level specific | country level specific | country level specific | country level specific | country level specific | country level specific
| EU Cross-Border Pipeline Capacity (Export) | I |  |  |  |  | country level specific | country level specific | country level specific | country level specific | country level specific | country level specific | country level specific | country level specific
| H2 Storage Injection Capacity | I |  |  |  |  | 56.353 | 56.353 | 56.353 | 56.353 | 108.833 | 108.833 | 108.833 | 108.833
| H2 Storage Withdrawal Capacity [GW] | I |  |  |  |  | 57.512 | 57.512 | 57.512 | 57.512 | 96.107 | 96.107 | 96.107 | 96.107
| H2 Storage WGV [TWh] | I |  |  |  |  | 26.09 | 26.09 | 26.09 | 26.09 | 43.093 | 43.093 | 43.093 | 43.093
| SNG Capacity (from H2) | I |  |  |  |  | 0.98307 | 0.98307 | 0.98307 | 0.98307 | 1.4082 | 1.4082 | 1.4082 | 1.4082
| E-Liquids Capacity (from H2) | I |  |  |  |  | 14.1619 | 14.1619 | 14.1619 | 14.1619 | 23.546 | 23.546 | 23.546 | 23.546
Generation [TWh]
Electricity | Wind Onshore | R |  |  |  |  | 1149.2534 | 1253.3926 | 1227.3793 | 1219.8148 | 1343.8923 | 1352.5689 | 1244.663 | 1307.6712
| Wind Offshore Radial | R |  |  |  |  | 372.2976 | 378.4804 | 388.3385 | 380.2497 | 488.8163 | 484.6552 | 462.342 | 476.5621
| Wind Offshore Hub | R |  |  |  |  | 238.6028 | 237.6228 | 252.2874 | 242.6973 | 490.3031 | 484.3443 | 482.9007 | 484.9586
| Solar PV | R |  |  |  |  | 989.346 | 933.7109 | 984.3085 | 963.7605 | 1293.8503 | 1168.7447 | 1220.9866 | 1214.6626
| Solar CSP | R |  |  |  |  | 7.0428 | 6.9578 | 6.5524 | 6.8444 | 7.5494 | 6.4676 | 7.1578 | 6.96
| SRES Electricity | R |  |  |  |  | 4.9842 | 6.8182 | 6.4663 | 6.2619 | 9.2786 | 9.8376 | 9.4413 | 9.5673
| Run of River | R |  |  |  |  | 122.5192 | 144.6493 | 127.8853 | 133.806 | 118.7292 | 137.8282 | 131.5757 | 131.5074
| Pondage | R |  |  |  |  | 12.9733 | 16.5499 | 13.9736 | 14.8413 | 14.6339 | 16.2179 | 13.7794 | 14.9257
| Reservoir | R |  |  |  |  | 147.971 | 178.0523 | 179.9321 | 171.4531 | 164.0505 | 193.4882 | 175.1825 | 180.2784
| PS Turbine | R |  |  |  |  | 113.9616 | 110.6383 | 121.1421 | 114.9022 | 142.9599 | 143.3582 | 133.6023 | 139.3761
| Biofuel | R |  |  |  |  | 30.382 | 34.2638 | 29.9795 | 31.9183 | 28.2061 | 31.7555 | 30.7142 | 30.6291
| Other RES | R |  |  |  |  | 179.5706 | 180.5313 | 179.1043 | 179.8298 | 169.7097 | 170.5363 | 170.9265 | 170.527
| Nuclear | R |  |  |  |  | 593.6566 | 596.0528 | 580.3133 | 590.2837 | 717.4379 | 731.5615 | 735.5098 | 730.3161
| Natural Gas | R |  |  |  |  | 301.3269 | 190.2509 | 222.4679 | 227.5407 | 148.1467 | 150.0737 | 181.4389 | 162.2344
| Crude Oil | R |  |  |  |  | 0.24967 | 0.092764 | 0.10629 | 0.13488 | 0.14676 | 0.53986 | 0.30463 | 0.36715
| Coal | R |  |  |  |  | 5.5061 | 3.4278 | 4.517 | 4.286 | 1.0137 | 1.8938 | 0.39983 | 1.1202
| Hydrogen GT | R |  |  |  |  | 6.5631 | 6.1739 | 8.2116 | 6.9398 | 30.5192 | 39.5852 | 27.7618 | 33.0426
| Fuel Cell | R | [8 empty] | 0.0033863 | 0.010286 | 0.00168 | 0.0054635
| Other Non RES | R |  |  |  |  | 62.8457 | 52.5756 | 55.6089 | 56.0414 | 39.3218 | 37.2217 | 44.1108 | 40.3974
| Adequacy Units | R
| ENS | R |  |  |  |  | 0.059221 | 0.18196 | 1.3748 | 0.54613 | 2.3324 | 3.8559 | 0.50835 | 2.2122
| RES Curtailment | R |  |  |  |  | 129.7633 | 123.1102 | 137.0206 | 129.2974 | 223.8831 | 181.1473 | 193.3627 | 194.5806
Electricity - Flexibility | Batteries Charging | R |  |  |  |  | 150.4616 | 147.9733 | 151.2893 | 149.6648 | 220.3841 | 208.6952 | 206.5889 | 210.1905
| Batteries Discharging | R |  |  |  |  | 135.6319 | 133.3325 | 136.2792 | 134.8568 | 198.6513 | 187.9725 | 186.1602 | 189.3833
| EV Discharging (Prosumer) | R |  |  |  |  | 16.9938 | 14.5931 | 17.5661 | 16.1503 | 32.3417 | 30.1363 | 28.3916 | 29.8795
| EV Discharging (E-Market) | R |  |  |  |  | 0.82713 | 0.50705 | 0.81657 | 0.68601 | 2.6217 | 2.0727 | 1.9035 | 2.1148
| DSR | R |  |  |  |  | 5.1212 | 5.5279 | 6.5256 | 5.7595 | 11.2325 | 20.3556 | 17.403 | 17.3499
H2 | SMR (Blue) and Pyrolisis | R |  |  |  |  | 97.0619 | 97.1175 | 97.0535 | 97.0831 | 108.8621 | 109.3616 | 109.19 | 109.193
| SMR (Grey) | R |  |  |  |  | 21.7743 | 22.643 | 18.0044 | 20.9038 | 12.0886 | 13.086 | 13.7272 | 13.143
| Electrolyzers E-Market (P2G) | R |  |  |  |  | 249.0076 | 237.1378 | 256.1212 | 246.2511 | 471.6565 | 469.3259 | 421.8764 | 450.8122
| Electrolyzers DRES (P2G) | R |  |  |  |  | 30.559 | 31.7113 | 31.4949 | 31.3633 | 40.8276 | 42.8368 | 41.4196 | 41.8681
| Electrolyzers SRES (P2G) | R |  |  |  |  | 89.6309 | 95.2459 | 92.9938 | 93.1551 | 119.2328 | 120.5664 | 115.3742 | 118.2228
| H2 Adequacy Units | R
| NH3 Imports - High Band | R |  |  |  |  | 5.8873e-05 | 1.9625e-05 | 5.8873e-05 | 4.1996e-05 | 2.1836 | 15.016 | 13.3125 | 11.7681
| NH3 Imports - Low Band | R |  |  |  |  | 58.3022 | 58.3022 | 58.3022 | 58.3022 | 109.7789 | 109.7789 | 109.7789 | 109.7789
| Non-EU H2 Imports - High Band | R |  |  |  |  | 39.845 | 40.3438 | 35.5321 | 38.6362 | 55.3081 | 57.2633 | 64.6503 | 59.8271
| Non-EU H2 Imports - Low Band | R |  |  |  |  | 52.6278 | 52.6278 | 52.6278 | 52.6278 | 87.1736 | 87.175 | 87.175 | 87.1747
| H2 Storage Injection | R |  |  |  |  | 80.6917 | 78.6281 | 81.7388 | 80.1499 | 133.3725 | 133.2629 | 113.8482 | 125.519
| H2 Storage Withdrawal | R |  |  |  |  | 79.8848 | 77.8536 | 80.9231 | 79.354 | 132.0406 | 131.936 | 112.7097 | 124.2664
| Max Hourly State of Charge [%] | R |  |  |  |  | country level specific | country level specific | country level specific | country level specific | country level specific | country level specific | country level specific | country level specific
Heat | Heat Production from H2 HHP [TWh Heat] | I |  |  |  |  | 6.3752 | 6.3504 | 6.3752 | 6.3645 | 8.0381 | 8.0381 | 8.0381 | 8.0381
| Share of Heat from H2 Boilers [%] | R |  |  |  |  | 12.617 | 11.3001 | 17.189 | 13.5595 | 7.432 | 6.8288 | 5.7994 | 6.5377
| Heat Production from CH4 HHP [TWh Heat] | I |  |  |  |  | 95.2587 | 94.9368 | 95.2587 | 95.1202 | 138.6016 | 138.6016 | 138.6016 | 138.6016
| Share of Heat from CH4 Boilers [%] | R |  |  |  |  | 40.0859 | 34.4338 | 33.2762 | 35.4083 | 30.389 | 36.6829 | 38.0522 | 35.9718
CO2 | CO2 Emissions Electricity Sector [Mt] | R |  |  |  |  | 129.7532 | 88.4967 | 100.3784 | 102.3192 | 54.6465 | 55.796 | 64.7018 | 59.1284
| CO2 Emissions Hydrogen Sector [Mt] | R |  |  |  |  | 7.4717 | 7.692 | 6.603 | 7.2798 | 4.7328 | 5.0867 | 5.1558 | 5.0436
FLH [h]
Electricity | Wind Onshore | R |  |  |  |  | 2521.456 | 2749.9369 | 2692.8637 | 2676.2674 | 2549.908 | 2566.371 | 2361.6299 | 2481.182
| Wind Offshore Radial | R |  |  |  |  | 3857.2547 | 3921.3124 | 4023.4495 | 3939.6438 | 3756.1471 | 3724.1721 | 3552.7136 | 3661.9837
| Wind Offshore Hub | R |  |  |  |  | 3930.5871 | 3914.4443 | 4156.0196 | 3998.0384 | 3911.3979 | 3863.8611 | 3852.3451 | 3868.7621
| Solar PV | R |  |  |  |  | 1102.7811 | 1040.767 | 1097.1659 | 1074.262 | 1131.0424 | 1021.6791 | 1067.3473 | 1061.8191
| Solar CSP | R |  |  |  |  | 1421.3449 | 1404.2053 | 1322.3742 | 1381.3146 | 1389.0254 | 1189.9844 | 1316.9908 | 1280.5952
| SRES Electricity | R |  |  |  |  | 72.3804 | 99.0142 | 93.903 | 90.9354 | 89.4167 | 94.8039 | 90.985 | 92.1989
| Run of River | R |  |  |  |  | 3106.1479 | 3667.1973 | 3242.1904 | 3392.2932 | 3003.7808 | 3486.9726 | 3328.7885 | 3327.0606
| Pondage | R |  |  |  |  | 2799.6884 | 3571.5328 | 3015.551 | 3202.8162 | 3082.2244 | 3415.8559 | 2902.2446 | 3143.6851
| Reservoir | R |  |  |  |  | 2275.8255 | 2738.4829 | 2767.3943 | 2636.9859 | 2497.5495 | 2945.7156 | 2667.025 | 2744.6062
| PS Turbine | R |  |  |  |  | 1936.4514 | 1879.9823 | 2058.4647 | 1952.4341 | 2078.1854 | 2083.9754 | 1942.1552 | 2026.0893
| Biofuel | R |  |  |  |  | 4461.0833 | 5031.0574 | 4401.9909 | 4686.6717 | 5382.8323 | 6060.1939 | 5861.4781 | 5845.2353
| Other RES | R |  |  |  |  | 5367.8536 | 5396.5702 | 5353.9131 | 5375.6014 | 5319.0581 | 5344.9673 | 5357.1956 | 5344.6768
| Nuclear | R |  |  |  |  | 6101.7409 | 6126.3697 | 5964.595 | 6067.0731 | 5973.0268 | 6090.6131 | 6123.4843 | 6080.2443
| Natural Gas | R |  |  |  |  | 1706.6449 | 1077.5366 | 1260.0059 | 1288.7375 | 1181.3916 | 1196.7584 | 1446.8794 | 1293.7334
| Crude Oil | R |  |  |  |  | 65.5089 | 24.3398 | 27.8882 | 35.3913 | 81.7591 | 300.7423 | 169.7014 | 204.5293
| Coal | R |  |  |  |  | 346.1421 | 215.4903 | 283.9629 | 269.4427 | 194.4257 | 363.2471 | 76.6892 | 214.8597
| Hydrogen GT | R |  |  |  |  | 321.3497 | 302.2946 | 402.062 | 339.7911 | 433.3049 | 562.0226 | 394.1565 | 469.1326
| Fuel Cell | R | [8 empty] | 112.8774 | 342.8538 | 56 | 182.117
| Other Non RES | R |  |  |  |  | 2386.9371 | 1996.8686 | 2112.0781 | 2128.5042 | 1849.1084 | 1750.3494 | 2074.3117 | 1899.6862
| Adequacy Units | R
| Batteries | R |  |  |  |  | 935.5251 | 919.6654 | 939.9902 | 930.1789 | 953.4674 | 902.2121 | 893.514 | 908.9839
H2 | SMR (Blue) and Pyrolisis | R |  |  |  |  | 8323.2234 | 8327.9868 | 8322.5035 | 8325.0341 | 8376.7217 | 8415.1534 | 8401.9499 | 8402.1857
| SMR (Grey) | R |  |  |  |  | 3452.9424 | 3590.7137 | 2855.1153 | 3314.9011 | 3233.9799 | 3500.7951 | 3672.3263 | 3516.0445
| Electrolyzers E-Market (P2G) | R |  |  |  |  | 3713.3828 | 3536.372 | 3819.4669 | 3672.2759 | 3786.4542 | 3767.7436 | 3386.8195 | 3619.1161
| Electrolyzers DRES (P2G) | R |  |  |  |  | 3404.0173 | 3532.3691 | 3508.2747 | 3493.6135 | 3604.0433 | 3781.4022 | 3656.305 | 3695.8915
| Electrolyzers SRES (P2G) | R |  |  |  |  | 4231.9127 | 4497.0216 | 4390.6925 | 4398.3069 | 3528.0056 | 3567.4668 | 3413.8316 | 3498.1205
| H2 Adequacy Units | R
| NH3 Terminals (Import) | R |  |  |  |  | 4379.5853 | 4379.5823 | 4379.5853 | 4379.584 | 3324.007 | 3704.9825 | 3654.4077 | 3608.5574
| Non-EU H2 Pipelines (Import) | R |  |  |  |  | 4423.695 | 4447.5602 | 4217.3793 | 4365.8729 | 4932.8635 | 5000.6005 | 5256.3482 | 5089.3522
| H2 Pipelines (Import) | R |  |  |  |  | country level specific | country level specific | country level specific | country level specific | country level specific | country level specific | country level specific | country level specific
| H2 Pipelines (Export) | R |  |  |  |  | country level specific | country level specific | country level specific | country level specific | country level specific | country level specific | country level specific | country level specific
| H2 to SNG | R |  |  |  |  | 6726.9169 | 5363.3078 | 7759.1196 | 6481.1919 | 4503.8895 | 3707.4495 | 3411.4725 | 3748.3467
| H2 to E-Liquids | R |  |  |  |  | 8487.3354 | 8234.2554 | 8455.3746 | 8367.9639 | 7062.1615 | 6130.83 | 5514.6415 | 6070.6209
Exchange [TWh]
Electricity | Imports | R |  |  |  |  | country level specific | country level specific | country level specific | country level specific | country level specific | country level specific | country level specific | country level specific
| Exports | R |  |  |  |  | country level specific | country level specific | country level specific | country level specific | country level specific | country level specific | country level specific | country level specific
H2 | NH3 Imports | R |  |  |  |  | 58.3022 | 58.3022 | 58.3022 | 58.3022 | 111.9625 | 124.7949 | 123.0913 | 121.547
| Non-EU Imports | R |  |  |  |  | 92.4727 | 92.9716 | 88.1599 | 91.264 | 142.4817 | 144.4382 | 151.8253 | 147.0018
| EU Imports | R |  |  |  |  | country level specific | country level specific | country level specific | country level specific | country level specific | country level specific | country level specific | country level specific
| EU Exports | R |  |  |  |  | country level specific | country level specific | country level specific | country level specific | country level specific | country level specific | country level specific | country level specific
E-Fuels | SNG Imports [TWh H2] | R |  |  |  |  | 14.5594 | 15.8999 | 13.5447 | 14.801 | 31.6863 | 32.8078 | 33.2246 | 32.7502
| E-Liquid Imports [TWh H2] | R |  |  |  |  | 151.9196 | 155.5037 | 152.3722 | 153.6101 | 300.977 | 322.9062 | 337.4149 | 324.3239
Consumption [TWh]
Electricity | Native Demand (Prosumer) | I |  |  |  |  | 195.6562 | 195.6742 | 202.1068 | 197.7926 | 284.7665 | 263.8064 | 254.8933 | 264.4332
| Fixed Load (Prosumer) | I |  |  |  |  | -11.9534 | -10.8337 | -11.8404 | -11.4346 | -14.344 | -13.2893 | -13.8514 | -13.7251
| Charging Station Load (Prosumer) | R |  |  |  |  | 234.8029 | 232.0859 | 235.4506 | 233.8483 | 342.3673 | 339.8714 | 337.8969 | 339.5808
| Native Demand (E-Market) | I |  |  |  |  | 3414.4037 | 3410.1684 | 3437.0163 | 3420.0447 | 3681.9023 | 3661.2589 | 3678.2157 | 3672.1703
| Fixed Load (Emarket) | I |  |  |  |  | 7.3742 | 7.3742 | 7.3742 | 7.3742 | 17.2509 | 17.2509 | 17.2509 | 17.2509
| Charging Station Load (E-Market) | R |  |  |  |  | 93.3233 | 92.9611 | 93.3114 | 93.1636 | 134.0092 | 133.3878 | 133.1964 | 133.4355
| PS Pump Load | R |  |  |  |  | 135.8601 | 126.6509 | 142.951 | 134.2401 | 173.6181 | 165.7168 | 159.9143 | 164.9761
| Electrolyzers E-Market (P2G) | R |  |  |  |  | 355.7251 | 338.7683 | 365.8875 | 351.7872 | 664.305 | 661.0224 | 594.1921 | 634.9468
| Electricity for H2 HHPs | R |  |  |  |  | 1.9352 | 1.9491 | 1.8257 | 1.905 | 2.5799 | 2.5668 | 2.6065 | 2.5853
| Electricity for CH4 HHPs | R |  |  |  |  | 19.05 | 20.9643 | 21.3662 | 20.6375 | 32.1369 | 28.8413 | 28.1678 | 29.231
H2 | H2 Demand | I |  |  |  |  | 504.2933 | 506.4081 | 504.0553 | 505.1242 | 812.5045 | 839.6743 | 822.789 | 827.4862
| Shortage Quantity | R |  |  |  |  | 4.9994 | 5.1457 | 5.1114 | 5.0993 | 1.457 | 4.4774 | 1.4446 | 2.6602
| H2 for Hydrogen GT | R |  |  |  |  | 11.1526 | 10.5421 | 13.9833 | 11.8242 | 50.9475 | 66.1945 | 46.3224 | 55.1963
| H2 for HHP Boilers | R |  |  |  |  | 0.74478 | 0.66444 | 1.0147 | 0.7993 | 0.55314 | 0.50824 | 0.43163 | 0.48658
| H2 to SNG | R |  |  |  |  | 6.613 | 5.2725 | 7.6277 | 6.3714 | 6.3425 | 5.2209 | 4.8041 | 5.2785
| H2 to E-Liquids | R |  |  |  |  | 120.197 | 116.6129 | 119.7443 | 118.5064 | 166.2856 | 144.3564 | 129.8477 | 142.9388
Methane | CH4 for HHP Boilers | R |  |  |  |  | 41.2401 | 35.3056 | 34.2343 | 36.3763 | 45.4892 | 54.9106 | 56.9602 | 53.8461
CO2 | CO2 to E-Fuels [kt] | R |  |  |  |  | 23.1479 | 22.2793 | 23.2229 | 22.7991 | 31.586 | 27.376 | 24.6414 | 27.1242
Fuels | E-Fuel Demand [TWh H2] | I |  |  |  |  | 293.2889 | 293.2889 | 293.2889 | 293.2889 | 505.2913 | 505.2913 | 505.2913 | 505.2913
| E-Fuel Shortage [TWh H2] | R |  |  |  |  | 0 | 0 | 0 | 0 | 0 | 0 | 0 | 0
Prices [€/MWh]
Electricity | 10%-Quan. | R |  |  |  |  | 30.8668 | 30.1834 | 27.7578 | 29.547 | 31.2628 | 29.3193 | 31.2133 | 30.4656
| Load-Weighted Average | R |  |  |  |  | 102.8498 | 100.7585 | 106.9481 | 103.303 | 134.4737 | 193.0088 | 155.9891 | 166.4939
| 90%-Quan. | R |  |  |  |  | 159.7813 | 148.6856 | 145.13 | 150.1752 | 246.3181 | 355.7229 | 306.1381 | 314.008
H2 | 10%-Quan. | R |  |  |  |  | 115.573 | 112.9837 | 102.9088 | 110.2804 | 87.6968 | 86.8294 | 87.9254 | 87.4413
| Load-Weighted Average | R |  |  |  |  | 250.8341 | 253.9346 | 238.6702 | 248.1532 | 159.0803 | 233.0014 | 180.0459 | 197.035
| 90%-Quan. | R |  |  |  |  | 383.1961 | 388.216 | 353.328 | 375.4982 | 212.6472 | 479.5769 | 340.14 | 370.4162
Import Share [%]
H2 | Share of Domestic Production (Supply %) | R |  |  |  |  | 76.3975 | 76.1822 | 77.1912 | 76.5668 | 74.7353 | 73.7182 | 71.8468 | 73.1731
| Share of Non-EU Imports (Supply %) | R |  |  |  |  | 23.6025 | 23.8178 | 22.8088 | 23.4332 | 25.2647 | 26.2818 | 28.1532 | 26.8269
Energy Balance [TWh]
Electricity + | Electricity Generation | R |  |  |  |  | 4339.0525 | 4330.2416 | 4388.5742 | 4351.606 | 5208.5688 | 5160.6885 | 5072.7995 | 5135.109
| DSR | R |  |  |  |  | 5.1212 | 5.5279 | 6.5256 | 5.7595 | 11.2325 | 20.3556 | 17.403 | 17.3499
| Net Imports | R |  |  |  |  | country level specific | country level specific | country level specific | country level specific | country level specific | country level specific | country level specific | country level specific
| Electricity Shortage | R |  |  |  |  | 0.059221 | 0.18196 | 1.3748 | 0.54613 | 2.3324 | 3.8559 | 0.50835 | 2.2122
Electricity - | Electricity Demand (Native + Fixed) | I |  |  |  |  | 3605.4808 | 3602.3831 | 3634.657 | 3613.7769 | 3969.5757 | 3929.0269 | 3936.5085 | 3940.1293
| Pump Load | R |  |  |  |  | 135.8601 | 126.6509 | 142.951 | 134.2401 | 173.6181 | 165.7168 | 159.9143 | 164.9761
| Electrolyzer Load | R |  |  |  |  | 355.7251 | 338.7683 | 365.8875 | 351.7872 | 664.305 | 661.0224 | 594.1921 | 634.9468
| Heat Electrical Usage | R |  |  |  |  | 20.9852 | 22.9134 | 23.1919 | 22.5426 | 34.7168 | 31.408 | 30.7743 | 31.8163
| Net Battery Load | R |  |  |  |  | 14.8297 | 14.6408 | 15.0101 | 14.808 | 21.7328 | 20.7228 | 20.4287 | 20.8071
| Net EV Load | R |  |  |  |  | 310.3053 | 309.9469 | 310.3793 | 310.1756 | 441.4131 | 441.0503 | 440.7982 | 441.022
Electricity Balance |  | R |  |  |  |  | country level specific | country level specific | country level specific | country level specific | country level specific | country level specific | country level specific | country level specific
H2 + | H2 Domestic Production | R |  |  |  |  | 488.0337 | 483.8554 | 495.6679 | 488.7563 | 752.6677 | 755.1766 | 701.5873 | 733.2391
| NH3 Imports | R |  |  |  |  | 58.3022 | 58.3022 | 58.3022 | 58.3022 | 111.9625 | 124.7949 | 123.0913 | 121.547
| Non-EU Imports | R |  |  |  |  | 92.4727 | 92.9716 | 88.1599 | 91.264 | 142.4817 | 144.4382 | 151.8253 | 147.0018
| Net Imports | R |  |  |  |  | country level specific | country level specific | country level specific | country level specific | country level specific | country level specific | country level specific | country level specific
| H2 Shortage | R |  |  |  |  | 4.9994 | 5.1457 | 5.1114 | 5.0993 | 1.457 | 4.4774 | 1.4446 | 2.6602
H2 - | H2 Demand | I |  |  |  |  | 504.2933 | 506.4081 | 504.0553 | 505.1242 | 812.5045 | 839.6743 | 822.789 | 827.4862
| H2 to Hydrogen GT | R |  |  |  |  | 11.1526 | 10.5421 | 13.9833 | 11.8242 | 50.9475 | 66.1945 | 46.3224 | 55.1963
| H2 to Heat | R |  |  |  |  | 0.74478 | 0.66444 | 1.0147 | 0.7993 | 0.55314 | 0.50824 | 0.43163 | 0.48658
| H2 to eFuels | R |  |  |  |  | 126.81 | 121.8854 | 127.3721 | 124.8779 | 172.628 | 149.5773 | 134.6518 | 148.2172
| Net H2 Storage Load | R |  |  |  |  | 0.80692 | 0.7745 | 0.81577 | 0.7959 | 1.3319 | 1.3269 | 1.1385 | 1.2525
H2 Balance |  | R |  |  |  |  | country level specific | country level specific | country level specific | country level specific | country level specific | country level specific | country level specific | country level specific
Note on C3: Input Value / Result

## AL
|  | I/R | 2030 |  |  |  | 2035 |  |  |  | 2040 |  |  |  | 2050
|  |  | CY1 | CY2 | CY3 | Weighted WS | WS032 | WS037 | WS059 | Weighted WS | WS065 | WS071 | WS077 | Weighted WS | CY1 | CY2 | CY3 | Weighted WS
Installed Capacity [GW]
Electricity | Wind Onshore | I |  |  |  |  | 0.9 | 0.9 | 0.9 | 0.9 | 1.1 | 1.1 | 1.1 | 1.1
| Wind Offshore Radial | I
| Wind Offshore Hub | I
| Solar PV | I |  |  |  |  | 1.4 | 1.4 | 1.4 | 1.4 | 1.6 | 1.6 | 1.6 | 1.6
| Solar CSP | I
| SRES Electricity | I
| Run of River | I |  |  |  |  | 0.53476 | 0.53476 | 0.53476 | 0.53476 | 0.73476 | 0.73476 | 0.73476 | 0.73476
| Pondage | I
| Reservoir | I |  |  |  |  | 2.0317 | 2.0317 | 2.0317 | 2.0317 | 2.0317 | 2.0317 | 2.0317 | 2.0317
| PS Turbine | I
| PS Pump | I
| Biofuel | I
| Other RES | I
| Nuclear | I
| Natural Gas | I |  |  |  |  | 0.3 | 0.3 | 0.3 | 0.3 | 0.3 | 0.3 | 0.3 | 0.3
| Crude Oil | I
| Coal | I
| Hydrogen GT | I
| Fuel Cell | I
| Other Non RES | I
| Adequacy Units | I
| Batteries | I
| Batteries [GWh] | I
H2 | SMR (Blue) and Pyrolisis | I
| SMR (Grey) | I
| Electrolyzers E-Market (P2G) [GW Elec] | I
| Electrolyzers DRES (P2G) [GW Elec] | I
| Electrolyzers SRES (P2G) [GW Elec] | I
| H2 Adequacy Units | I
| NH3 Imports - High Band | I
| NH3 Imports - Low Band | I
| NH3 Terminal Capacity | I
| Non-EU H2 Imports - High Band | I
| Non-EU H2 Imports - Low Band | I
| Non-EU H2 Pipeline Capacity | I
| EU Cross-Border Pipeline Capacity (Import) | I
| EU Cross-Border Pipeline Capacity (Export) | I
| H2 Storage Injection Capacity | I
| H2 Storage Withdrawal Capacity [GW] | I
| H2 Storage WGV [TWh] | I
| SNG Capacity (from H2) | I
| E-Liquids Capacity (from H2) | I
Generation [TWh]
Electricity | Wind Onshore | R |  |  |  |  | 2.7211 | 3.1782 | 2.9997 | 3.0096 | 3.3311 | 3.4866 | 3.1369 | 3.3156
| Wind Offshore Radial | R
| Wind Offshore Hub | R
| Solar PV | R |  |  |  |  | 2.3226 | 2.138 | 2.2903 | 2.2326 | 2.5754 | 2.4875 | 2.4636 | 2.4955
| Solar CSP | R
| SRES Electricity | R
| Run of River | R |  |  |  |  | 0.78986 | 1.5077 | 1.3178 | 1.2728 | 1.5858 | 1.8022 | 1.6113 | 1.6826
| Pondage | R
| Reservoir | R |  |  |  |  | 3.4694 | 8.1894 | 6.1535 | 6.3847 | 5.6107 | 6.6485 | 5.0106 | 5.7858
| PS Turbine | R
| Biofuel | R
| Other RES | R
| Nuclear | R
| Natural Gas | R |  |  |  |  | 0.79318 | 0.033517 | 0.24687 | 0.28624 | 0.20915 | 0.063547 | 0.38444 | 0.22102
| Crude Oil | R
| Coal | R
| Hydrogen GT | R
| Fuel Cell | R
| Other Non RES | R
| Adequacy Units | R
| ENS | R |  |  |  |  | 0 | 0 | 0 | 0 | 0 | 0 | 0 | 0
| RES Curtailment | R |  |  |  |  | 0.040234 | 0.059527 | 0.035479 | 0.046961 | 0.055441 | 0.052122 | 0.03759 | 0.046973
Electricity - Flexibility | Batteries Charging | R
| Batteries Discharging | R
| EV Discharging (Prosumer) | R
| EV Discharging (E-Market) | R
| DSR | R
H2 | SMR (Blue) and Pyrolisis | R
| SMR (Grey) | R
| Electrolyzers E-Market (P2G) | R
| Electrolyzers DRES (P2G) | R
| Electrolyzers SRES (P2G) | R
| H2 Adequacy Units | R
| NH3 Imports - High Band | R
| NH3 Imports - Low Band | R
| Non-EU H2 Imports - High Band | R
| Non-EU H2 Imports - Low Band | R
| H2 Storage Injection | R
| H2 Storage Withdrawal | R
| Max Hourly State of Charge [%] | R
Heat | Heat Production from H2 HHP [TWh Heat] | I
| Share of Heat from H2 Boilers [%] | R
| Heat Production from CH4 HHP [TWh Heat] | I
| Share of Heat from CH4 Boilers [%] | R
CO2 | CO2 Emissions Electricity Sector [Mt] | R |  |  |  |  | 0.23118 | 0.0097797 | 0.071766 | 0.083372 | 0.0515 | 0.015789 | 0.094739 | 0.054511
| CO2 Emissions Hydrogen Sector [Mt] | R |  |  |  |  | 0 | 0 | 0 | 0 | 0 | 0 | 0 | 0
FLH [h]
Electricity | Wind Onshore | R |  |  |  |  | 3023.4174 | 3531.3398 | 3333.0327 | 3343.9971 | 3028.303 | 3169.6347 | 2851.7137 | 3014.1999
| Wind Offshore Radial | R
| Wind Offshore Hub | R
| Solar PV | R |  |  |  |  | 1658.9767 | 1527.1704 | 1635.8934 | 1594.6825 | 1609.6537 | 1554.7118 | 1539.7308 | 1559.7078
| Solar CSP | R
| SRES Electricity | R
| Run of River | R |  |  |  |  | 1477.0401 | 2819.3789 | 2464.311 | 2380.0452 | 2158.2301 | 2452.7776 | 2193.0033 | 2289.9584
| Pondage | R
| Reservoir | R |  |  |  |  | 1707.5807 | 4030.7098 | 3028.6923 | 3142.493 | 2761.5405 | 3272.3115 | 2466.1511 | 2847.6932
| PS Turbine | R
| Biofuel | R
| Other RES | R
| Nuclear | R
| Natural Gas | R |  |  |  |  | 2643.9288 | 111.7232 | 822.9046 | 954.1424 | 697.152 | 211.8217 | 1281.4526 | 736.7401
| Crude Oil | R
| Coal | R
| Hydrogen GT | R
| Fuel Cell | R
| Other Non RES | R
| Adequacy Units | R
| Batteries | R
H2 | SMR (Blue) and Pyrolisis | R
| SMR (Grey) | R
| Electrolyzers E-Market (P2G) | R
| Electrolyzers DRES (P2G) | R
| Electrolyzers SRES (P2G) | R
| H2 Adequacy Units | R
| NH3 Terminals (Import) | R
| Non-EU H2 Pipelines (Import) | R
| H2 Pipelines (Import) | R
| H2 Pipelines (Export) | R
| H2 to SNG | R
| H2 to E-Liquids | R
Exchange [TWh]
Electricity | Imports | R |  |  |  |  | 4.1306 | 2.2302 | 2.9973 | 2.9394 | 2.9788 | 2.7245 | 3.0009 | 2.8859
| Exports | R |  |  |  |  | 4.2819 | 7.5653 | 5.7583 | 6.181 | 5.8193 | 7.063 | 5.1905 | 6.0653
H2 | NH3 Imports | R
| Non-EU Imports | R
| EU Imports | R
| EU Exports | R
E-Fuels | SNG Imports [TWh H2] | R |  |  |  |  | EU27 level specific | EU27 level specific | EU27 level specific | EU27 level specific | EU27 level specific | EU27 level specific | EU27 level specific | EU27 level specific
| E-Liquid Imports [TWh H2] | R |  |  |  |  | EU27 level specific | EU27 level specific | EU27 level specific | EU27 level specific | EU27 level specific | EU27 level specific | EU27 level specific | EU27 level specific
Consumption [TWh]
Electricity | Native Demand (Prosumer) | I
| Fixed Load (Prosumer) | I
| Charging Station Load (Prosumer) | R
| Native Demand (E-Market) | I |  |  |  |  | 9.9447 | 9.7116 | 10.2472 | 9.9443 | 10.4717 | 10.1499 | 10.4172 | 10.3212
| Fixed Load (Emarket) | I |  |  |  |  | 0 | 0 | 0 | 0 | 0 | 0 | 0 | 0
| Charging Station Load (E-Market) | R
| PS Pump Load | R
| Electrolyzers E-Market (P2G) | R
| Electricity for H2 HHPs | R
| Electricity for CH4 HHPs | R
H2 | H2 Demand | I |  |  |  |  | 0 | 0 | 0 | 0 | 0 | 0 | 0 | 0
| Shortage Quantity | R |  |  |  |  | 0 | 0 | 0 | 0 | 0 | 0 | 0 | 0
| H2 for Hydrogen GT | R
| H2 for HHP Boilers | R
| H2 to SNG | R
| H2 to E-Liquids | R
Methane | CH4 for HHP Boilers | R
CO2 | CO2 to E-Fuels [kt] | R |  |  |  |  | EU27 level specific | EU27 level specific | EU27 level specific | EU27 level specific | EU27 level specific | EU27 level specific | EU27 level specific | EU27 level specific
Fuels | E-Fuel Demand [TWh H2] | I |  |  |  |  | EU27 level specific | EU27 level specific | EU27 level specific | EU27 level specific | EU27 level specific | EU27 level specific | EU27 level specific | EU27 level specific
| E-Fuel Shortage [TWh H2] | R |  |  |  |  | EU27 level specific | EU27 level specific | EU27 level specific | EU27 level specific | EU27 level specific | EU27 level specific | EU27 level specific | EU27 level specific
Prices [€/MWh]
Electricity | 10%-Quan. | R |  |  |  |  | 16.2781 | 0.037 | 10.3031 | 7.3227 | 12.287 | 0.01 | 50.4767 | 22.6521
| Load-Weighted Average | R |  |  |  |  | 104.6631 | 83.7054 | 100.0765 | 94.1377 | 123.9859 | 99.272 | 126.0097 | 114.9099
| 90%-Quan. | R |  |  |  |  | 136.7397 | 127.8 | 129.7937 | 130.6034 | 162.4863 | 162.2367 | 163.4636 | 162.7774
H2 | 10%-Quan. | R
| Load-Weighted Average | R
| 90%-Quan. | R
Import Share [%]
H2 | Share of Domestic Production (Supply %) | R |  |  |  |  | EU27 level specific | EU27 level specific | EU27 level specific | EU27 level specific | EU27 level specific | EU27 level specific | EU27 level specific | EU27 level specific
| Share of Non-EU Imports (Supply %) | R |  |  |  |  | EU27 level specific | EU27 level specific | EU27 level specific | EU27 level specific | EU27 level specific | EU27 level specific | EU27 level specific | EU27 level specific
Energy Balance [TWh]
Electricity + | Electricity Generation | R |  |  |  |  | 10.096 | 15.0468 | 13.0082 | 13.1859 | 13.3122 | 14.4884 | 12.6068 | 13.5005
| DSR | R
| Net Imports | R |  |  |  |  | -0.15132 | -5.3352 | -2.761 | -3.2416 | -2.8406 | -4.3385 | -2.1896 | -3.1793
| Electricity Shortage | R |  |  |  |  | 0 | 0 | 0 | 0 | 0 | 0 | 0 | 0
Electricity - | Electricity Demand (Native + Fixed) | I |  |  |  |  | 9.9447 | 9.7116 | 10.2472 | 9.9443 | 10.4717 | 10.1499 | 10.4172 | 10.3212
| Pump Load | R
| Electrolyzer Load | R
| Heat Electrical Usage | R
| Net Battery Load | R
| Net EV Load | R
Electricity Balance |  | R |  |  |  |  | -7.6916e-12 | -3.1477e-12 | 7.4376e-12 | -7.4509e-13 | -3.5705e-12 | 3.8707e-12 | -4.7695e-12 | -1.0736e-12
H2 + | H2 Domestic Production | R
| NH3 Imports | R
| Non-EU Imports | R
| Net Imports | R
| H2 Shortage | R |  |  |  |  | 0 | 0 | 0 | 0 | 0 | 0 | 0 | 0
H2 - | H2 Demand | I |  |  |  |  | 0 | 0 | 0 | 0 | 0 | 0 | 0 | 0
| H2 to Hydrogen GT | R
| H2 to Heat | R
| H2 to eFuels | R
| Net H2 Storage Load | R
H2 Balance |  | R |  |  |  |  | 0 | 0 | 0 | 0 | 0 | 0 | 0 | 0
Note on C3: Input Value / Result

## AT
|  | I/R | 2030 |  |  |  | 2035 |  |  |  | 2040 |  |  |  | 2050
|  |  | CY1 | CY2 | CY3 | Weighted WS | WS032 | WS037 | WS059 | Weighted WS | WS065 | WS071 | WS077 | Weighted WS | CY1 | CY2 | CY3 | Weighted WS
Installed Capacity [GW]
Electricity | Wind Onshore | I |  |  |  |  | 10 | 10 | 10 | 10 | 11.6 | 11.6 | 11.6 | 11.6
| Wind Offshore Radial | I
| Wind Offshore Hub | I
| Solar PV | I |  |  |  |  | 20.4999 | 20.4999 | 20.4999 | 20.4999 | 28 | 28 | 28 | 28
| Solar CSP | I
| SRES Electricity | I
| Run of River | I |  |  |  |  | 5.4148 | 5.4148 | 5.4148 | 5.4148 | 5.4238 | 5.4238 | 5.4238 | 5.4238
| Pondage | I |  |  |  |  | 1.15 | 1.15 | 1.15 | 1.15 | 1.15 | 1.15 | 1.15 | 1.15
| Reservoir | I |  |  |  |  | 2.559 | 2.559 | 2.559 | 2.559 | 2.559 | 2.559 | 2.559 | 2.559
| PS Turbine | I |  |  |  |  | 7.5423 | 7.5423 | 7.5423 | 7.5423 | 7.5423 | 7.5423 | 7.5423 | 7.5423
| PS Pump | I |  |  |  |  | 6.3374 | 6.3374 | 6.3374 | 6.3374 | 6.3374 | 6.3374 | 6.3374 | 6.3374
| Biofuel | I
| Other RES | I |  |  |  |  | 0.76772 | 0.76772 | 0.76772 | 0.76772 | 0.76772 | 0.76772 | 0.76772 | 0.76772
| Nuclear | I
| Natural Gas | I |  |  |  |  | 1.8338 | 1.8338 | 1.8338 | 1.8338
| Crude Oil | I |  |  |  |  | 0.122 | 0.122 | 0.122 | 0.122
| Coal | I
| Hydrogen GT | I | [8 empty] | 3 | 3 | 3 | 3
| Fuel Cell | I
| Other Non RES | I |  |  |  |  | 0.4643 | 0.4643 | 0.4643 | 0.4643 | 1.2 | 1.2 | 1.2 | 1.2
| Adequacy Units | I
| Batteries | I |  |  |  |  | 3.6 | 3.6 | 3.6 | 3.6 | 5.9 | 5.9 | 5.9 | 5.9
| Batteries [GWh] | I |  |  |  |  | 7.2 | 7.2 | 7.2 | 7.2 | 11.8 | 11.8 | 11.8 | 11.8
H2 | SMR (Blue) and Pyrolisis | I
| SMR (Grey) | I
| Electrolyzers E-Market (P2G) [GW Elec] | I |  |  |  |  | 3.05 | 3.05 | 3.05 | 3.05 | 5.1 | 5.1 | 5.1 | 5.1
| Electrolyzers DRES (P2G) [GW Elec] | I
| Electrolyzers SRES (P2G) [GW Elec] | I
| H2 Adequacy Units | I
| NH3 Imports - High Band | I
| NH3 Imports - Low Band | I
| NH3 Terminal Capacity | I
| Non-EU H2 Imports - High Band | I
| Non-EU H2 Imports - Low Band | I
| Non-EU H2 Pipeline Capacity | I
| EU Cross-Border Pipeline Capacity (Import) | I |  |  |  |  | 16.3136 | 16.3136 | 16.3136 | 16.3136 | 17.4788 | 17.4788 | 17.4788 | 17.4788
| EU Cross-Border Pipeline Capacity (Export) | I |  |  |  |  | 14.8305 | 14.8305 | 14.8305 | 14.8305 | 15.9958 | 15.9958 | 15.9958 | 15.9958
| H2 Storage Injection Capacity | I |  |  |  |  | 0 | 0 | 0 | 0 | 0 | 0 | 0 | 0
| H2 Storage Withdrawal Capacity [GW] | I
| H2 Storage WGV [TWh] | I
| SNG Capacity (from H2) | I
| E-Liquids Capacity (from H2) | I
Generation [TWh]
Electricity | Wind Onshore | R |  |  |  |  | 23.6255 | 30.6715 | 28.4149 | 28.2358 | 27.0057 | 31.0228 | 30.3941 | 29.9679
| Wind Offshore Radial | R
| Wind Offshore Hub | R
| Solar PV | R |  |  |  |  | 24.9023 | 22.5874 | 24.8346 | 23.8846 | 32.8469 | 30.5515 | 31.9385 | 31.5654
| Solar CSP | R
| SRES Electricity | R
| Run of River | R |  |  |  |  | 24.7803 | 28.7508 | 26.8261 | 27.1627 | 27.79 | 26.2895 | 25.8642 | 26.4194
| Pondage | R |  |  |  |  | 5.4129 | 6.3423 | 5.633 | 5.8852 | 6.2426 | 5.679 | 5.6478 | 5.7793
| Reservoir | R |  |  |  |  | 4.6962 | 5.1423 | 4.4606 | 4.8103 | 5.2019 | 5.0534 | 4.9397 | 5.0376
| PS Turbine | R |  |  |  |  | 13.6691 | 12.4073 | 15.1071 | 13.6011 | 14.5324 | 14.5356 | 14.1462 | 14.3792
| Biofuel | R
| Other RES | R |  |  |  |  | 4.374 | 4.3819 | 4.4113 | 4.3897 | 4.347 | 4.398 | 4.4115 | 4.3932
| Nuclear | R
| Natural Gas | R |  |  |  |  | 4.2358 | 3.5665 | 3.5294 | 3.7149
| Crude Oil | R |  |  |  |  | 0.019081 | 0.0071659 | 0.0025425 | 0.0084999
| Coal | R
| Hydrogen GT | R | [8 empty] | 2.6618 | 2.024 | 1.7932 | 2.0593
| Fuel Cell | R
| Other Non RES | R |  |  |  |  | 0.14913 | 0.053783 | 0.034047 | 0.070153 | 3.6103 | 3.9519 | 4.0128 | 3.9079
| Adequacy Units | R
| ENS | R |  |  |  |  | 0 | 0 | 0 | 0 | 0.033515 | 0.052252 | 0 | 0.027604
| RES Curtailment | R |  |  |  |  | 0.61597 | 0.48021 | 0.27009 | 0.44345 | 0.94846 | 0.41563 | 0.33057 | 0.48817
Electricity - Flexibility | Batteries Charging | R |  |  |  |  | 2.2527 | 2.1684 | 2.119 | 2.1723 | 3.6592 | 3.459 | 3.5324 | 3.5284
| Batteries Discharging | R |  |  |  |  | 2.0724 | 1.9949 | 1.9495 | 1.9985 | 3.3664 | 3.1823 | 3.2498 | 3.2461
| EV Discharging (Prosumer) | R |  |  |  |  | 0.32844 | 0.27288 | 0.3227 | 0.30265 | 0.76378 | 0.73869 | 0.79785 | 0.76737
| EV Discharging (E-Market) | R |  |  |  |  | 0.016185 | 0.0093937 | 0.017045 | 0.013549 | 0.077192 | 0.052621 | 0.05624 | 0.058983
| DSR | R |  |  |  |  | 0.0056 | 0.0032 | 0.004 | 0.00404 | 0.074 | 0.25796 | 0.17844 | 0.18936
H2 | SMR (Blue) and Pyrolisis | R
| SMR (Grey) | R
| Electrolyzers E-Market (P2G) | R |  |  |  |  | 6.3857 | 6.9719 | 6.3776 | 6.6351 | 12.2355 | 12.5656 | 11.3986 | 12.0328
| Electrolyzers DRES (P2G) | R
| Electrolyzers SRES (P2G) | R
| H2 Adequacy Units | R
| NH3 Imports - High Band | R
| NH3 Imports - Low Band | R
| Non-EU H2 Imports - High Band | R
| Non-EU H2 Imports - Low Band | R
| H2 Storage Injection | R
| H2 Storage Withdrawal | R
| Max Hourly State of Charge [%] | R
Heat | Heat Production from H2 HHP [TWh Heat] | I
| Share of Heat from H2 Boilers [%] | R
| Heat Production from CH4 HHP [TWh Heat] | I
| Share of Heat from CH4 Boilers [%] | R
CO2 | CO2 Emissions Electricity Sector [Mt] | R |  |  |  |  | 1.4723 | 1.1914 | 1.166 | 1.2504 | 0 | 0 | 0 | 0
| CO2 Emissions Hydrogen Sector [Mt] | R |  |  |  |  | 0 | 0 | 0 | 0 | 0 | 0 | 0 | 0
FLH [h]
Electricity | Wind Onshore | R |  |  |  |  | 2362.5538 | 3067.1481 | 2841.4942 | 2823.5797 | 2328.075 | 2674.3784 | 2620.1808 | 2583.4387
| Wind Offshore Radial | R
| Wind Offshore Hub | R
| Solar PV | R |  |  |  |  | 1214.7525 | 1101.8298 | 1211.4521 | 1165.1066 | 1173.1039 | 1091.1249 | 1140.6611 | 1127.3352
| Solar CSP | R
| SRES Electricity | R
| Run of River | R |  |  |  |  | 4576.3759 | 5309.6579 | 4954.2079 | 5016.3717 | 5123.6863 | 4847.0411 | 4768.6242 | 4871.0034
| Pondage | R |  |  |  |  | 4706.8695 | 5515.0064 | 4898.1927 | 5117.505 | 5428.3092 | 4938.2514 | 4911.1233 | 5025.4117
| Reservoir | R |  |  |  |  | 1835.1387 | 2009.4654 | 1743.0648 | 1879.7148 | 2032.7351 | 1974.7107 | 1930.3043 | 1968.553
| PS Turbine | R |  |  |  |  | 1812.33 | 1645.0253 | 2002.9827 | 1803.3044 | 1926.783 | 1927.2061 | 1875.5763 | 1906.4696
| Biofuel | R
| Other RES | R |  |  |  |  | 5697.347 | 5707.6858 | 5745.9238 | 5717.823 | 5662.1426 | 5728.626 | 5746.1658 | 5722.3452
| Nuclear | R
| Natural Gas | R |  |  |  |  | 2309.8572 | 1944.8966 | 1924.6282 | 2025.7986
| Crude Oil | R |  |  |  |  | 156.4051 | 58.7367 | 20.8405 | 69.6714
| Coal | R
| Hydrogen GT | R | [8 empty] | 887.2887 | 674.6864 | 597.7338 | 686.4258
| Fuel Cell | R
| Other Non RES | R |  |  |  |  | 321.182 | 115.837 | 73.3298 | 151.0924 | 3008.5924 | 3293.2557 | 3343.9718 | 3256.6095
| Adequacy Units | R
| Batteries | R |  |  |  |  | 575.6778 | 554.1394 | 541.5345 | 555.149 | 570.5819 | 539.3725 | 550.8114 | 550.19
H2 | SMR (Blue) and Pyrolisis | R
| SMR (Grey) | R
| Electrolyzers E-Market (P2G) | R |  |  |  |  | 2990.9539 | 3265.5375 | 2987.1558 | 3107.7715 | 3379.0399 | 3470.2125 | 3147.9244 | 3323.0627
| Electrolyzers DRES (P2G) | R
| Electrolyzers SRES (P2G) | R
| H2 Adequacy Units | R
| NH3 Terminals (Import) | R
| Non-EU H2 Pipelines (Import) | R
| H2 Pipelines (Import) | R |  |  |  |  | 2715.8269 | 2731.5458 | 2429.0673 | 2627.9554 | 1826.2318 | 1857.2863 | 1865.7155 | 1854.4471
| H2 Pipelines (Export) | R |  |  |  |  | 2769.3525 | 2809.3696 | 2441.7151 | 2678.4395 | 1513.4664 | 1530.2639 | 1527.4669 | 1525.7856
| H2 to SNG | R
| H2 to E-Liquids | R
Exchange [TWh]
Electricity | Imports | R |  |  |  |  | 37.7001 | 32.8407 | 35.4951 | 34.8829 | 41.0799 | 40.711 | 38.6051 | 39.9424
| Exports | R |  |  |  |  | 33.7752 | 37.7942 | 37.256 | 36.652 | 37.1743 | 36.851 | 36.6909 | 36.8516
H2 | NH3 Imports | R
| Non-EU Imports | R
| EU Imports | R |  |  |  |  | 44.3048 | 44.5612 | 39.6267 | 42.8713 | 31.9204 | 32.4632 | 32.6105 | 32.4135
| EU Exports | R |  |  |  |  | 41.0709 | 41.6644 | 36.2119 | 39.7226 | 24.209 | 24.4777 | 24.433 | 24.4061
E-Fuels | SNG Imports [TWh H2] | R |  |  |  |  | EU27 level specific | EU27 level specific | EU27 level specific | EU27 level specific | EU27 level specific | EU27 level specific | EU27 level specific | EU27 level specific
| E-Liquid Imports [TWh H2] | R |  |  |  |  | EU27 level specific | EU27 level specific | EU27 level specific | EU27 level specific | EU27 level specific | EU27 level specific | EU27 level specific | EU27 level specific
Consumption [TWh]
Electricity | Native Demand (Prosumer) | I |  |  |  |  | 4.9924 | 4.6206 | 4.7201 | 4.7427 | 9.3439 | 8.2354 | 7.8523 | 8.3039
| Fixed Load (Prosumer) | I |  |  |  |  | -12.3564 | -11.1919 | -12.228 | -11.8133 | -14.8357 | -13.6731 | -14.2606 | -14.1406
| Charging Station Load (Prosumer) | R |  |  |  |  | 8.2932 | 8.2303 | 8.2867 | 8.264 | 6.0572 | 6.0288 | 6.0958 | 6.0613
| Native Demand (E-Market) | I |  |  |  |  | 81.6089 | 81.3129 | 81.8387 | 81.5574 | 93.076 | 92.3128 | 92.469 | 92.5279
| Fixed Load (Emarket) | I |  |  |  |  | 0 | 0 | 0 | 0 | 0 | 0 | 0 | 0
| Charging Station Load (E-Market) | R |  |  |  |  | 3.4132 | 3.4056 | 3.4142 | 3.4103 | 2.3128 | 2.285 | 2.2891 | 2.2922
| PS Pump Load | R |  |  |  |  | 14.8855 | 12.7321 | 16.5243 | 14.5003 | 15.6125 | 15.3035 | 15.3119 | 15.3687
| Electrolyzers E-Market (P2G) | R |  |  |  |  | 9.1224 | 9.9599 | 9.1108 | 9.4787 | 17.2331 | 17.6981 | 16.0544 | 16.9476
| Electricity for H2 HHPs | R
| Electricity for CH4 HHPs | R
H2 | H2 Demand | I |  |  |  |  | 9.6196 | 9.8688 | 9.7924 | 9.7838 | 15.5087 | 17.1775 | 16.5875 | 16.6077
| Shortage Quantity | R |  |  |  |  | 0 | 0 | 0 | 0 | 0 | 0 | 0 | 0
| H2 for Hydrogen GT | R |  |  |  |  | 0 | 0 | 0 | 0 | 4.4381 | 3.3736 | 2.9886 | 3.4325
| H2 for HHP Boilers | R
| H2 to SNG | R
| H2 to E-Liquids | R
Methane | CH4 for HHP Boilers | R
CO2 | CO2 to E-Fuels [kt] | R |  |  |  |  | EU27 level specific | EU27 level specific | EU27 level specific | EU27 level specific | EU27 level specific | EU27 level specific | EU27 level specific | EU27 level specific
Fuels | E-Fuel Demand [TWh H2] | I |  |  |  |  | EU27 level specific | EU27 level specific | EU27 level specific | EU27 level specific | EU27 level specific | EU27 level specific | EU27 level specific | EU27 level specific
| E-Fuel Shortage [TWh H2] | R |  |  |  |  | EU27 level specific | EU27 level specific | EU27 level specific | EU27 level specific | EU27 level specific | EU27 level specific | EU27 level specific | EU27 level specific
Prices [€/MWh]
Electricity | 10%-Quan. | R |  |  |  |  | 2.5284 | 0.029868 | 0.01 | 0.62296 | 0.01 | 0.01 | 0.01 | 0.01
| Load-Weighted Average | R |  |  |  |  | 103.8421 | 91.7748 | 88.5552 | 93.6085 | 145.8738 | 268.8701 | 168.8396 | 204.2586
| 90%-Quan. | R |  |  |  |  | 165.2453 | 137.3315 | 137.6557 | 144.1378 | 241.2157 | 524.7332 | 253.7956 | 359.6546
H2 | 10%-Quan. | R |  |  |  |  | 103.604 | 103.7574 | 102.72 | 103.3782 | 99.68 | 99.68 | 99.718 | 99.6952
| Load-Weighted Average | R |  |  |  |  | 131.2465 | 132.0964 | 117.9135 | 127.2121 | 168.5539 | 229.3477 | 164.2499 | 191.1498
| 90%-Quan. | R |  |  |  |  | 162.383 | 166.8013 | 139.4679 | 156.7209 | 195.9369 | 448.5822 | 226.7835 | 309.3337
Import Share [%]
H2 | Share of Domestic Production (Supply %) | R |  |  |  |  | EU27 level specific | EU27 level specific | EU27 level specific | EU27 level specific | EU27 level specific | EU27 level specific | EU27 level specific | EU27 level specific
| Share of Non-EU Imports (Supply %) | R |  |  |  |  | EU27 level specific | EU27 level specific | EU27 level specific | EU27 level specific | EU27 level specific | EU27 level specific | EU27 level specific | EU27 level specific
Energy Balance [TWh]
Electricity + | Electricity Generation | R |  |  |  |  | 105.8643 | 113.911 | 113.2536 | 111.7629 | 124.2385 | 123.5057 | 123.1479 | 123.5091
| DSR | R |  |  |  |  | 0.0056 | 0.0032 | 0.004 | 0.00404 | 0.074 | 0.25796 | 0.17844 | 0.18936
| Net Imports | R |  |  |  |  | 3.9249 | -4.9535 | -1.7609 | -1.7691 | 3.9056 | 3.86 | 1.9141 | 3.0908
| Electricity Shortage | R |  |  |  |  | 0 | 0 | 0 | 0 | 0.033515 | 0.052252 | 0 | 0.027604
Electricity - | Electricity Demand (Native + Fixed) | I |  |  |  |  | 74.2449 | 74.7416 | 74.3308 | 74.4868 | 87.5842 | 86.8751 | 86.0608 | 86.6912
| Pump Load | R |  |  |  |  | 14.8855 | 12.7321 | 16.5243 | 14.5003 | 15.6125 | 15.3035 | 15.3119 | 15.3687
| Electrolyzer Load | R |  |  |  |  | 9.1224 | 9.9599 | 9.1108 | 9.4787 | 17.2331 | 17.6981 | 16.0544 | 16.9476
| Heat Electrical Usage | R
| Net Battery Load | R |  |  |  |  | 0.18021 | 0.17347 | 0.16952 | 0.17379 | 0.29273 | 0.27672 | 0.28259 | 0.28227
| Net EV Load | R |  |  |  |  | 11.3618 | 11.3536 | 11.3612 | 11.3581 | 7.5291 | 7.5225 | 7.5308 | 7.5271
Electricity Balance |  | R |  |  |  |  | -2.2311e-12 | 8.6118e-12 | -1.7195e-11 | -2.5068e-12 | 2.396e-11 | -1.2363e-12 | 2.0833e-11 | 1.2631e-11
H2 + | H2 Domestic Production | R |  |  |  |  | 6.3857 | 6.9719 | 6.3776 | 6.6351 | 12.2355 | 12.5656 | 11.3986 | 12.0328
| NH3 Imports | R
| Non-EU Imports | R
| Net Imports | R |  |  |  |  | 3.2339 | 2.8969 | 3.4149 | 3.1487 | 7.7113 | 7.9854 | 8.1775 | 8.0074
| H2 Shortage | R |  |  |  |  | 0 | 0 | 0 | 0 | 0 | 0 | 0 | 0
H2 - | H2 Demand | I |  |  |  |  | 9.6196 | 9.8688 | 9.7924 | 9.7838 | 15.5087 | 17.1775 | 16.5875 | 16.6077
| H2 to Hydrogen GT | R |  |  |  |  | 0 | 0 | 0 | 0 | 4.4381 | 3.3736 | 2.9886 | 3.4325
| H2 to Heat | R
| H2 to eFuels | R
| Net H2 Storage Load | R
H2 Balance |  | R |  |  |  |  | -3.1442e-12 | 2.6539e-12 | 2.8404e-12 | 1.3239e-12 | -3.2081e-12 | -1.4495e-12 | -4.7109e-12 | -3.1058e-12
Note on C3: Input Value / Result

## BA
|  | I/R | 2030 |  |  |  | 2035 |  |  |  | 2040 |  |  |  | 2050
|  |  | CY1 | CY2 | CY3 | Weighted WS | WS032 | WS037 | WS059 | Weighted WS | WS065 | WS071 | WS077 | Weighted WS | CY1 | CY2 | CY3 | Weighted WS
Installed Capacity [GW]
Electricity | Wind Onshore | I |  |  |  |  | 1.047 | 1.047 | 1.047 | 1.047 | 1.047 | 1.047 | 1.047 | 1.047
| Wind Offshore Radial | I
| Wind Offshore Hub | I
| Solar PV | I |  |  |  |  | 1.9453 | 1.9453 | 1.9453 | 1.9453 | 1.9453 | 1.9453 | 1.9453 | 1.9453
| Solar CSP | I
| SRES Electricity | I
| Run of River | I |  |  |  |  | 0.0321 | 0.0321 | 0.0321 | 0.0321 | 0.0321 | 0.0321 | 0.0321 | 0.0321
| Pondage | I |  |  |  |  | 0.2278 | 0.2278 | 0.2278 | 0.2278 | 0.2278 | 0.2278 | 0.2278 | 0.2278
| Reservoir | I |  |  |  |  | 1.6159 | 1.6159 | 1.6159 | 1.6159 | 1.6159 | 1.6159 | 1.6159 | 1.6159
| PS Turbine | I |  |  |  |  | 0.44 | 0.44 | 0.44 | 0.44 | 0.44 | 0.44 | 0.44 | 0.44
| PS Pump | I |  |  |  |  | 0.44 | 0.44 | 0.44 | 0.44 | 0.44 | 0.44 | 0.44 | 0.44
| Biofuel | I
| Other RES | I
| Nuclear | I
| Natural Gas | I
| Crude Oil | I
| Coal | I |  |  |  |  | 1.518 | 1.518 | 1.518 | 1.518 | 1.518 | 1.518 | 1.518 | 1.518
| Hydrogen GT | I
| Fuel Cell | I
| Other Non RES | I
| Adequacy Units | I
| Batteries | I
| Batteries [GWh] | I
H2 | SMR (Blue) and Pyrolisis | I
| SMR (Grey) | I
| Electrolyzers E-Market (P2G) [GW Elec] | I
| Electrolyzers DRES (P2G) [GW Elec] | I
| Electrolyzers SRES (P2G) [GW Elec] | I
| H2 Adequacy Units | I
| NH3 Imports - High Band | I
| NH3 Imports - Low Band | I
| NH3 Terminal Capacity | I
| Non-EU H2 Imports - High Band | I
| Non-EU H2 Imports - Low Band | I
| Non-EU H2 Pipeline Capacity | I
| EU Cross-Border Pipeline Capacity (Import) | I |  |  |  |  | 4.0607 | 4.0607 | 4.0607 | 4.0607 | 4.0607 | 4.0607 | 4.0607 | 4.0607
| EU Cross-Border Pipeline Capacity (Export) | I |  |  |  |  | 4.0607 | 4.0607 | 4.0607 | 4.0607 | 4.0607 | 4.0607 | 4.0607 | 4.0607
| H2 Storage Injection Capacity | I
| H2 Storage Withdrawal Capacity [GW] | I
| H2 Storage WGV [TWh] | I
| SNG Capacity (from H2) | I
| E-Liquids Capacity (from H2) | I
Generation [TWh]
Electricity | Wind Onshore | R |  |  |  |  | 3.1435 | 3.6171 | 3.4767 | 3.4571 | 3.3235 | 3.3353 | 3.3016 | 3.3194
| Wind Offshore Radial | R
| Wind Offshore Hub | R
| Solar PV | R |  |  |  |  | 2.5748 | 2.3619 | 2.5766 | 2.4838 | 2.5215 | 2.3683 | 2.3922 | 2.4085
| Solar CSP | R
| SRES Electricity | R
| Run of River | R |  |  |  |  | 0.067422 | 0.11814 | 0.094548 | 0.098181 | 0.071977 | 0.093289 | 0.06846 | 0.079095
| Pondage | R |  |  |  |  | 0.4241 | 0.79997 | 0.65867 | 0.66313 | 0.51466 | 0.66651 | 0.48721 | 0.56442
| Reservoir | R |  |  |  |  | 3.5196 | 5.4736 | 4.6724 | 4.7402 | 3.7753 | 4.6919 | 3.6644 | 4.0976
| PS Turbine | R |  |  |  |  | 0.72056 | 1.0298 | 1.0565 | 0.96438 | 0.82727 | 0.99988 | 0.77266 | 0.87447
| Biofuel | R
| Other RES | R
| Nuclear | R
| Natural Gas | R
| Crude Oil | R
| Coal | R |  |  |  |  | 0 | 0 | 0 | 0 | 0 | 0 | 0 | 0
| Hydrogen GT | R
| Fuel Cell | R
| Other Non RES | R
| Adequacy Units | R
| ENS | R |  |  |  |  | 0 | 0 | 0 | 0 | 0 | 0 | 0 | 0
| RES Curtailment | R |  |  |  |  | 0.007237 | 0.0089472 | 0.0014227 | 0.0060537 | 0.0011374 | 0.0012962 | 0.00053156 | 0.0009586
Electricity - Flexibility | Batteries Charging | R
| Batteries Discharging | R
| EV Discharging (Prosumer) | R
| EV Discharging (E-Market) | R
| DSR | R
H2 | SMR (Blue) and Pyrolisis | R
| SMR (Grey) | R
| Electrolyzers E-Market (P2G) | R
| Electrolyzers DRES (P2G) | R
| Electrolyzers SRES (P2G) | R
| H2 Adequacy Units | R
| NH3 Imports - High Band | R
| NH3 Imports - Low Band | R
| Non-EU H2 Imports - High Band | R
| Non-EU H2 Imports - Low Band | R
| H2 Storage Injection | R
| H2 Storage Withdrawal | R
| Max Hourly State of Charge [%] | R
Heat | Heat Production from H2 HHP [TWh Heat] | I
| Share of Heat from H2 Boilers [%] | R
| Heat Production from CH4 HHP [TWh Heat] | I
| Share of Heat from CH4 Boilers [%] | R
CO2 | CO2 Emissions Electricity Sector [Mt] | R |  |  |  |  | 0 | 0 | 0 | 0 | 0 | 0 | 0 | 0
| CO2 Emissions Hydrogen Sector [Mt] | R |  |  |  |  | 0 | 0 | 0 | 0 | 0 | 0 | 0 | 0
FLH [h]
Electricity | Wind Onshore | R |  |  |  |  | 3002.364 | 3454.7057 | 3320.5854 | 3301.884 | 3174.2693 | 3185.5756 | 3153.3662 | 3170.4306
| Wind Offshore Radial | R
| Wind Offshore Hub | R
| Solar PV | R |  |  |  |  | 1323.5902 | 1214.1716 | 1324.518 | 1276.8464 | 1296.2268 | 1217.4289 | 1229.7207 | 1238.1052
| Solar CSP | R
| SRES Electricity | R
| Run of River | R |  |  |  |  | 2100.366 | 3680.2674 | 2945.429 | 3058.5944 | 2242.2766 | 2906.2 | 2132.6988 | 2464.0148
| Pondage | R |  |  |  |  | 1861.7226 | 3511.7058 | 2891.4553 | 2911.0272 | 2259.2745 | 2925.8423 | 2138.7572 | 2477.6947
| Reservoir | R |  |  |  |  | 2178.095 | 3387.3214 | 2891.513 | 2933.4903 | 2336.335 | 2903.5818 | 2267.7246 | 2535.7896
| PS Turbine | R |  |  |  |  | 1637.6356 | 2340.4189 | 2401.0888 | 2191.772 | 1880.1577 | 2272.4453 | 1756.0541 | 1987.4313
| Biofuel | R
| Other RES | R
| Nuclear | R
| Natural Gas | R
| Crude Oil | R
| Coal | R |  |  |  |  | 0 | 0 | 0 | 0 | 0 | 0 | 0 | 0
| Hydrogen GT | R
| Fuel Cell | R
| Other Non RES | R
| Adequacy Units | R
| Batteries | R
H2 | SMR (Blue) and Pyrolisis | R
| SMR (Grey) | R
| Electrolyzers E-Market (P2G) | R
| Electrolyzers DRES (P2G) | R
| Electrolyzers SRES (P2G) | R
| H2 Adequacy Units | R
| NH3 Terminals (Import) | R
| Non-EU H2 Pipelines (Import) | R
| H2 Pipelines (Import) | R |  |  |  |  | 0 | 0 | 0 | 0 | 0 | 0 | 0 | 0
| H2 Pipelines (Export) | R |  |  |  |  | 0 | 0 | 0 | 0 | 0 | 0 | 0 | 0
| H2 to SNG | R
| H2 to E-Liquids | R
Exchange [TWh]
Electricity | Imports | R |  |  |  |  | 5.3958 | 3.9065 | 4.2467 | 4.3762 | 6.4498 | 7.3195 | 6.4424 | 6.7947
| Exports | R |  |  |  |  | 1.9402 | 3.6798 | 2.8572 | 2.9908 | 3.0638 | 5.2575 | 2.7944 | 3.8335
H2 | NH3 Imports | R
| Non-EU Imports | R
| EU Imports | R |  |  |  |  | 0 | 0 | 0 | 0 | 0 | 0 | 0 | 0
| EU Exports | R |  |  |  |  | 0 | 0 | 0 | 0 | 0 | 0 | 0 | 0
E-Fuels | SNG Imports [TWh H2] | R |  |  |  |  | EU27 level specific | EU27 level specific | EU27 level specific | EU27 level specific | EU27 level specific | EU27 level specific | EU27 level specific | EU27 level specific
| E-Liquid Imports [TWh H2] | R |  |  |  |  | EU27 level specific | EU27 level specific | EU27 level specific | EU27 level specific | EU27 level specific | EU27 level specific | EU27 level specific | EU27 level specific
Consumption [TWh]
Electricity | Native Demand (Prosumer) | I
| Fixed Load (Prosumer) | I
| Charging Station Load (Prosumer) | R
| Native Demand (E-Market) | I |  |  |  |  | 13.1284 | 12.9949 | 13.2245 | 13.1027 | 13.6729 | 13.5194 | 13.6406 | 13.5986
| Fixed Load (Emarket) | I |  |  |  |  | 0 | 0 | 0 | 0 | 0 | 0 | 0 | 0
| Charging Station Load (E-Market) | R
| PS Pump Load | R |  |  |  |  | 0.77711 | 0.63216 | 0.70036 | 0.68945 | 0.74728 | 0.69778 | 0.69384 | 0.70611
| Electrolyzers E-Market (P2G) | R
| Electricity for H2 HHPs | R
| Electricity for CH4 HHPs | R
H2 | H2 Demand | I |  |  |  |  | 0 | 0 | 0 | 0 | 0 | 0 | 0 | 0
| Shortage Quantity | R |  |  |  |  | 0 | 0 | 0 | 0 | 0 | 0 | 0 | 0
| H2 for Hydrogen GT | R
| H2 for HHP Boilers | R
| H2 to SNG | R
| H2 to E-Liquids | R
Methane | CH4 for HHP Boilers | R
CO2 | CO2 to E-Fuels [kt] | R |  |  |  |  | EU27 level specific | EU27 level specific | EU27 level specific | EU27 level specific | EU27 level specific | EU27 level specific | EU27 level specific | EU27 level specific
Fuels | E-Fuel Demand [TWh H2] | I |  |  |  |  | EU27 level specific | EU27 level specific | EU27 level specific | EU27 level specific | EU27 level specific | EU27 level specific | EU27 level specific | EU27 level specific
| E-Fuel Shortage [TWh H2] | R |  |  |  |  | EU27 level specific | EU27 level specific | EU27 level specific | EU27 level specific | EU27 level specific | EU27 level specific | EU27 level specific | EU27 level specific
Prices [€/MWh]
Electricity | 10%-Quan. | R |  |  |  |  | 16.3011 | 16.2911 | 16.2981 | 16.2958 | 63.4255 | 34.7967 | 63.912 | 52.1686
| Load-Weighted Average | R |  |  |  |  | 105.2201 | 92.2757 | 100.8959 | 98.227 | 128.1866 | 116.596 | 127.7657 | 123.382
| 90%-Quan. | R |  |  |  |  | 141.7668 | 129.3271 | 130.4944 | 132.6979 | 164.2749 | 166.242 | 166.1874 | 165.8268
H2 | 10%-Quan. | R
| Load-Weighted Average | R
| 90%-Quan. | R
Import Share [%]
H2 | Share of Domestic Production (Supply %) | R |  |  |  |  | EU27 level specific | EU27 level specific | EU27 level specific | EU27 level specific | EU27 level specific | EU27 level specific | EU27 level specific | EU27 level specific
| Share of Non-EU Imports (Supply %) | R |  |  |  |  | EU27 level specific | EU27 level specific | EU27 level specific | EU27 level specific | EU27 level specific | EU27 level specific | EU27 level specific | EU27 level specific
Energy Balance [TWh]
Electricity + | Electricity Generation | R |  |  |  |  | 10.4499 | 13.4005 | 12.5353 | 12.4068 | 11.0342 | 12.1551 | 10.6865 | 11.3435
| DSR | R
| Net Imports | R |  |  |  |  | 3.4556 | 0.22663 | 1.3895 | 1.3853 | 3.3859 | 2.062 | 3.648 | 2.9612
| Electricity Shortage | R |  |  |  |  | 0 | 0 | 0 | 0 | 0 | 0 | 0 | 0
Electricity - | Electricity Demand (Native + Fixed) | I |  |  |  |  | 13.1284 | 12.9949 | 13.2245 | 13.1027 | 13.6729 | 13.5194 | 13.6406 | 13.5986
| Pump Load | R |  |  |  |  | 0.77711 | 0.63216 | 0.70036 | 0.68945 | 0.74728 | 0.69778 | 0.69384 | 0.70611
| Electrolyzer Load | R
| Heat Electrical Usage | R
| Net Battery Load | R
| Net EV Load | R
Electricity Balance |  | R |  |  |  |  | 6.489e-12 | 7.7485e-12 | 8.8001e-12 | 7.7932e-12 | 6.3949e-13 | 3.9435e-12 | -7.2831e-13 | 1.414e-12
H2 + | H2 Domestic Production | R
| NH3 Imports | R
| Non-EU Imports | R
| Net Imports | R |  |  |  |  | 0 | 0 | 0 | 0 | 0 | 0 | 0 | 0
| H2 Shortage | R |  |  |  |  | 0 | 0 | 0 | 0 | 0 | 0 | 0 | 0
H2 - | H2 Demand | I |  |  |  |  | 0 | 0 | 0 | 0 | 0 | 0 | 0 | 0
| H2 to Hydrogen GT | R
| H2 to Heat | R
| H2 to eFuels | R
| Net H2 Storage Load | R
H2 Balance |  | R |  |  |  |  | 0 | 0 | 0 | 0 | 0 | 0 | 0 | 0
Note on C3: Input Value / Result

## BE
|  | I/R | 2030 |  |  |  | 2035 |  |  |  | 2040 |  |  |  | 2050
|  |  | CY1 | CY2 | CY3 | Weighted WS | WS032 | WS037 | WS059 | Weighted WS | WS065 | WS071 | WS077 | Weighted WS | CY1 | CY2 | CY3 | Weighted WS
Installed Capacity [GW]
Electricity | Wind Onshore | I |  |  |  |  | 7.272 | 7.272 | 7.272 | 7.272 | 9.6 | 9.6 | 9.6 | 9.6
| Wind Offshore Radial | I |  |  |  |  | 4.36 | 4.36 | 4.36 | 4.36 | 4.36 | 4.36 | 4.36 | 4.36
| Wind Offshore Hub | I |  |  |  |  | 1.4 | 1.4 | 1.4 | 1.4 | 3.6 | 3.6 | 3.6 | 3.6
| Solar PV | I |  |  |  |  | 20.088 | 20.088 | 20.088 | 20.088 | 29.5 | 29.5 | 29.5 | 29.5
| Solar CSP | I
| SRES Electricity | I
| Run of River | I |  |  |  |  | 0.1622 | 0.1622 | 0.1622 | 0.1622 | 0.165 | 0.165 | 0.165 | 0.165
| Pondage | I
| Reservoir | I
| PS Turbine | I |  |  |  |  | 1.305 | 1.305 | 1.305 | 1.305 | 1.305 | 1.305 | 1.305 | 1.305
| PS Pump | I |  |  |  |  | 1.2268 | 1.2268 | 1.2268 | 1.2268 | 1.2268 | 1.2268 | 1.2268 | 1.2268
| Biofuel | I |  |  |  |  | 0.3544 | 0.3544 | 0.3544 | 0.3544 | 0.3544 | 0.3544 | 0.3544 | 0.3544
| Other RES | I |  |  |  |  | 0.59662 | 0.59662 | 0.59662 | 0.59662 | 0.59662 | 0.59662 | 0.59662 | 0.59662
| Nuclear | I |  |  |  |  | 2.056 | 2.056 | 2.056 | 2.056 | 2.056 | 2.056 | 2.056 | 2.056
| Natural Gas | I |  |  |  |  | 7.2164 | 7.2164 | 7.2164 | 7.2164 | 6.7654 | 6.7654 | 6.7654 | 6.7654
| Crude Oil | I |  |  |  |  | 0.14 | 0.14 | 0.14 | 0.14 | 0.14 | 0.14 | 0.14 | 0.14
| Coal | I
| Hydrogen GT | I
| Fuel Cell | I
| Other Non RES | I |  |  |  |  | 1.567 | 1.567 | 1.567 | 1.567 | 1.567 | 1.567 | 1.567 | 1.567
| Adequacy Units | I
| Batteries | I |  |  |  |  | 3.851 | 3.851 | 3.851 | 3.851 | 4.535 | 4.535 | 4.535 | 4.535
| Batteries [GWh] | I |  |  |  |  | 12.1991 | 12.1991 | 12.1991 | 12.1991 | 14.6827 | 14.6827 | 14.6827 | 14.6827
H2 | SMR (Blue) and Pyrolisis | I |  |  |  |  | 2 | 2 | 2 | 2 | 3.5 | 3.5 | 3.5 | 3.5
| SMR (Grey) | I
| Electrolyzers E-Market (P2G) [GW Elec] | I |  |  |  |  | 0.15 | 0.15 | 0.15 | 0.15 | 0.25 | 0.25 | 0.25 | 0.25
| Electrolyzers DRES (P2G) [GW Elec] | I
| Electrolyzers SRES (P2G) [GW Elec] | I
| H2 Adequacy Units | I
| NH3 Imports - High Band | I |  |  |  |  | 1.8945 | 1.8945 | 1.8945 | 1.8945 | 3.683 | 3.683 | 3.683 | 3.683
| NH3 Imports - Low Band | I |  |  |  |  | 1.8945 | 1.8945 | 1.8945 | 1.8945 | 3.683 | 3.683 | 3.683 | 3.683
| NH3 Terminal Capacity | I |  |  |  |  | 3.7888 | 3.7888 | 3.7888 | 3.7888 | 7.3658 | 7.3658 | 7.3658 | 7.3658
| Non-EU H2 Imports - High Band | I
| Non-EU H2 Imports - Low Band | I
| Non-EU H2 Pipeline Capacity | I
| EU Cross-Border Pipeline Capacity (Import) | I |  |  |  |  | 10.4237 | 10.4237 | 10.4237 | 10.4237 | 15.8616 | 15.8616 | 15.8616 | 15.8616
| EU Cross-Border Pipeline Capacity (Export) | I |  |  |  |  | 10.4237 | 10.4237 | 10.4237 | 10.4237 | 15.8616 | 15.8616 | 15.8616 | 15.8616
| H2 Storage Injection Capacity | I
| H2 Storage Withdrawal Capacity [GW] | I
| H2 Storage WGV [TWh] | I
| SNG Capacity (from H2) | I |  |  |  |  | 0.043474 | 0.043474 | 0.043474 | 0.043474 | 0.072456 | 0.072456 | 0.072456 | 0.072456
| E-Liquids Capacity (from H2) | I |  |  |  |  | 0.4543 | 0.4543 | 0.4543 | 0.4543 | 0.84251 | 0.84251 | 0.84251 | 0.84251
Generation [TWh]
Electricity | Wind Onshore | R |  |  |  |  | 22.2083 | 26.4115 | 24.8701 | 24.8941 | 32.0206 | 30.3483 | 27.65 | 29.6034
| Wind Offshore Radial | R |  |  |  |  | 16.4719 | 17.842 | 17.6833 | 17.4608 | 16.9781 | 16.4205 | 15.7957 | 16.2821
| Wind Offshore Hub | R |  |  |  |  | 5.823 | 6.2212 | 6.1281 | 6.0949 | 14.1461 | 13.778 | 13.1984 | 13.6198
| Solar PV | R |  |  |  |  | 20.4647 | 18.3727 | 19.7059 | 19.3147 | 32.3576 | 26.6403 | 28.2413 | 28.4241
| Solar CSP | R
| SRES Electricity | R
| Run of River | R |  |  |  |  | 0.39766 | 0.68342 | 0.48672 | 0.54993 | 0.35328 | 0.42561 | 0.41178 | 0.40561
| Pondage | R
| Reservoir | R
| PS Turbine | R |  |  |  |  | 1.2132 | 0.96264 | 1.168 | 1.0906 | 1.3061 | 1.0507 | 1.0973 | 1.1204
| Biofuel | R |  |  |  |  | 2.6719 | 2.6714 | 2.6715 | 2.6716 | 2.673 | 2.6734 | 2.6717 | 2.6726
| Other RES | R |  |  |  |  | 2.4539 | 2.4542 | 2.4542 | 2.4541 | 2.4539 | 2.4539 | 2.4542 | 2.454
| Nuclear | R |  |  |  |  | 11.1087 | 11.1227 | 10.8053 | 11.0146 | 10.6178 | 11.0006 | 10.6134 | 10.7692
| Natural Gas | R |  |  |  |  | 17.1388 | 12.1103 | 14.198 | 14.0061 | 12.4483 | 16.1874 | 16.755 | 15.6666
| Crude Oil | R |  |  |  |  | 0.01702 | 0.00588 | 0.00424 | 0.0080124 | 0.03224 | 0.082287 | 0.05782 | 0.062491
| Coal | R
| Hydrogen GT | R
| Fuel Cell | R
| Other Non RES | R |  |  |  |  | 3.8611 | 3.4964 | 3.4048 | 3.5537 | 2.2474 | 2.9365 | 3.2223 | 2.913
| Adequacy Units | R
| ENS | R |  |  |  |  | 0 | 0.0027312 | 0 | 0.0011744 | 0.015173 | 0.038328 | 0 | 0.018366
| RES Curtailment | R |  |  |  |  | 0.064747 | 0.06306 | 0.12382 | 0.083516 | 0.49447 | 0.43045 | 0.42439 | 0.44083
Electricity - Flexibility | Batteries Charging | R |  |  |  |  | 3.7036 | 3.5904 | 3.6603 | 3.6406 | 4.3185 | 4.0297 | 4.2062 | 4.1581
| Batteries Discharging | R |  |  |  |  | 3.4073 | 3.3031 | 3.3675 | 3.3494 | 3.973 | 3.7073 | 3.8697 | 3.8254
| EV Discharging (Prosumer) | R |  |  |  |  | 0.48336 | 0.4095 | 0.41892 | 0.43033 | 1.6921 | 1.6367 | 1.5815 | 1.6257
| EV Discharging (E-Market) | R |  |  |  |  | 0.0059857 | 0.0025248 | 0.0058541 | 0.0044541 | 0.083103 | 0.076606 | 0.063978 | 0.072854
| DSR | R |  |  |  |  | 2.8141 | 2.3668 | 2.5581 | 2.5373 | 3.7153 | 5.1387 | 4.9394 | 4.7743
H2 | SMR (Blue) and Pyrolisis | R |  |  |  |  | 17.52 | 17.52 | 17.52 | 17.52 | 30.66 | 30.66 | 30.66 | 30.66
| SMR (Grey) | R
| Electrolyzers E-Market (P2G) | R |  |  |  |  | 0.29419 | 0.31363 | 0.29734 | 0.30359 | 0.61212 | 0.55098 | 0.45735 | 0.52576
| Electrolyzers DRES (P2G) | R
| Electrolyzers SRES (P2G) | R
| H2 Adequacy Units | R
| NH3 Imports - High Band | R |  |  |  |  | 0 | 0 | 0 | 0 | 0.35946 | 3.9664 | 3.731 | 3.1508
| NH3 Imports - Low Band | R |  |  |  |  | 16.5958 | 16.5958 | 16.5958 | 16.5958 | 32.2631 | 32.2631 | 32.2631 | 32.2631
| Non-EU H2 Imports - High Band | R
| Non-EU H2 Imports - Low Band | R
| H2 Storage Injection | R
| H2 Storage Withdrawal | R
| Max Hourly State of Charge [%] | R
Heat | Heat Production from H2 HHP [TWh Heat] | I
| Share of Heat from H2 Boilers [%] | R
| Heat Production from CH4 HHP [TWh Heat] | I |  |  |  |  | 12.8779 | 12.851 | 12.8779 | 12.8663 | 10.4362 | 10.4362 | 10.4362 | 10.4362
| Share of Heat from CH4 Boilers [%] | R |  |  |  |  | 60.8552 | 63.9963 | 62.5472 | 62.7642 | 46.3086 | 51.4889 | 55.2025 | 51.9383
CO2 | CO2 Emissions Electricity Sector [Mt] | R |  |  |  |  | 7.2317 | 5.5138 | 6.0643 | 6.1078 | 4.1993 | 5.5222 | 5.747 | 5.3475
| CO2 Emissions Hydrogen Sector [Mt] | R |  |  |  |  | 0.44284 | 0.44284 | 0.44284 | 0.44284 | 0.65645 | 0.65645 | 0.65645 | 0.65645
FLH [h]
Electricity | Wind Onshore | R |  |  |  |  | 3053.944 | 3631.942 | 3419.9776 | 3423.2742 | 3335.475 | 3161.2762 | 2880.204 | 3083.6871
| Wind Offshore Radial | R |  |  |  |  | 3777.9624 | 4092.205 | 4055.805 | 4004.7748 | 3894.0637 | 3766.161 | 3622.866 | 3734.4235
| Wind Offshore Hub | R |  |  |  |  | 4159.313 | 4443.7386 | 4377.2063 | 4353.5208 | 3929.4628 | 3827.2311 | 3666.2203 | 3783.2731
| Solar PV | R |  |  |  |  | 1018.7533 | 914.6102 | 980.9792 | 961.5063 | 1096.8679 | 903.0597 | 957.3323 | 963.5304
| Solar CSP | R
| SRES Electricity | R
| Run of River | R |  |  |  |  | 2451.6589 | 4213.4427 | 3000.7553 | 3390.4277 | 2141.0936 | 2579.4288 | 2495.6276 | 2458.2413
| Pondage | R
| Reservoir | R
| PS Turbine | R |  |  |  |  | 929.6851 | 737.6578 | 895.0156 | 835.6724 | 1000.8651 | 805.1053 | 840.8184 | 858.5425
| Biofuel | R |  |  |  |  | 7539.3125 | 7537.6875 | 7538.1875 | 7538.2425 | 7542.25 | 7543.4375 | 7538.6875 | 7541.3
| Other RES | R |  |  |  |  | 4112.95 | 4113.413 | 4113.413 | 4113.3019 | 4113.003 | 4112.926 | 4113.413 | 4113.1362
| Nuclear | R |  |  |  |  | 5403.0604 | 5409.8944 | 5255.4931 | 5357.3018 | 5164.3015 | 5350.5006 | 5162.145 | 5237.9186
| Natural Gas | R |  |  |  |  | 2374.9742 | 1678.1633 | 1967.4633 | 1940.8669 | 1839.9948 | 2392.6757 | 2476.5761 | 2315.6997
| Crude Oil | R |  |  |  |  | 121.5714 | 42 | 30.2857 | 57.2314 | 230.2857 | 587.7631 | 413 | 446.3624
| Coal | R
| Hydrogen GT | R
| Fuel Cell | R
| Other Non RES | R |  |  |  |  | 2463.9985 | 2231.31 | 2172.8508 | 2267.8637 | 1434.2081 | 1874.0062 | 2056.335 | 1858.9781
| Adequacy Units | R
| Batteries | R |  |  |  |  | 884.7962 | 857.7319 | 874.4493 | 869.7441 | 876.0788 | 817.494 | 853.3042 | 843.5351
H2 | SMR (Blue) and Pyrolisis | R |  |  |  |  | 8760 | 8760 | 8760 | 8760 | 8759.9942 | 8760 | 8760 | 8759.9988
| SMR (Grey) | R
| Electrolyzers E-Market (P2G) | R |  |  |  |  | 2801.7674 | 2986.9586 | 2831.8093 | 2891.3135 | 3448.5515 | 3104.1223 | 2576.6154 | 2962.0054
| Electrolyzers DRES (P2G) | R
| Electrolyzers SRES (P2G) | R
| H2 Adequacy Units | R
| NH3 Terminals (Import) | R |  |  |  |  | 4380.1829 | 4380.1829 | 4380.1829 | 4380.1829 | 4428.9081 | 4918.5939 | 4886.6319 | 4807.8719
| Non-EU H2 Pipelines (Import) | R
| H2 Pipelines (Import) | R |  |  |  |  | 802.8608 | 804.8053 | 788.5128 | 798.9621 | 2392.3193 | 2349.8595 | 2318.9495 | 2345.9874
| H2 Pipelines (Export) | R |  |  |  |  | 1420.4594 | 1424.2424 | 1402.4291 | 1416.1361 | 3128.8475 | 3284.3667 | 3302.7786 | 3260.6276
| H2 to SNG | R |  |  |  |  | 7791.5425 | 7798 | 8747 | 8109.6202 | 5400.4717 | 4420 | 4264.7721 | 4554.0032
| H2 to E-Liquids | R |  |  |  |  | 8760 | 8760 | 8760 | 8760 | 7636.9391 | 6404.6947 | 5902.6948 | 6450.3436
Exchange [TWh]
Electricity | Imports | R |  |  |  |  | 56.7291 | 58.3597 | 57.7284 | 57.76 | 72.3819 | 74.9027 | 74.6814 | 74.31
| Exports | R |  |  |  |  | 14.0462 | 14.2195 | 14.6512 | 14.3204 | 19.1678 | 20.1407 | 18.4821 | 19.2827
H2 | NH3 Imports | R |  |  |  |  | 16.5958 | 16.5958 | 16.5958 | 16.5958 | 32.6225 | 36.2295 | 35.994 | 35.4139
| Non-EU Imports | R
| EU Imports | R |  |  |  |  | 8.3688 | 8.3891 | 8.2192 | 8.3282 | 37.946 | 37.2725 | 36.7822 | 37.2111
| EU Exports | R |  |  |  |  | 14.8065 | 14.8459 | 14.6185 | 14.7614 | 49.6285 | 52.0953 | 52.3873 | 51.7187
E-Fuels | SNG Imports [TWh H2] | R |  |  |  |  | EU27 level specific | EU27 level specific | EU27 level specific | EU27 level specific | EU27 level specific | EU27 level specific | EU27 level specific | EU27 level specific
| E-Liquid Imports [TWh H2] | R |  |  |  |  | EU27 level specific | EU27 level specific | EU27 level specific | EU27 level specific | EU27 level specific | EU27 level specific | EU27 level specific | EU27 level specific
Consumption [TWh]
Electricity | Native Demand (Prosumer) | I |  |  |  |  | 1.9077 | 1.9363 | 1.9229 | 1.925 | 2.9006 | 2.9155 | 2.8341 | 2.88
| Fixed Load (Prosumer) | I |  |  |  |  | 0 | 0 | 0 | 0 | 0 | 0 | 0 | 0
| Charging Station Load (Prosumer) | R |  |  |  |  | 8.6019 | 8.5183 | 8.529 | 8.5419 | 12.9316 | 12.869 | 12.8065 | 12.8565
| Native Demand (E-Market) | I |  |  |  |  | 131.8651 | 131.8358 | 131.8811 | 131.8578 | 160.8977 | 160.9057 | 160.559 | 160.7654
| Fixed Load (Emarket) | I |  |  |  |  | 0 | 0 | 0 | 0 | 0 | 0 | 0 | 0
| Charging Station Load (E-Market) | R |  |  |  |  | 3.4588 | 3.4549 | 3.4587 | 3.4571 | 4.8155 | 4.8081 | 4.7938 | 4.8039
| PS Pump Load | R |  |  |  |  | 1.6177 | 1.2835 | 1.5573 | 1.4541 | 1.7415 | 1.397 | 1.4628 | 1.4922
| Electrolyzers E-Market (P2G) | R |  |  |  |  | 0.42027 | 0.44804 | 0.42477 | 0.4337 | 0.86214 | 0.77603 | 0.64415 | 0.7405
| Electricity for H2 HHPs | R
| Electricity for CH4 HHPs | R |  |  |  |  | 1.649 | 1.5119 | 1.5737 | 1.5652 | 1.8596 | 1.656 | 1.5159 | 1.6407
H2 | H2 Demand | I |  |  |  |  | 23.6539 | 23.6539 | 23.6539 | 23.6539 | 45.3866 | 46.9014 | 46.2242 | 46.3276
| Shortage Quantity | R |  |  |  |  | 0 | 0 | 0 | 0 | 0 | 0 | 0 | 0
| H2 for Hydrogen GT | R
| H2 for HHP Boilers | R
| H2 to SNG | R |  |  |  |  | 0.33873 | 0.33901 | 0.38027 | 0.35256 | 0.3913 | 0.32026 | 0.30901 | 0.32996
| H2 to E-Liquids | R |  |  |  |  | 3.9797 | 3.9797 | 3.9797 | 3.9797 | 6.4342 | 5.396 | 4.9731 | 5.4345
Methane | CH4 for HHP Boilers | R |  |  |  |  | 8.4638 | 8.8821 | 8.6992 | 8.7213 | 5.2195 | 5.8034 | 6.2219 | 5.854
CO2 | CO2 to E-Fuels [kt] | R |  |  |  |  | EU27 level specific | EU27 level specific | EU27 level specific | EU27 level specific | EU27 level specific | EU27 level specific | EU27 level specific | EU27 level specific
Fuels | E-Fuel Demand [TWh H2] | I |  |  |  |  | EU27 level specific | EU27 level specific | EU27 level specific | EU27 level specific | EU27 level specific | EU27 level specific | EU27 level specific | EU27 level specific
| E-Fuel Shortage [TWh H2] | R |  |  |  |  | EU27 level specific | EU27 level specific | EU27 level specific | EU27 level specific | EU27 level specific | EU27 level specific | EU27 level specific | EU27 level specific
Prices [€/MWh]
Electricity | 10%-Quan. | R |  |  |  |  | 23.0189 | 27.5078 | 16.3081 | 22.7346 | 13.2907 | 16.3081 | 16.2981 | 15.7006
| Load-Weighted Average | R |  |  |  |  | 113.8155 | 106.412 | 102.5978 | 106.9302 | 139.3445 | 243.0166 | 166.8535 | 191.817
| 90%-Quan. | R |  |  |  |  | 167.8086 | 148.4624 | 149.0965 | 153.3148 | 234.1421 | 330.5755 | 270.1388 | 287.1142
H2 | 10%-Quan. | R |  |  |  |  | 103.5083 | 103.5844 | 102.7186 | 103.2804 | 98.6731 | 98.5931 | 99.67 | 99.0399
| Load-Weighted Average | R |  |  |  |  | 126.1811 | 127.072 | 115.4728 | 123.0305 | 134.5113 | 172.4768 | 150.2314 | 155.9856
| 90%-Quan. | R |  |  |  |  | 160.7125 | 162.2508 | 138.6487 | 154.0929 | 166.0959 | 316.5306 | 221.6264 | 248.482
Import Share [%]
H2 | Share of Domestic Production (Supply %) | R |  |  |  |  | EU27 level specific | EU27 level specific | EU27 level specific | EU27 level specific | EU27 level specific | EU27 level specific | EU27 level specific | EU27 level specific
| Share of Non-EU Imports (Supply %) | R |  |  |  |  | EU27 level specific | EU27 level specific | EU27 level specific | EU27 level specific | EU27 level specific | EU27 level specific | EU27 level specific | EU27 level specific
Energy Balance [TWh]
Electricity + | Electricity Generation | R |  |  |  |  | 103.8302 | 102.3544 | 103.5802 | 103.1131 | 127.6344 | 123.9974 | 122.1687 | 123.9933
| DSR | R |  |  |  |  | 2.8141 | 2.3668 | 2.5581 | 2.5373 | 3.7153 | 5.1387 | 4.9394 | 4.7743
| Net Imports | R |  |  |  |  | 42.6829 | 44.1402 | 43.0772 | 43.4396 | 53.2141 | 54.762 | 56.1992 | 55.0273
| Electricity Shortage | R |  |  |  |  | 0 | 0.0027312 | 0 | 0.0011744 | 0.015173 | 0.038328 | 0 | 0.018366
Electricity - | Electricity Demand (Native + Fixed) | I |  |  |  |  | 133.7727 | 133.7722 | 133.804 | 133.7828 | 163.7983 | 163.8212 | 163.3932 | 163.6454
| Pump Load | R |  |  |  |  | 1.6177 | 1.2835 | 1.5573 | 1.4541 | 1.7415 | 1.397 | 1.4628 | 1.4922
| Electrolyzer Load | R |  |  |  |  | 0.42027 | 0.44804 | 0.42477 | 0.4337 | 0.86214 | 0.77603 | 0.64415 | 0.7405
| Heat Electrical Usage | R |  |  |  |  | 1.649 | 1.5119 | 1.5737 | 1.5652 | 1.8596 | 1.656 | 1.5159 | 1.6407
| Net Battery Load | R |  |  |  |  | 0.29629 | 0.28723 | 0.29283 | 0.29125 | 0.34548 | 0.32238 | 0.3365 | 0.33265
| Net EV Load | R |  |  |  |  | 11.5714 | 11.5612 | 11.5629 | 11.5642 | 15.9719 | 15.9638 | 15.9548 | 15.9618
Electricity Balance |  | R |  |  |  |  | -2.0378e-11 | -8.7823e-12 | 1.117e-11 | -4.9812e-12 | 3.4674e-12 | -2.899e-12 | 1.9611e-12 | 3.1832e-13
H2 + | H2 Domestic Production | R |  |  |  |  | 17.8142 | 17.8336 | 17.8173 | 17.8236 | 31.2721 | 31.211 | 31.1173 | 31.1858
| NH3 Imports | R |  |  |  |  | 16.5958 | 16.5958 | 16.5958 | 16.5958 | 32.6225 | 36.2295 | 35.994 | 35.4139
| Non-EU Imports | R
| Net Imports | R |  |  |  |  | -6.4377 | -6.4568 | -6.3993 | -6.4333 | -11.6825 | -14.8228 | -15.6051 | -14.5076
| H2 Shortage | R |  |  |  |  | 0 | 0 | 0 | 0 | 0 | 0 | 0 | 0
H2 - | H2 Demand | I |  |  |  |  | 23.6539 | 23.6539 | 23.6539 | 23.6539 | 45.3866 | 46.9014 | 46.2242 | 46.3276
| H2 to Hydrogen GT | R
| H2 to Heat | R
| H2 to eFuels | R |  |  |  |  | 4.3184 | 4.3187 | 4.3599 | 4.3322 | 6.8255 | 5.7163 | 5.2821 | 5.7644
| Net H2 Storage Load | R
H2 Balance |  | R |  |  |  |  | -2.1565e-11 | -2.272e-11 | -2.3288e-11 | -2.263e-11 | -1.5987e-12 | 4.1211e-12 | -1.4992e-12 | 7.2902e-13
Note on C3: Input Value / Result

## BG
|  | I/R | 2030 |  |  |  | 2035 |  |  |  | 2040 |  |  |  | 2050
|  |  | CY1 | CY2 | CY3 | Weighted WS | WS032 | WS037 | WS059 | Weighted WS | WS065 | WS071 | WS077 | Weighted WS | CY1 | CY2 | CY3 | Weighted WS
Installed Capacity [GW]
Electricity | Wind Onshore | I |  |  |  |  | 2.724 | 2.724 | 2.724 | 2.724 | 4.086 | 4.086 | 4.086 | 4.086
| Wind Offshore Radial | I |  |  |  |  | 1.707 | 1.707 | 1.707 | 1.707 | 2.332 | 2.332 | 2.332 | 2.332
| Wind Offshore Hub | I
| Solar PV | I |  |  |  |  | 9.4505 | 9.4505 | 9.4505 | 9.4505 | 12.1505 | 12.1505 | 12.1505 | 12.1505
| Solar CSP | I
| SRES Electricity | I
| Run of River | I |  |  |  |  | 0.53551 | 0.53551 | 0.53551 | 0.53551 | 0.53551 | 0.53551 | 0.53551 | 0.53551
| Pondage | I
| Reservoir | I |  |  |  |  | 1.2813 | 1.2813 | 1.2813 | 1.2813 | 1.2813 | 1.2813 | 1.2813 | 1.2813
| PS Turbine | I |  |  |  |  | 1.799 | 1.799 | 1.799 | 1.799 | 2.599 | 2.599 | 2.599 | 2.599
| PS Pump | I |  |  |  |  | 1.298 | 1.298 | 1.298 | 1.298 | 2.03 | 2.03 | 2.03 | 2.03
| Biofuel | I
| Other RES | I |  |  |  |  | 0.166 | 0.166 | 0.166 | 0.166 | 0.166 | 0.166 | 0.166 | 0.166
| Nuclear | I |  |  |  |  | 3.2 | 3.2 | 3.2 | 3.2 | 4.4 | 4.4 | 4.4 | 4.4
| Natural Gas | I |  |  |  |  | 2.061 | 2.061 | 2.061 | 2.061 | 2.348 | 2.348 | 2.348 | 2.348
| Crude Oil | I
| Coal | I |  |  |  |  | 0.96 | 0.96 | 0.96 | 0.96 | 0.168 | 0.168 | 0.168 | 0.168
| Hydrogen GT | I
| Fuel Cell | I
| Other Non RES | I
| Adequacy Units | I
| Batteries | I |  |  |  |  | 1.12 | 1.12 | 1.12 | 1.12 | 1.12 | 1.12 | 1.12 | 1.12
| Batteries [GWh] | I |  |  |  |  | 2.68 | 2.68 | 2.68 | 2.68 | 2.68 | 2.68 | 2.68 | 2.68
H2 | SMR (Blue) and Pyrolisis | I
| SMR (Grey) | I
| Electrolyzers E-Market (P2G) [GW Elec] | I |  |  |  |  | 0.872 | 0.872 | 0.872 | 0.872 | 1.782 | 1.782 | 1.782 | 1.782
| Electrolyzers DRES (P2G) [GW Elec] | I
| Electrolyzers SRES (P2G) [GW Elec] | I
| H2 Adequacy Units | I
| NH3 Imports - High Band | I
| NH3 Imports - Low Band | I
| NH3 Terminal Capacity | I
| Non-EU H2 Imports - High Band | I
| Non-EU H2 Imports - Low Band | I
| Non-EU H2 Pipeline Capacity | I
| EU Cross-Border Pipeline Capacity (Import) | I |  |  |  |  | 2.8249 | 2.8249 | 2.8249 | 2.8249 | 5.8442 | 5.8442 | 5.8442 | 5.8442
| EU Cross-Border Pipeline Capacity (Export) | I |  |  |  |  | 2.8249 | 2.8249 | 2.8249 | 2.8249 | 6.0839 | 6.0839 | 6.0839 | 6.0839
| H2 Storage Injection Capacity | I
| H2 Storage Withdrawal Capacity [GW] | I
| H2 Storage WGV [TWh] | I
| SNG Capacity (from H2) | I
| E-Liquids Capacity (from H2) | I
Generation [TWh]
Electricity | Wind Onshore | R |  |  |  |  | 5.0707 | 5.8711 | 6.2787 | 5.8135 | 8.6032 | 9.0846 | 7.7339 | 8.448
| Wind Offshore Radial | R |  |  |  |  | 4.586 | 5.1371 | 5.4536 | 5.1093 | 7.1957 | 6.7354 | 6.3055 | 6.6555
| Wind Offshore Hub | R
| Solar PV | R |  |  |  |  | 13.1387 | 12.2618 | 13.3788 | 12.8409 | 17.0468 | 15.7717 | 15.3006 | 15.8383
| Solar CSP | R
| SRES Electricity | R
| Run of River | R |  |  |  |  | 1.2778 | 1.8596 | 1.0629 | 1.4571 | 1.0039 | 1.454 | 1.4819 | 1.3752
| Pondage | R
| Reservoir | R |  |  |  |  | 1.6223 | 2.868 | 1.4925 | 2.1151 | 1.5772 | 1.9353 | 2.0203 | 1.8977
| PS Turbine | R |  |  |  |  | 2.9187 | 3.1988 | 2.7324 | 2.9777 | 4.7434 | 5.3053 | 4.7691 | 4.9785
| Biofuel | R
| Other RES | R |  |  |  |  | 0.49991 | 0.49913 | 0.50054 | 0.49978 | 0.49794 | 0.5027 | 0.50458 | 0.5025
| Nuclear | R |  |  |  |  | 21.5412 | 21.4008 | 21.2202 | 21.3749 | 30.466 | 30.1426 | 31.5064 | 30.7528
| Natural Gas | R |  |  |  |  | 2.607 | 0.98616 | 2.0141 | 1.7144 | 1.3041 | 1.0497 | 1.7155 | 1.3669
| Crude Oil | R
| Coal | R |  |  |  |  | 0.0042011 | 0.00025138 | 0 | 0.0011164 | 0 | 0.00049844 | 0 | 0.00019938
| Hydrogen GT | R
| Fuel Cell | R
| Other Non RES | R
| Adequacy Units | R
| ENS | R |  |  |  |  | 0 | 0 | 0 | 0 | 0 | 0 | 0 | 0
| RES Curtailment | R |  |  |  |  | 0.24574 | 0.25968 | 0.17104 | 0.22708 | 0.32418 | 0.10728 | 0.076285 | 0.13826
Electricity - Flexibility | Batteries Charging | R |  |  |  |  | 0.82292 | 0.85731 | 0.80716 | 0.8325 | 0.80168 | 0.83565 | 0.77326 | 0.8039
| Batteries Discharging | R |  |  |  |  | 0.74062 | 0.77158 | 0.72644 | 0.74925 | 0.72151 | 0.75209 | 0.69593 | 0.72351
| EV Discharging (Prosumer) | R |  |  |  |  | 5.0128e-05 | 2.4165e-05 | 5.5981e-05 | 4.0895e-05 | 0.00025451 | 0.00011247 | 0.00015746 | 0.00015887
| EV Discharging (E-Market) | R |  |  |  |  | 1.374e-05 | 9.3923e-06 | 1.5937e-05 | 1.2596e-05 | 4.8345e-05 | 3.3867e-05 | 2.8441e-05 | 3.4592e-05
| DSR | R
H2 | SMR (Blue) and Pyrolisis | R
| SMR (Grey) | R
| Electrolyzers E-Market (P2G) | R |  |  |  |  | 2.3539 | 2.9537 | 2.548 | 2.6759 | 7.5461 | 9.3491 | 8.1317 | 8.5015
| Electrolyzers DRES (P2G) | R
| Electrolyzers SRES (P2G) | R
| H2 Adequacy Units | R
| NH3 Imports - High Band | R
| NH3 Imports - Low Band | R
| Non-EU H2 Imports - High Band | R
| Non-EU H2 Imports - Low Band | R
| H2 Storage Injection | R
| H2 Storage Withdrawal | R
| Max Hourly State of Charge [%] | R
Heat | Heat Production from H2 HHP [TWh Heat] | I
| Share of Heat from H2 Boilers [%] | R
| Heat Production from CH4 HHP [TWh Heat] | I
| Share of Heat from CH4 Boilers [%] | R
CO2 | CO2 Emissions Electricity Sector [Mt] | R |  |  |  |  | 0.95934 | 0.40234 | 0.7774 | 0.65979 | 0.3418 | 0.28966 | 0.44717 | 0.36309
| CO2 Emissions Hydrogen Sector [Mt] | R |  |  |  |  | 0 | 0 | 0 | 0 | 0 | 0 | 0 | 0
FLH [h]
Electricity | Wind Onshore | R |  |  |  |  | 1861.5055 | 2155.3074 | 2304.9626 | 2134.1812 | 2105.5225 | 2223.3473 | 1892.7908 | 2067.5597
| Wind Offshore Radial | R |  |  |  |  | 2686.601 | 3009.4173 | 3194.8248 | 2993.1259 | 3085.6477 | 2888.2632 | 2703.8851 | 2853.9889
| Wind Offshore Hub | R
| Solar PV | R |  |  |  |  | 1390.2694 | 1297.4809 | 1415.6711 | 1358.7529 | 1402.968 | 1298.0287 | 1259.2559 | 1303.5074
| Solar CSP | R
| SRES Electricity | R
| Run of River | R |  |  |  |  | 2386.1983 | 3472.5069 | 1984.9221 | 2720.8898 | 1874.7145 | 2715.1695 | 2767.3351 | 2567.9448
| Pondage | R
| Reservoir | R |  |  |  |  | 1266.105 | 2238.3511 | 1164.8451 | 1650.7551 | 1230.9254 | 1510.4332 | 1576.7361 | 1481.0528
| PS Turbine | R |  |  |  |  | 1622.4064 | 1778.1185 | 1518.8427 | 1655.1866 | 1825.0686 | 2041.2973 | 1834.9848 | 1915.5266
| Biofuel | R
| Other RES | R |  |  |  |  | 3011.491 | 3006.8166 | 3015.3054 | 3010.7398 | 2999.6339 | 3028.3015 | 3039.6173 | 3027.0943
| Nuclear | R |  |  |  |  | 6731.6364 | 6687.7437 | 6631.3104 | 6679.6549 | 6924.0802 | 6850.5957 | 7160.5536 | 6989.2757
| Natural Gas | R |  |  |  |  | 1264.9022 | 478.4837 | 977.2556 | 831.8189 | 555.4187 | 447.0511 | 730.6043 | 582.1459
| Crude Oil | R
| Coal | R |  |  |  |  | 4.3761 | 0.26185 | 0 | 1.1629 | 0 | 2.9669 | 0 | 1.1868
| Hydrogen GT | R
| Fuel Cell | R
| Other Non RES | R
| Adequacy Units | R
| Batteries | R |  |  |  |  | 661.2721 | 688.9091 | 648.6074 | 668.9767 | 644.2084 | 671.5052 | 621.3659 | 645.9901
H2 | SMR (Blue) and Pyrolisis | R
| SMR (Grey) | R
| Electrolyzers E-Market (P2G) | R |  |  |  |  | 3856.3452 | 4838.9238 | 4174.319 | 4383.7854 | 5964.2256 | 7389.2972 | 6427.0764 | 6719.3946
| Electrolyzers DRES (P2G) | R
| Electrolyzers SRES (P2G) | R
| H2 Adequacy Units | R
| NH3 Terminals (Import) | R
| Non-EU H2 Pipelines (Import) | R
| H2 Pipelines (Import) | R |  |  |  |  | 975.2446 | 779.9337 | 905.5932 | 868.276 | 2358.7508 | 2422.1194 | 2340.054 | 2376.6195
| H2 Pipelines (Export) | R |  |  |  |  | 14.3844 | 31.5492 | 13.4413 | 21.454 | 2318.7112 | 2675.9441 | 2397.0064 | 2492.9225
| H2 to SNG | R
| H2 to E-Liquids | R
Exchange [TWh]
Electricity | Imports | R |  |  |  |  | 8.2838 | 8.185 | 7.3886 | 7.9459 | 7.6277 | 8.7487 | 7.8216 | 8.1537
| Exports | R |  |  |  |  | 13.2776 | 14.4935 | 12.6749 | 13.6016 | 16.5144 | 16.5278 | 15.9251 | 16.2841
H2 | NH3 Imports | R
| Non-EU Imports | R
| EU Imports | R |  |  |  |  | 2.7549 | 2.2032 | 2.5582 | 2.4528 | 13.785 | 14.1554 | 13.6758 | 13.8895
| EU Exports | R |  |  |  |  | 0.040634 | 0.089122 | 0.03797 | 0.060605 | 14.1068 | 16.2802 | 14.5831 | 15.1667
E-Fuels | SNG Imports [TWh H2] | R |  |  |  |  | EU27 level specific | EU27 level specific | EU27 level specific | EU27 level specific | EU27 level specific | EU27 level specific | EU27 level specific | EU27 level specific
| E-Liquid Imports [TWh H2] | R |  |  |  |  | EU27 level specific | EU27 level specific | EU27 level specific | EU27 level specific | EU27 level specific | EU27 level specific | EU27 level specific | EU27 level specific
Consumption [TWh]
Electricity | Native Demand (Prosumer) | I
| Fixed Load (Prosumer) | I |  |  |  |  | 0 | 0 | 0 | 0 | 0 | 0 | 0 | 0
| Charging Station Load (Prosumer) | R |  |  |  |  | 0.0013899 | 0.0013605 | 0.0013965 | 0.0013794 | 0.0013018 | 0.0011411 | 0.001192 | 0.0011936
| Native Demand (E-Market) | I |  |  |  |  | 41.9031 | 40.6346 | 42.0804 | 41.4162 | 47.562 | 45.9559 | 47.1176 | 46.7418
| Fixed Load (Emarket) | I |  |  |  |  | 0 | 0 | 0 | 0 | 0 | 0 | 0 | 0
| Charging Station Load (E-Market) | R |  |  |  |  | 0.00058403 | 0.00057911 | 0.00058652 | 0.00058274 | 0.00048702 | 0.00047063 | 0.00046449 | 0.00047145
| PS Pump Load | R |  |  |  |  | 2.9227 | 2.8324 | 3.0444 | 2.924 | 5.2796 | 4.9941 | 4.5848 | 4.8875
| Electrolyzers E-Market (P2G) | R |  |  |  |  | 3.3627 | 4.2195 | 3.64 | 3.8227 | 10.6282 | 13.1677 | 11.4531 | 11.974
| Electricity for H2 HHPs | R
| Electricity for CH4 HHPs | R
H2 | H2 Demand | I |  |  |  |  | 5.0682 | 5.0678 | 5.0682 | 5.068 | 7.2243 | 7.2243 | 7.2243 | 7.2243
| Shortage Quantity | R |  |  |  |  | 0 | 0 | 0 | 0 | 0 | 0 | 0 | 0
| H2 for Hydrogen GT | R
| H2 for HHP Boilers | R
| H2 to SNG | R
| H2 to E-Liquids | R
Methane | CH4 for HHP Boilers | R
CO2 | CO2 to E-Fuels [kt] | R |  |  |  |  | EU27 level specific | EU27 level specific | EU27 level specific | EU27 level specific | EU27 level specific | EU27 level specific | EU27 level specific | EU27 level specific
Fuels | E-Fuel Demand [TWh H2] | I |  |  |  |  | EU27 level specific | EU27 level specific | EU27 level specific | EU27 level specific | EU27 level specific | EU27 level specific | EU27 level specific | EU27 level specific
| E-Fuel Shortage [TWh H2] | R |  |  |  |  | EU27 level specific | EU27 level specific | EU27 level specific | EU27 level specific | EU27 level specific | EU27 level specific | EU27 level specific | EU27 level specific
Prices [€/MWh]
Electricity | 10%-Quan. | R |  |  |  |  | 13.5138 | 11.5088 | 11.5021 | 11.9878 | 10.2222 | 10.2223 | 11.4404 | 10.7095
| Load-Weighted Average | R |  |  |  |  | 102 | 89.0272 | 96.3446 | 94.5554 | 112.1678 | 101.555 | 113.8573 | 108.5985
| 90%-Quan. | R |  |  |  |  | 136.8297 | 128.2782 | 130.1297 | 130.9416 | 163.1722 | 162.7725 | 164.2292 | 163.4351
H2 | 10%-Quan. | R |  |  |  |  | 12.4605 | 0.52857 | 12.3307 | 7.2869 | 99.1925 | 98.693 | 99.69 | 99.1917
| Load-Weighted Average | R |  |  |  |  | 146.489 | 126.1073 | 139.9034 | 135.5516 | 309.1898 | 783.2943 | 463.8861 | 560.7101
| 90%-Quan. | R |  |  |  |  | 195.8568 | 183.0429 | 186.1 | 187.1271 | 235.5914 | 2999.99 | 2999.99 | 2447.1103
Import Share [%]
H2 | Share of Domestic Production (Supply %) | R |  |  |  |  | EU27 level specific | EU27 level specific | EU27 level specific | EU27 level specific | EU27 level specific | EU27 level specific | EU27 level specific | EU27 level specific
| Share of Non-EU Imports (Supply %) | R |  |  |  |  | EU27 level specific | EU27 level specific | EU27 level specific | EU27 level specific | EU27 level specific | EU27 level specific | EU27 level specific | EU27 level specific
Energy Balance [TWh]
Electricity + | Electricity Generation | R |  |  |  |  | 53.2666 | 54.0827 | 54.1338 | 53.9037 | 72.4381 | 71.9819 | 71.3378 | 71.8155
| DSR | R
| Net Imports | R |  |  |  |  | -4.9939 | -6.3085 | -5.2863 | -5.6557 | -8.8867 | -7.7791 | -8.1035 | -8.1304
| Electricity Shortage | R |  |  |  |  | 0 | 0 | 0 | 0 | 0 | 0 | 0 | 0
Electricity - | Electricity Demand (Native + Fixed) | I |  |  |  |  | 41.9031 | 40.6346 | 42.0804 | 41.4162 | 47.562 | 45.9559 | 47.1176 | 46.7418
| Pump Load | R |  |  |  |  | 2.9227 | 2.8324 | 3.0444 | 2.924 | 5.2796 | 4.9941 | 4.5848 | 4.8875
| Electrolyzer Load | R |  |  |  |  | 3.3627 | 4.2195 | 3.64 | 3.8227 | 10.6282 | 13.1677 | 11.4531 | 11.974
| Heat Electrical Usage | R
| Net Battery Load | R |  |  |  |  | 0.082292 | 0.085731 | 0.080716 | 0.08325 | 0.080168 | 0.083565 | 0.077326 | 0.08039
| Net EV Load | R |  |  |  |  | 0.00191 | 0.001906 | 0.0019111 | 0.0019087 | 0.001486 | 0.0014654 | 0.0014706 | 0.0014716
Electricity Balance |  | R |  |  |  |  | -4.249e-12 | 7.9439e-12 | -1.4857e-11 | -2.5069e-12 | -6.2528e-12 | -3.979e-13 | -4.9738e-13 | -1.6087e-12
H2 + | H2 Domestic Production | R |  |  |  |  | 2.3539 | 2.9537 | 2.548 | 2.6759 | 7.5461 | 9.3491 | 8.1317 | 8.5015
| NH3 Imports | R
| Non-EU Imports | R
| Net Imports | R |  |  |  |  | 2.7143 | 2.1141 | 2.5202 | 2.3922 | -0.32177 | -2.1248 | -0.90738 | -1.2772
| H2 Shortage | R |  |  |  |  | 0 | 0 | 0 | 0 | 0 | 0 | 0 | 0
H2 - | H2 Demand | I |  |  |  |  | 5.0682 | 5.0678 | 5.0682 | 5.068 | 7.2243 | 7.2243 | 7.2243 | 7.2243
| H2 to Hydrogen GT | R
| H2 to Heat | R
| H2 to eFuels | R
| Net H2 Storage Load | R
H2 Balance |  | R |  |  |  |  | 1.6991e-12 | 4.5288e-12 | 1.4486e-12 | 2.8332e-12 | -1.0541e-11 | -7.9705e-12 | -5.0884e-12 | -7.3317e-12
Note on C3: Input Value / Result

## CH
|  | I/R | 2030 |  |  |  | 2035 |  |  |  | 2040 |  |  |  | 2050
|  |  | CY1 | CY2 | CY3 | Weighted WS | WS032 | WS037 | WS059 | Weighted WS | WS065 | WS071 | WS077 | Weighted WS | CY1 | CY2 | CY3 | Weighted WS
Installed Capacity [GW]
Electricity | Wind Onshore | I |  |  |  |  | 0.252 | 0.252 | 0.252 | 0.252 | 1.15 | 1.15 | 1.15 | 1.15
| Wind Offshore Radial | I
| Wind Offshore Hub | I
| Solar PV | I |  |  |  |  | 0.58 | 0.58 | 0.58 | 0.58 | 0.58 | 0.58 | 0.58 | 0.58
| Solar CSP | I
| SRES Electricity | I
| Run of River | I |  |  |  |  | 4.2625 | 4.2625 | 4.2625 | 4.2625 | 4.31 | 4.31 | 4.31 | 4.31
| Pondage | I
| Reservoir | I |  |  |  |  | 8.73 | 8.73 | 8.73 | 8.73 | 8.93 | 8.93 | 8.93 | 8.93
| PS Turbine | I |  |  |  |  | 5.19 | 5.19 | 5.19 | 5.19 | 6.02 | 6.02 | 6.02 | 6.02
| PS Pump | I |  |  |  |  | 4.62 | 4.62 | 4.62 | 4.62 | 5.45 | 5.45 | 5.45 | 5.45
| Biofuel | I |  |  |  |  | 0.14949 | 0.14949 | 0.14949 | 0.14949 | 0.25198 | 0.25198 | 0.25198 | 0.25198
| Other RES | I |  |  |  |  | 0.29889 | 0.29889 | 0.29889 | 0.29889 | 0.36937 | 0.36937 | 0.36937 | 0.36937
| Nuclear | I |  |  |  |  | 2.23 | 2.23 | 2.23 | 2.23 | 1.22 | 1.22 | 1.22 | 1.22
| Natural Gas | I
| Crude Oil | I
| Coal | I
| Hydrogen GT | I
| Fuel Cell | I
| Other Non RES | I |  |  |  |  | 0.52392 | 0.52392 | 0.52392 | 0.52392 | 0.44044 | 0.44044 | 0.44044 | 0.44044
| Adequacy Units | I
| Batteries | I
| Batteries [GWh] | I
H2 | SMR (Blue) and Pyrolisis | I
| SMR (Grey) | I
| Electrolyzers E-Market (P2G) [GW Elec] | I |  |  |  |  | 0.98773 | 0.98773 | 0.98773 | 0.98773 | 1.2943 | 1.2943 | 1.2943 | 1.2943
| Electrolyzers DRES (P2G) [GW Elec] | I
| Electrolyzers SRES (P2G) [GW Elec] | I
| H2 Adequacy Units | I
| NH3 Imports - High Band | I
| NH3 Imports - Low Band | I
| NH3 Terminal Capacity | I
| Non-EU H2 Imports - High Band | I
| Non-EU H2 Imports - Low Band | I
| Non-EU H2 Pipeline Capacity | I
| EU Cross-Border Pipeline Capacity (Import) | I | [8 empty] | 3.1073 | 3.1073 | 3.1073 | 3.1073
| EU Cross-Border Pipeline Capacity (Export) | I | [8 empty] | 6.3912 | 6.3912 | 6.3912 | 6.3912
| H2 Storage Injection Capacity | I
| H2 Storage Withdrawal Capacity [GW] | I
| H2 Storage WGV [TWh] | I
| SNG Capacity (from H2) | I
| E-Liquids Capacity (from H2) | I
Generation [TWh]
Electricity | Wind Onshore | R |  |  |  |  | 0.39251 | 0.53713 | 0.43924 | 0.47012 | 1.8234 | 2.0835 | 1.7974 | 1.917
| Wind Offshore Radial | R
| Wind Offshore Hub | R
| Solar PV | R |  |  |  |  | 0.60419 | 0.55881 | 0.58388 | 0.57798 | 0.58102 | 0.57618 | 0.60805 | 0.5899
| Solar CSP | R
| SRES Electricity | R
| Run of River | R |  |  |  |  | 16.693 | 17.6953 | 16.8294 | 17.169 | 15.9467 | 17.9341 | 17.8868 | 17.5177
| Pondage | R
| Reservoir | R |  |  |  |  | 18.2207 | 18.0392 | 18.6905 | 18.2977 | 18.2176 | 19.6726 | 19.4549 | 19.2945
| PS Turbine | R |  |  |  |  | 10.8035 | 9.1075 | 11.07 | 10.1622 | 12.3739 | 12.3931 | 11.7749 | 12.142
| Biofuel | R |  |  |  |  | 0.96593 | 1.005 | 0.95023 | 0.97754 | 1.1443 | 1.2555 | 1.2841 | 1.2447
| Other RES | R |  |  |  |  | 1.2111 | 1.2054 | 1.2051 | 1.2067 | 1.6086 | 1.6492 | 1.6532 | 1.6427
| Nuclear | R |  |  |  |  | 15.8954 | 15.8954 | 15.8954 | 15.8954 | 8.9011 | 8.9011 | 8.9011 | 8.9011
| Natural Gas | R
| Crude Oil | R
| Coal | R
| Hydrogen GT | R
| Fuel Cell | R
| Other Non RES | R |  |  |  |  | 2.2646 | 1.597 | 1.961 | 1.8773 | 1.4444 | 1.4767 | 1.6796 | 1.5514
| Adequacy Units | R
| ENS | R |  |  |  |  | 0 | 0 | 0 | 0 | 0 | 0 | 0 | 0
| RES Curtailment | R |  |  |  |  | 0.13352 | 0.15654 | 0.15501 | 0.15051 | 0.32424 | 0.16979 | 0.14065 | 0.18903
Electricity - Flexibility | Batteries Charging | R
| Batteries Discharging | R
| EV Discharging (Prosumer) | R |  |  |  |  | 0.018648 | 0.013847 | 0.019368 | 0.016822 | 0.067435 | 0.055247 | 0.050793 | 0.055903
| EV Discharging (E-Market) | R |  |  |  |  | 0.003638 | 0.0017655 | 0.0041564 | 0.0030039 | 0.017177 | 0.0078624 | 0.0061658 | 0.0090467
| DSR | R
H2 | SMR (Blue) and Pyrolisis | R
| SMR (Grey) | R
| Electrolyzers E-Market (P2G) | R |  |  |  |  | 1.0377 | 1.0377 | 1.0382 | 1.0379 | 2.9119 | 3.2475 | 2.8467 | 3.0201
| Electrolyzers DRES (P2G) | R
| Electrolyzers SRES (P2G) | R
| H2 Adequacy Units | R
| NH3 Imports - High Band | R
| NH3 Imports - Low Band | R
| Non-EU H2 Imports - High Band | R
| Non-EU H2 Imports - Low Band | R
| H2 Storage Injection | R
| H2 Storage Withdrawal | R
| Max Hourly State of Charge [%] | R
Heat | Heat Production from H2 HHP [TWh Heat] | I
| Share of Heat from H2 Boilers [%] | R
| Heat Production from CH4 HHP [TWh Heat] | I
| Share of Heat from CH4 Boilers [%] | R
CO2 | CO2 Emissions Electricity Sector [Mt] | R |  |  |  |  | 1.087 | 0.76655 | 0.94129 | 0.90112 | 0.59219 | 0.60544 | 0.68862 | 0.63606
| CO2 Emissions Hydrogen Sector [Mt] | R |  |  |  |  | 0 | 0 | 0 | 0 | 0 | 0 | 0 | 0
FLH [h]
Electricity | Wind Onshore | R |  |  |  |  | 1557.5686 | 2131.4635 | 1743.005 | 1865.5375 | 1585.5552 | 1811.6992 | 1562.9161 | 1666.9571
| Wind Offshore Radial | R
| Wind Offshore Hub | R
| Solar PV | R |  |  |  |  | 1041.7093 | 963.4736 | 1006.6851 | 996.5099 | 1001.7632 | 993.4136 | 1048.3559 | 1017.0604
| Solar CSP | R
| SRES Electricity | R
| Run of River | R |  |  |  |  | 3916.2568 | 4151.4002 | 3948.2352 | 4027.9214 | 3699.9363 | 4161.0374 | 4150.0756 | 4064.4325
| Pondage | R
| Reservoir | R |  |  |  |  | 2087.1335 | 2066.3515 | 2140.9452 | 2095.9551 | 2040.0498 | 2202.9784 | 2178.5995 | 2160.6411
| PS Turbine | R |  |  |  |  | 2081.5952 | 1754.823 | 2132.9467 | 1958.0291 | 2055.473 | 2058.6533 | 1955.9573 | 2016.9388
| Biofuel | R |  |  |  |  | 6461.3317 | 6722.5819 | 6356.3408 | 6539.0223 | 4541.3015 | 4982.7395 | 5095.966 | 4939.7425
| Other RES | R |  |  |  |  | 4052.0667 | 4033.0707 | 4031.9154 | 4037.2485 | 4354.8552 | 4464.9942 | 4475.6151 | 4447.2147
| Nuclear | R |  |  |  |  | 7128 | 7128 | 7128 | 7128 | 7296 | 7296 | 7296 | 7296
| Natural Gas | R
| Crude Oil | R
| Coal | R
| Hydrogen GT | R
| Fuel Cell | R
| Other Non RES | R |  |  |  |  | 4322.3699 | 3048.1028 | 3742.9575 | 3583.229 | 3279.3716 | 3352.7382 | 3813.3473 | 3522.3085
| Adequacy Units | R
| Batteries | R
H2 | SMR (Blue) and Pyrolisis | R
| SMR (Grey) | R
| Electrolyzers E-Market (P2G) | R |  |  |  |  | 1500.8978 | 1500.8907 | 1501.5926 | 1501.124 | 3168.796 | 3534.0536 | 3097.8131 | 3286.5059
| Electrolyzers DRES (P2G) | R
| Electrolyzers SRES (P2G) | R
| H2 Adequacy Units | R
| NH3 Terminals (Import) | R
| Non-EU H2 Pipelines (Import) | R
| H2 Pipelines (Import) | R | [8 empty] | 1949.1967 | 2652.7301 | 2447.3284 | 2429.8627
| H2 Pipelines (Export) | R | [8 empty] | 1093.7823 | 1488.3479 | 1325.762 | 1344.4004
| H2 to SNG | R
| H2 to E-Liquids | R
Exchange [TWh]
Electricity | Imports | R |  |  |  |  | 39.2356 | 40.4782 | 40.3134 | 40.1256 | 42.9687 | 42.8583 | 40.0151 | 41.7431
| Exports | R |  |  |  |  | 51.5502 | 52.3598 | 52.3881 | 52.1748 | 53.0951 | 54.4223 | 53.0418 | 53.6046
H2 | NH3 Imports | R
| Non-EU Imports | R
| EU Imports | R | [8 empty] | 6.0568 | 8.2429 | 7.6047 | 7.5504
| EU Exports | R | [8 empty] | 6.9906 | 9.5124 | 8.4733 | 8.5924
E-Fuels | SNG Imports [TWh H2] | R |  |  |  |  | EU27 level specific | EU27 level specific | EU27 level specific | EU27 level specific | EU27 level specific | EU27 level specific | EU27 level specific | EU27 level specific
| E-Liquid Imports [TWh H2] | R |  |  |  |  | EU27 level specific | EU27 level specific | EU27 level specific | EU27 level specific | EU27 level specific | EU27 level specific | EU27 level specific | EU27 level specific
Consumption [TWh]
Electricity | Native Demand (Prosumer) | I |  |  |  |  | 9.2073 | 9.0965 | 9.1203 | 9.131 | 11.2698 | 9.9244 | 9.8225 | 10.1527
| Fixed Load (Prosumer) | I |  |  |  |  | -28.0971 | -26.6702 | -27.6601 | -27.3393 | -37.5224 | -33.1202 | -34.12 | -34.4006
| Charging Station Load (Prosumer) | R |  |  |  |  | 4.5817 | 4.5762 | 4.5825 | 4.5796 | 7.0787 | 7.0649 | 7.0598 | 7.0656
| Native Demand (E-Market) | I |  |  |  |  | 54.9509 | 54.9294 | 55.1002 | 54.9909 | 51.1193 | 50.5936 | 50.621 | 50.7097
| Fixed Load (Emarket) | I |  |  |  |  | 0 | 0 | 0 | 0 | 0 | 0 | 0 | 0
| Charging Station Load (E-Market) | R |  |  |  |  | 1.9586 | 1.9565 | 1.9592 | 1.9579 | 3.0204 | 3.0099 | 3.008 | 3.0112
| PS Pump Load | R |  |  |  |  | 10.6749 | 8.404 | 10.9882 | 9.8018 | 12.9323 | 12.3945 | 11.6695 | 12.2121
| Electrolyzers E-Market (P2G) | R |  |  |  |  | 1.4825 | 1.4825 | 1.4832 | 1.4827 | 4.1012 | 4.574 | 4.0094 | 4.2536
| Electricity for H2 HHPs | R
| Electricity for CH4 HHPs | R
H2 | H2 Demand | I |  |  |  |  | 1.0384 | 1.0384 | 1.0384 | 1.0384 | 1.9781 | 1.9781 | 1.9781 | 1.9781
| Shortage Quantity | R |  |  |  |  | 0.00070634 | 0.00071126 | 0.00022595 | 0.00054993 | 0 | 0 | 0 | 0
| H2 for Hydrogen GT | R
| H2 for HHP Boilers | R
| H2 to SNG | R
| H2 to E-Liquids | R
Methane | CH4 for HHP Boilers | R
CO2 | CO2 to E-Fuels [kt] | R |  |  |  |  | EU27 level specific | EU27 level specific | EU27 level specific | EU27 level specific | EU27 level specific | EU27 level specific | EU27 level specific | EU27 level specific
Fuels | E-Fuel Demand [TWh H2] | I |  |  |  |  | EU27 level specific | EU27 level specific | EU27 level specific | EU27 level specific | EU27 level specific | EU27 level specific | EU27 level specific | EU27 level specific
| E-Fuel Shortage [TWh H2] | R |  |  |  |  | EU27 level specific | EU27 level specific | EU27 level specific | EU27 level specific | EU27 level specific | EU27 level specific | EU27 level specific | EU27 level specific
Prices [€/MWh]
Electricity | 10%-Quan. | R |  |  |  |  | 0.02 | 0.02 | 0.01 | 0.0167 | 0.01 | 0.01 | 0.01 | 0.01
| Load-Weighted Average | R |  |  |  |  | 96.5242 | 88.6727 | 83.4935 | 88.8479 | 118.2893 | 192.1017 | 122.3322 | 149.4314
| 90%-Quan. | R |  |  |  |  | 159.2818 | 138.3597 | 133.633 | 141.8212 | 200.439 | 260.4247 | 217.4842 | 231.2513
H2 | 10%-Quan. | R |  |  |  |  | 23.7402 | 23.7402 | 0.5 | 16.0709 | 98.6833 | 96.4216 | 99.68 | 98.1773
| Load-Weighted Average | R |  |  |  |  | 145.9629 | 132.7485 | 128.9325 | 134.6607 | 140.1317 | 169.9571 | 147.1198 | 154.8571
| 90%-Quan. | R |  |  |  |  | 228.0107 | 198.1249 | 191.4196 | 203.0847 | 165.1388 | 282.7632 | 198.4154 | 225.4992
Import Share [%]
H2 | Share of Domestic Production (Supply %) | R |  |  |  |  | EU27 level specific | EU27 level specific | EU27 level specific | EU27 level specific | EU27 level specific | EU27 level specific | EU27 level specific | EU27 level specific
| Share of Non-EU Imports (Supply %) | R |  |  |  |  | EU27 level specific | EU27 level specific | EU27 level specific | EU27 level specific | EU27 level specific | EU27 level specific | EU27 level specific | EU27 level specific
Energy Balance [TWh]
Electricity + | Electricity Generation | R |  |  |  |  | 67.051 | 65.6409 | 67.6247 | 66.634 | 62.0411 | 65.942 | 65.0399 | 64.801
| DSR | R
| Net Imports | R |  |  |  |  | -12.3146 | -11.8816 | -12.0748 | -12.0492 | -10.1263 | -11.564 | -13.0267 | -11.8615
| Electricity Shortage | R |  |  |  |  | 0 | 0 | 0 | 0 | 0 | 0 | 0 | 0
Electricity - | Electricity Demand (Native + Fixed) | I |  |  |  |  | 36.061 | 37.3557 | 36.5604 | 36.7825 | 24.8667 | 27.3978 | 26.3235 | 26.4619
| Pump Load | R |  |  |  |  | 10.6749 | 8.404 | 10.9882 | 9.8018 | 12.9323 | 12.3945 | 11.6695 | 12.2121
| Electrolyzer Load | R |  |  |  |  | 1.4825 | 1.4825 | 1.4832 | 1.4827 | 4.1012 | 4.574 | 4.0094 | 4.2536
| Heat Electrical Usage | R
| Net Battery Load | R
| Net EV Load | R |  |  |  |  | 6.518 | 6.5171 | 6.5182 | 6.5177 | 10.0145 | 10.0117 | 10.0109 | 10.0119
Electricity Balance |  | R |  |  |  |  | 3.1662e-11 | 2.0911e-11 | 3.7907e-11 | 2.91e-11 | 0 | -4.6185e-13 | 5.0164e-12 | 1.8218e-12
H2 + | H2 Domestic Production | R |  |  |  |  | 1.0377 | 1.0377 | 1.0382 | 1.0379 | 2.9119 | 3.2475 | 2.8467 | 3.0201
| NH3 Imports | R
| Non-EU Imports | R
| Net Imports | R | [8 empty] | -0.9338 | -1.2694 | -0.86857 | -1.042
| H2 Shortage | R |  |  |  |  | 0.00070634 | 0.00071126 | 0.00022595 | 0.00054993 | 0 | 0 | 0 | 0
H2 - | H2 Demand | I |  |  |  |  | 1.0384 | 1.0384 | 1.0384 | 1.0384 | 1.9781 | 1.9781 | 1.9781 | 1.9781
| H2 to Hydrogen GT | R
| H2 to Heat | R
| H2 to eFuels | R
| Net H2 Storage Load | R
H2 Balance |  | R |  |  |  |  | 7.4993e-12 | 1.578e-11 | 6.5896e-12 | 1.076e-11 | 3.0631e-11 | 3.0221e-11 | 2.8837e-11 | 2.975e-11
Note on C3: Input Value / Result

## CY
|  | I/R | 2030 |  |  |  | 2035 |  |  |  | 2040 |  |  |  | 2050
|  |  | CY1 | CY2 | CY3 | Weighted WS | WS032 | WS037 | WS059 | Weighted WS | WS065 | WS071 | WS077 | Weighted WS | CY1 | CY2 | CY3 | Weighted WS
Installed Capacity [GW]
Electricity | Wind Onshore | I |  |  |  |  | 0.17 | 0.17 | 0.17 | 0.17 | 0.17 | 0.17 | 0.17 | 0.17
| Wind Offshore Radial | I
| Wind Offshore Hub | I
| Solar PV | I |  |  |  |  | 1.9071 | 1.9071 | 1.9071 | 1.9071 | 2.6363 | 2.6363 | 2.6363 | 2.6363
| Solar CSP | I | [8 empty] | 0.5 | 0.5 | 0.5 | 0.5
| SRES Electricity | I
| Run of River | I
| Pondage | I
| Reservoir | I
| PS Turbine | I |  |  |  |  | 0.08 | 0.08 | 0.08 | 0.08 | 0.08 | 0.08 | 0.08 | 0.08
| PS Pump | I |  |  |  |  | 0.08 | 0.08 | 0.08 | 0.08 | 0.08 | 0.08 | 0.08 | 0.08
| Biofuel | I
| Other RES | I |  |  |  |  | 0.05 | 0.05 | 0.05 | 0.05 | 0.088 | 0.088 | 0.088 | 0.088
| Nuclear | I
| Natural Gas | I |  |  |  |  | 0.88864 | 0.88864 | 0.88864 | 0.88864 | 0.47614 | 0.47614 | 0.47614 | 0.47614
| Crude Oil | I |  |  |  |  | 0.0978 | 0.0978 | 0.0978 | 0.0978
| Coal | I
| Hydrogen GT | I
| Fuel Cell | I
| Other Non RES | I
| Adequacy Units | I
| Batteries | I |  |  |  |  | 0.16 | 0.16 | 0.16 | 0.16 | 0.16 | 0.16 | 0.16 | 0.16
| Batteries [GWh] | I |  |  |  |  | 0.4 | 0.4 | 0.4 | 0.4 | 0.4 | 0.4 | 0.4 | 0.4
H2 | SMR (Blue) and Pyrolisis | I
| SMR (Grey) | I
| Electrolyzers E-Market (P2G) [GW Elec] | I |  |  |  |  | 0.041 | 0.041 | 0.041 | 0.041 | 0.0465 | 0.0465 | 0.0465 | 0.0465
| Electrolyzers DRES (P2G) [GW Elec] | I
| Electrolyzers SRES (P2G) [GW Elec] | I
| H2 Adequacy Units | I
| NH3 Imports - High Band | I
| NH3 Imports - Low Band | I
| NH3 Terminal Capacity | I
| Non-EU H2 Imports - High Band | I
| Non-EU H2 Imports - Low Band | I
| Non-EU H2 Pipeline Capacity | I
| EU Cross-Border Pipeline Capacity (Import) | I | [8 empty] | 1.0593 | 1.0593 | 1.0593 | 1.0593
| EU Cross-Border Pipeline Capacity (Export) | I | [8 empty] | 1.0593 | 1.0593 | 1.0593 | 1.0593
| H2 Storage Injection Capacity | I
| H2 Storage Withdrawal Capacity [GW] | I
| H2 Storage WGV [TWh] | I
| SNG Capacity (from H2) | I
| E-Liquids Capacity (from H2) | I
Generation [TWh]
Electricity | Wind Onshore | R |  |  |  |  | 0.22258 | 0.20681 | 0.20042 | 0.20848 | 0.23553 | 0.16371 | 0.17185 | 0.18133
| Wind Offshore Radial | R
| Wind Offshore Hub | R
| Solar PV | R |  |  |  |  | 2.9637 | 2.9843 | 2.9196 | 2.958 | 4.0785 | 3.863 | 3.8714 | 3.9095
| Solar CSP | R | [8 empty] | 0.55584 | 0.52144 | 0.52272 | 0.52883
| SRES Electricity | R
| Run of River | R
| Pondage | R
| Reservoir | R
| PS Turbine | R |  |  |  |  | 0.14098 | 0.14003 | 0.14433 | 0.14168 | 0.15953 | 0.16296 | 0.15108 | 0.15752
| Biofuel | R
| Other RES | R |  |  |  |  | 0.19761 | 0.19959 | 0.1994 | 0.19905 | 0.3226 | 0.32467 | 0.32677 | 0.3251
| Nuclear | R
| Natural Gas | R |  |  |  |  | 3.634 | 3.1629 | 3.4762 | 3.3793 | 1.6296 | 1.5758 | 1.8884 | 1.7116
| Crude Oil | R |  |  |  |  | 0 | 0.00054126 | 0 | 0.00023274
| Coal | R
| Hydrogen GT | R
| Fuel Cell | R
| Other Non RES | R
| Adequacy Units | R
| ENS | R |  |  |  |  | 0 | 0 | 0 | 0 | 0 | 0.00027665 | 0.00055262 | 0.00033171
| RES Curtailment | R |  |  |  |  | 0.23576 | 0.18096 | 0.18425 | 0.1952 | 0.81424 | 0.76905 | 0.72925 | 0.76217
Electricity - Flexibility | Batteries Charging | R |  |  |  |  | 0.13677 | 0.14226 | 0.13302 | 0.1379 | 0.14402 | 0.14197 | 0.14467 | 0.14346
| Batteries Discharging | R |  |  |  |  | 0.12993 | 0.13515 | 0.12637 | 0.131 | 0.13682 | 0.13487 | 0.13744 | 0.13628
| EV Discharging (Prosumer) | R |  |  |  |  | 0.00010026 | 5.3265e-05 | 0.00030416 | 0.00014734 | 0.0032233 | 0.0035133 | 0.0045616 | 0.0038746
| EV Discharging (E-Market) | R |  |  |  |  | 0.00022035 | 0.00015959 | 0.00023332 | 0.0001985 | 0.0032243 | 0.0023753 | 0.0023539 | 0.0025366
| DSR | R
H2 | SMR (Blue) and Pyrolisis | R
| SMR (Grey) | R
| Electrolyzers E-Market (P2G) | R |  |  |  |  | 0.0032012 | 0.0032012 | 0.0032012 | 0.0032012 | 0.1384 | 0.16928 | 0.14765 | 0.15445
| Electrolyzers DRES (P2G) | R
| Electrolyzers SRES (P2G) | R
| H2 Adequacy Units | R
| NH3 Imports - High Band | R
| NH3 Imports - Low Band | R
| Non-EU H2 Imports - High Band | R
| Non-EU H2 Imports - Low Band | R
| H2 Storage Injection | R
| H2 Storage Withdrawal | R
| Max Hourly State of Charge [%] | R
Heat | Heat Production from H2 HHP [TWh Heat] | I
| Share of Heat from H2 Boilers [%] | R
| Heat Production from CH4 HHP [TWh Heat] | I
| Share of Heat from CH4 Boilers [%] | R
CO2 | CO2 Emissions Electricity Sector [Mt] | R |  |  |  |  | 1.2516 | 1.0917 | 1.202 | 1.1665 | 0.40146 | 0.38831 | 0.46511 | 0.42166
| CO2 Emissions Hydrogen Sector [Mt] | R |  |  |  |  | 0 | 0 | 0 | 0 | 0 | 0 | 0 | 0
FLH [h]
Electricity | Wind Onshore | R |  |  |  |  | 1309.3182 | 1216.5013 | 1178.9189 | 1226.3752 | 1385.4573 | 962.9957 | 1010.9001 | 1066.6498
| Wind Offshore Radial | R
| Wind Offshore Hub | R
| Solar PV | R |  |  |  |  | 1554.031 | 1564.8483 | 1530.8931 | 1551.0469 | 1547.0473 | 1465.3128 | 1468.5027 | 1482.9357
| Solar CSP | R | [8 empty] | 1111.6785 | 1042.8786 | 1045.4442 | 1057.6648
| SRES Electricity | R
| Run of River | R
| Pondage | R
| Reservoir | R
| PS Turbine | R |  |  |  |  | 1762.2453 | 1750.3509 | 1804.1625 | 1770.9634 | 1994.1381 | 2037.0078 | 1888.5509 | 1969.0511
| Biofuel | R
| Other RES | R |  |  |  |  | 3952.154 | 3991.8852 | 3988.0952 | 3981.099 | 3665.8741 | 3689.4241 | 3713.3041 | 3694.2661
| Nuclear | R
| Natural Gas | R |  |  |  |  | 4089.375 | 3559.2344 | 3911.845 | 3802.8296 | 3422.6075 | 3309.5729 | 3966.1083 | 3594.794
| Crude Oil | R |  |  |  |  | 0 | 5.5344 | 0 | 2.3798
| Coal | R
| Hydrogen GT | R
| Fuel Cell | R
| Other Non RES | R
| Adequacy Units | R
| Batteries | R |  |  |  |  | 812.0879 | 844.6915 | 789.8231 | 818.7601 | 855.1161 | 842.9181 | 858.975 | 851.7805
H2 | SMR (Blue) and Pyrolisis | R
| SMR (Grey) | R
| Electrolyzers E-Market (P2G) | R |  |  |  |  | 111.5399 | 111.5399 | 111.5399 | 111.5399 | 4191.8939 | 5127.4629 | 4472.2784 | 4678.2753
| Electrolyzers DRES (P2G) | R
| Electrolyzers SRES (P2G) | R
| H2 Adequacy Units | R
| NH3 Terminals (Import) | R
| Non-EU H2 Pipelines (Import) | R
| H2 Pipelines (Import) | R | [8 empty] | 1.3798 | 1.0873 | 1.2194 | 1.1986
| H2 Pipelines (Export) | R | [8 empty] | 128.8695 | 157.735 | 137.4475 | 143.8469
| H2 to SNG | R
| H2 to E-Liquids | R
Exchange [TWh]
Electricity | Imports | R |  |  |  |  | 0.75306 | 1.1571 | 0.86254 | 0.96293 | 2.3514 | 2.3277 | 2.1162 | 2.2478
| Exports | R |  |  |  |  | 1.0619 | 0.89289 | 0.94753 | 0.95148 | 0.95414 | 0.88039 | 0.9059 | 0.90534
H2 | NH3 Imports | R
| Non-EU Imports | R
| EU Imports | R | [8 empty] | 0.0014617 | 0.0011518 | 0.0012917 | 0.0012697
| EU Exports | R | [8 empty] | 0.13651 | 0.16709 | 0.1456 | 0.15238
E-Fuels | SNG Imports [TWh H2] | R |  |  |  |  | EU27 level specific | EU27 level specific | EU27 level specific | EU27 level specific | EU27 level specific | EU27 level specific | EU27 level specific | EU27 level specific
| E-Liquid Imports [TWh H2] | R |  |  |  |  | EU27 level specific | EU27 level specific | EU27 level specific | EU27 level specific | EU27 level specific | EU27 level specific | EU27 level specific | EU27 level specific
Consumption [TWh]
Electricity | Native Demand (Prosumer) | I
| Fixed Load (Prosumer) | I |  |  |  |  | 0 | 0 | 0 | 0 | 0 | 0 | 0 | 0
| Charging Station Load (Prosumer) | R |  |  |  |  | 0.10989 | 0.10984 | 0.11012 | 0.10994 | 0.42081 | 0.42114 | 0.42233 | 0.42155
| Native Demand (E-Market) | I |  |  |  |  | 6.4937 | 6.6031 | 6.4944 | 6.541 | 7.3673 | 6.9996 | 7.1296 | 7.1251
| Fixed Load (Emarket) | I |  |  |  |  | 0 | 0 | 0 | 0 | 0 | 0 | 0 | 0
| Charging Station Load (E-Market) | R |  |  |  |  | 0.047297 | 0.047228 | 0.047312 | 0.047272 | 0.18243 | 0.18147 | 0.18144 | 0.18165
| PS Pump Load | R |  |  |  |  | 0.18797 | 0.1867 | 0.19244 | 0.1889 | 0.21271 | 0.21728 | 0.20145 | 0.21003
| Electrolyzers E-Market (P2G) | R |  |  |  |  | 0.0045731 | 0.0045731 | 0.0045731 | 0.0045731 | 0.19492 | 0.23843 | 0.20796 | 0.21754
| Electricity for H2 HHPs | R
| Electricity for CH4 HHPs | R
H2 | H2 Demand | I |  |  |  |  | 0.0032012 | 0.0032012 | 0.0032012 | 0.0032012 | 0.0033428 | 0.0033428 | 0.0033428 | 0.0033428
| Shortage Quantity | R |  |  |  |  | 0 | 0 | 0 | 0 | 0 | 0 | 0 | 0
| H2 for Hydrogen GT | R
| H2 for HHP Boilers | R
| H2 to SNG | R
| H2 to E-Liquids | R
Methane | CH4 for HHP Boilers | R
CO2 | CO2 to E-Fuels [kt] | R |  |  |  |  | EU27 level specific | EU27 level specific | EU27 level specific | EU27 level specific | EU27 level specific | EU27 level specific | EU27 level specific | EU27 level specific
Fuels | E-Fuel Demand [TWh H2] | I |  |  |  |  | EU27 level specific | EU27 level specific | EU27 level specific | EU27 level specific | EU27 level specific | EU27 level specific | EU27 level specific | EU27 level specific
| E-Fuel Shortage [TWh H2] | R |  |  |  |  | EU27 level specific | EU27 level specific | EU27 level specific | EU27 level specific | EU27 level specific | EU27 level specific | EU27 level specific | EU27 level specific
Prices [€/MWh]
Electricity | 10%-Quan. | R |  |  |  |  | 9.5806 | 8.67 | 7.1839 | 8.3981 | 7.2455 | 8.7419 | 9.2013 | 8.6264
| Load-Weighted Average | R |  |  |  |  | 99.5093 | 88.5278 | 95.0508 | 93.316 | 101.6446 | 104.5466 | 116.7303 | 108.8397
| 90%-Quan. | R |  |  |  |  | 136.8297 | 129.8215 | 131.3443 | 132.006 | 168.2565 | 164.8475 | 171.8201 | 168.3183
H2 | 10%-Quan. | R |  |  |  |  | 0.50252 | 0.51429 | 0.50252 | 0.50758 | 95.7653 | 94.2617 | 98.776 | 96.3682
| Load-Weighted Average | R |  |  |  |  | 143.1053 | 126.0907 | 137.9163 | 134.0766 | 277.684 | 636.3267 | 395.3946 | 468.2253
| 90%-Quan. | R |  |  |  |  | 195.7996 | 185.2102 | 186.1572 | 188.0641 | 231.7504 | 2999.97 | 246.4185 | 1344.9055
Import Share [%]
H2 | Share of Domestic Production (Supply %) | R |  |  |  |  | EU27 level specific | EU27 level specific | EU27 level specific | EU27 level specific | EU27 level specific | EU27 level specific | EU27 level specific | EU27 level specific
| Share of Non-EU Imports (Supply %) | R |  |  |  |  | EU27 level specific | EU27 level specific | EU27 level specific | EU27 level specific | EU27 level specific | EU27 level specific | EU27 level specific | EU27 level specific
Energy Balance [TWh]
Electricity + | Electricity Generation | R |  |  |  |  | 7.1588 | 6.6942 | 6.9399 | 6.8868 | 6.9816 | 6.6116 | 6.9323 | 6.8139
| DSR | R
| Net Imports | R |  |  |  |  | -0.30884 | 0.26423 | -0.084997 | 0.011449 | 1.3973 | 1.4473 | 1.2103 | 1.3425
| Electricity Shortage | R |  |  |  |  | 0 | 0 | 0 | 0 | 0 | 0.00027665 | 0.00055262 | 0.00033171
Electricity - | Electricity Demand (Native + Fixed) | I |  |  |  |  | 6.4937 | 6.6031 | 6.4944 | 6.541 | 7.3673 | 6.9996 | 7.1296 | 7.1251
| Pump Load | R |  |  |  |  | 0.18797 | 0.1867 | 0.19244 | 0.1889 | 0.21271 | 0.21728 | 0.20145 | 0.21003
| Electrolyzer Load | R |  |  |  |  | 0.0045731 | 0.0045731 | 0.0045731 | 0.0045731 | 0.19492 | 0.23843 | 0.20796 | 0.21754
| Heat Electrical Usage | R
| Net Battery Load | R |  |  |  |  | 0.0068386 | 0.0071132 | 0.0066511 | 0.0068948 | 0.007201 | 0.0070983 | 0.0072335 | 0.0071729
| Net EV Load | R |  |  |  |  | 0.15687 | 0.15685 | 0.15689 | 0.15687 | 0.59679 | 0.59672 | 0.59685 | 0.59679
Electricity Balance |  | R |  |  |  |  | -1.3221e-11 | -6.2998e-12 | -8.5416e-12 | -8.7006e-12 | 9.7504e-12 | 1.8737e-11 | 2.899e-12 | 1.0604e-11
H2 + | H2 Domestic Production | R |  |  |  |  | 0.0032012 | 0.0032012 | 0.0032012 | 0.0032012 | 0.1384 | 0.16928 | 0.14765 | 0.15445
| NH3 Imports | R
| Non-EU Imports | R
| Net Imports | R | [8 empty] | -0.13505 | -0.16594 | -0.14431 | -0.15111
| H2 Shortage | R |  |  |  |  | 0 | 0 | 0 | 0 | 0 | 0 | 0 | 0
H2 - | H2 Demand | I |  |  |  |  | 0.0032012 | 0.0032012 | 0.0032012 | 0.0032012 | 0.0033428 | 0.0033428 | 0.0033428 | 0.0033428
| H2 to Hydrogen GT | R
| H2 to Heat | R
| H2 to eFuels | R
| Net H2 Storage Load | R
H2 Balance |  | R |  |  |  |  | -1.92e-11 | -1.92e-11 | -1.92e-11 | -1.92e-11 | -1.076e-11 | -1.054e-11 | -1.07e-11 | -1.0648e-11
Note on C3: Input Value / Result

## CZ
|  | I/R | 2030 |  |  |  | 2035 |  |  |  | 2040 |  |  |  | 2050
|  |  | CY1 | CY2 | CY3 | Weighted WS | WS032 | WS037 | WS059 | Weighted WS | WS065 | WS071 | WS077 | Weighted WS | CY1 | CY2 | CY3 | Weighted WS
Installed Capacity [GW]
Electricity | Wind Onshore | I |  |  |  |  | 2.475 | 2.475 | 2.475 | 2.475 | 3.465 | 3.465 | 3.465 | 3.465
| Wind Offshore Radial | I
| Wind Offshore Hub | I
| Solar PV | I |  |  |  |  | 11.0653 | 11.0653 | 11.0653 | 11.0653 | 12.3018 | 12.3018 | 12.3018 | 12.3018
| Solar CSP | I
| SRES Electricity | I
| Run of River | I |  |  |  |  | 0.415 | 0.415 | 0.415 | 0.415 | 0.415 | 0.415 | 0.415 | 0.415
| Pondage | I
| Reservoir | I |  |  |  |  | 0.52047 | 0.52047 | 0.52047 | 0.52047 | 0.52047 | 0.52047 | 0.52047 | 0.52047
| PS Turbine | I |  |  |  |  | 1.3317 | 1.3317 | 1.3317 | 1.3317 | 1.3317 | 1.3317 | 1.3317 | 1.3317
| PS Pump | I |  |  |  |  | 1.274 | 1.274 | 1.274 | 1.274 | 1.274 | 1.274 | 1.274 | 1.274
| Biofuel | I
| Other RES | I |  |  |  |  | 1.1203 | 1.1203 | 1.1203 | 1.1203 | 0.93627 | 0.93627 | 0.93627 | 0.93627
| Nuclear | I |  |  |  |  | 4.3844 | 4.3844 | 4.3844 | 4.3844 | 6.3794 | 6.3794 | 6.3794 | 6.3794
| Natural Gas | I |  |  |  |  | 3.8965 | 3.8965 | 3.8965 | 3.8965 | 3.8965 | 3.8965 | 3.8965 | 3.8965
| Crude Oil | I
| Coal | I
| Hydrogen GT | I
| Fuel Cell | I
| Other Non RES | I |  |  |  |  | 1.582 | 1.582 | 1.582 | 1.582 | 1.4595 | 1.4595 | 1.4595 | 1.4595
| Adequacy Units | I
| Batteries | I |  |  |  |  | 2.031 | 2.031 | 2.031 | 2.031 | 2.365 | 2.365 | 2.365 | 2.365
| Batteries [GWh] | I |  |  |  |  | 4.0621 | 4.0621 | 4.0621 | 4.0621 | 4.73 | 4.73 | 4.73 | 4.73
H2 | SMR (Blue) and Pyrolisis | I
| SMR (Grey) | I
| Electrolyzers E-Market (P2G) [GW Elec] | I |  |  |  |  | 0.12789 | 0.12789 | 0.12789 | 0.12789 | 0.22422 | 0.22422 | 0.22422 | 0.22422
| Electrolyzers DRES (P2G) [GW Elec] | I
| Electrolyzers SRES (P2G) [GW Elec] | I
| H2 Adequacy Units | I
| NH3 Imports - High Band | I
| NH3 Imports - Low Band | I
| NH3 Terminal Capacity | I
| Non-EU H2 Imports - High Band | I
| Non-EU H2 Imports - Low Band | I
| Non-EU H2 Pipeline Capacity | I
| EU Cross-Border Pipeline Capacity (Import) | I |  |  |  |  | 15.2542 | 15.2542 | 15.2542 | 15.2542 | 20.339 | 20.339 | 20.339 | 20.339
| EU Cross-Border Pipeline Capacity (Export) | I |  |  |  |  | 10.1695 | 10.1695 | 10.1695 | 10.1695 | 15.2542 | 15.2542 | 15.2542 | 15.2542
| H2 Storage Injection Capacity | I |  |  |  |  | 0 | 0 | 0 | 0 | 0 | 0 | 0 | 0
| H2 Storage Withdrawal Capacity [GW] | I
| H2 Storage WGV [TWh] | I
| SNG Capacity (from H2) | I
| E-Liquids Capacity (from H2) | I
Generation [TWh]
Electricity | Wind Onshore | R |  |  |  |  | 4.9361 | 6.417 | 5.8474 | 5.8736 | 7.3195 | 8.056 | 7.8116 | 7.811
| Wind Offshore Radial | R
| Wind Offshore Hub | R
| Solar PV | R |  |  |  |  | 12.2382 | 11.1285 | 12.1807 | 11.7421 | 14.0007 | 12.0877 | 12.8549 | 12.7772
| Solar CSP | R
| SRES Electricity | R
| Run of River | R |  |  |  |  | 1.1152 | 1.1719 | 1.0599 | 1.1213 | 1.1056 | 1.1035 | 1.0922 | 1.0994
| Pondage | R
| Reservoir | R |  |  |  |  | 0.7854 | 0.88704 | 0.61554 | 0.77305 | 0.8307 | 0.6277 | 0.682 | 0.69002
| PS Turbine | R |  |  |  |  | 1.3839 | 1.1461 | 1.317 | 1.2596 | 1.5332 | 1.3796 | 1.4631 | 1.4437
| Biofuel | R
| Other RES | R |  |  |  |  | 4.6632 | 4.667 | 4.6657 | 4.6656 | 3.9276 | 3.9388 | 3.9428 | 3.9381
| Nuclear | R |  |  |  |  | 34.6095 | 34.6515 | 34.5462 | 34.6067 | 50.9179 | 50.9179 | 50.9179 | 50.9179
| Natural Gas | R |  |  |  |  | 8.9346 | 4.2481 | 6.5468 | 6.1314 | 8.8993 | 8.4515 | 9.517 | 8.9673
| Crude Oil | R
| Coal | R
| Hydrogen GT | R
| Fuel Cell | R
| Other Non RES | R |  |  |  |  | 4.5358 | 3.9597 | 4.219 | 4.1836 | 3.9687 | 3.4944 | 3.778 | 3.7027
| Adequacy Units | R
| ENS | R |  |  |  |  | 0 | 0 | 0.02399 | 0.0079166 | 1.1576 | 0.51334 | 0.088508 | 0.47226
| RES Curtailment | R |  |  |  |  | 0.026026 | 0.015534 | 0.022516 | 0.020356 | 0.11324 | 0.075916 | 0.031343 | 0.065552
Electricity - Flexibility | Batteries Charging | R |  |  |  |  | 1.3142 | 1.3088 | 1.2829 | 1.3015 | 1.5426 | 1.4996 | 1.4673 | 1.4953
| Batteries Discharging | R |  |  |  |  | 1.209 | 1.2041 | 1.1803 | 1.1974 | 1.4192 | 1.3796 | 1.3499 | 1.3756
| EV Discharging (Prosumer) | R |  |  |  |  | 0.083807 | 0.081027 | 0.13155 | 0.098367 | 0.27299 | 0.19153 | 0.19207 | 0.20804
| EV Discharging (E-Market) | R |  |  |  |  | 0.011605 | 0.0076373 | 0.015651 | 0.011234 | 0.04184 | 0.033455 | 0.030665 | 0.034016
| DSR | R |  |  |  |  | 0.00342 | 0.00133 | 0.00855 | 0.0042142 | 0.055112 | 0.064392 | 0.04862 | 0.056227
H2 | SMR (Blue) and Pyrolisis | R
| SMR (Grey) | R
| Electrolyzers E-Market (P2G) | R |  |  |  |  | 0.17967 | 0.20544 | 0.18849 | 0.19366 | 0.43995 | 0.47678 | 0.44362 | 0.45615
| Electrolyzers DRES (P2G) | R
| Electrolyzers SRES (P2G) | R
| H2 Adequacy Units | R
| NH3 Imports - High Band | R
| NH3 Imports - Low Band | R
| Non-EU H2 Imports - High Band | R
| Non-EU H2 Imports - Low Band | R
| H2 Storage Injection | R
| H2 Storage Withdrawal | R
| Max Hourly State of Charge [%] | R
Heat | Heat Production from H2 HHP [TWh Heat] | I
| Share of Heat from H2 Boilers [%] | R
| Heat Production from CH4 HHP [TWh Heat] | I |  |  |  |  | 2.6196 | 2.6117 | 2.6196 | 2.6162 | 1.1732 | 1.1732 | 1.1732 | 1.1732
| Share of Heat from CH4 Boilers [%] | R |  |  |  |  | 83.9988 | 83.7085 | 84.4319 | 84.0169 | 74.3842 | 65.8975 | 70.5279 | 69.447
CO2 | CO2 Emissions Electricity Sector [Mt] | R |  |  |  |  | 4.8228 | 3.1571 | 3.9522 | 3.8192 | 3.8823 | 3.5893 | 3.9645 | 3.798
| CO2 Emissions Hydrogen Sector [Mt] | R |  |  |  |  | 0 | 0 | 0 | 0 | 0 | 0 | 0 | 0
FLH [h]
Electricity | Wind Onshore | R |  |  |  |  | 1994.3735 | 2592.7121 | 2362.601 | 2373.1742 | 2112.4133 | 2324.9776 | 2254.4381 | 2254.2489
| Wind Offshore Radial | R
| Wind Offshore Hub | R
| Solar PV | R |  |  |  |  | 1106.0004 | 1005.7135 | 1100.8022 | 1061.1616 | 1138.1014 | 982.5985 | 1044.9611 | 1038.6442
| Solar CSP | R
| SRES Electricity | R
| Run of River | R |  |  |  |  | 2687.179 | 2823.7425 | 2553.9539 | 2701.937 | 2664.0475 | 2659.016 | 2631.7119 | 2649.1007
| Pondage | R
| Reservoir | R |  |  |  |  | 1509.0147 | 1704.297 | 1182.6549 | 1485.2873 | 1596.0597 | 1206.0256 | 1310.3482 | 1325.7614
| PS Turbine | R |  |  |  |  | 1039.1972 | 860.596 | 988.9792 | 945.8268 | 1151.2822 | 1035.9348 | 1098.697 | 1084.1092
| Biofuel | R
| Other RES | R |  |  |  |  | 4162.4311 | 4165.8621 | 4164.6591 | 4164.6417 | 4194.9016 | 4206.8539 | 4211.2119 | 4206.2066
| Nuclear | R |  |  |  |  | 7893.857 | 7903.4284 | 7879.4284 | 7893.2113 | 7981.6667 | 7981.6667 | 7981.6667 | 7981.6667
| Natural Gas | R |  |  |  |  | 2292.9801 | 1090.2312 | 1680.1803 | 1573.5741 | 2283.9388 | 2169.0161 | 2442.4644 | 2301.3799
| Crude Oil | R
| Coal | R
| Hydrogen GT | R
| Fuel Cell | R
| Other Non RES | R |  |  |  |  | 2867.1881 | 2502.985 | 2666.9258 | 2644.4942 | 2719.2083 | 2394.2666 | 2588.5867 | 2536.983
| Adequacy Units | R
| Batteries | R |  |  |  |  | 595.2957 | 592.853 | 581.1204 | 589.5675 | 600.0895 | 583.3493 | 570.7742 | 581.6673
H2 | SMR (Blue) and Pyrolisis | R
| SMR (Grey) | R
| Electrolyzers E-Market (P2G) | R |  |  |  |  | 2006.9478 | 2294.8277 | 2105.5096 | 2163.2615 | 2763.5762 | 2994.9023 | 2786.6352 | 2865.3303
| Electrolyzers DRES (P2G) | R
| Electrolyzers SRES (P2G) | R
| H2 Adequacy Units | R
| NH3 Terminals (Import) | R
| Non-EU H2 Pipelines (Import) | R
| H2 Pipelines (Import) | R |  |  |  |  | 554.0047 | 593.4885 | 563.8465 | 574.2305 | 797.7963 | 630.3054 | 591.5894 | 648.3172
| H2 Pipelines (Export) | R |  |  |  |  | 3.0289 | 1.6326 | 1.8085 | 2.0258 | 520.0602 | 268.115 | 223.3215 | 300.5867
| H2 to SNG | R
| H2 to E-Liquids | R
Exchange [TWh]
Electricity | Imports | R |  |  |  |  | 30.1715 | 31.0775 | 31.9801 | 31.1579 | 32.1996 | 30.378 | 28.2117 | 29.8758
| Exports | R |  |  |  |  | 8.7707 | 6.8868 | 8.6137 | 7.9088 | 10.3137 | 9.2048 | 11.0386 | 10.1601
H2 | NH3 Imports | R
| Non-EU Imports | R
| EU Imports | R |  |  |  |  | 8.4509 | 9.0532 | 8.601 | 8.7594 | 16.2264 | 12.8198 | 12.0323 | 13.1861
| EU Exports | R |  |  |  |  | 0.030802 | 0.016603 | 0.018392 | 0.020601 | 7.9331 | 4.0899 | 3.4066 | 4.5852
E-Fuels | SNG Imports [TWh H2] | R |  |  |  |  | EU27 level specific | EU27 level specific | EU27 level specific | EU27 level specific | EU27 level specific | EU27 level specific | EU27 level specific | EU27 level specific
| E-Liquid Imports [TWh H2] | R |  |  |  |  | EU27 level specific | EU27 level specific | EU27 level specific | EU27 level specific | EU27 level specific | EU27 level specific | EU27 level specific | EU27 level specific
Consumption [TWh]
Electricity | Native Demand (Prosumer) | I |  |  |  |  | 13.5595 | 12.1551 | 13.4794 | 12.9292 | 23.2645 | 20.1527 | 18.074 | 19.9436
| Fixed Load (Prosumer) | I |  |  |  |  | 0 | 0 | 0 | 0 | 0 | 0 | 0 | 0
| Charging Station Load (Prosumer) | R |  |  |  |  | 3.1002 | 3.097 | 3.1542 | 3.1166 | 4.8029 | 4.7107 | 4.7113 | 4.7293
| Native Demand (E-Market) | I |  |  |  |  | 74.4456 | 73.9894 | 74.4074 | 74.2369 | 83.0493 | 82.5049 | 82.1008 | 82.4522
| Fixed Load (Emarket) | I |  |  |  |  | 0 | 0 | 0 | 0 | 0 | 0 | 0 | 0
| Charging Station Load (E-Market) | R |  |  |  |  | 1.3011 | 1.2966 | 1.3057 | 1.3007 | 1.9733 | 1.9638 | 1.9607 | 1.9645
| PS Pump Load | R |  |  |  |  | 1.802 | 1.4892 | 1.7018 | 1.6344 | 1.9918 | 1.7813 | 1.8971 | 1.8697
| Electrolyzers E-Market (P2G) | R |  |  |  |  | 0.25667 | 0.29349 | 0.26927 | 0.27666 | 0.61965 | 0.67152 | 0.62482 | 0.64246
| Electricity for H2 HHPs | R
| Electricity for CH4 HHPs | R |  |  |  |  | 0.13127 | 0.13181 | 0.12407 | 0.12912 | 0.09168 | 0.12805 | 0.10652 | 0.11216
H2 | H2 Demand | I |  |  |  |  | 8.5998 | 9.2421 | 8.7711 | 8.9325 | 8.7332 | 9.2067 | 9.0693 | 9.057
| Shortage Quantity | R |  |  |  |  | 0 | 0 | 0 | 0 | 0 | 0 | 0 | 0
| H2 for Hydrogen GT | R
| H2 for HHP Boilers | R
| H2 to SNG | R
| H2 to E-Liquids | R
Methane | CH4 for HHP Boilers | R |  |  |  |  | 2.3765 | 2.3611 | 2.3887 | 2.3739 | 0.94248 | 0.83495 | 0.89362 | 0.87992
CO2 | CO2 to E-Fuels [kt] | R |  |  |  |  | EU27 level specific | EU27 level specific | EU27 level specific | EU27 level specific | EU27 level specific | EU27 level specific | EU27 level specific | EU27 level specific
Fuels | E-Fuel Demand [TWh H2] | I |  |  |  |  | EU27 level specific | EU27 level specific | EU27 level specific | EU27 level specific | EU27 level specific | EU27 level specific | EU27 level specific | EU27 level specific
| E-Fuel Shortage [TWh H2] | R |  |  |  |  | EU27 level specific | EU27 level specific | EU27 level specific | EU27 level specific | EU27 level specific | EU27 level specific | EU27 level specific | EU27 level specific
Prices [€/MWh]
Electricity | 10%-Quan. | R |  |  |  |  | 44.057 | 37.0883 | 30.4395 | 36.5667 | 26.6453 | 35.8128 | 29.2386 | 31.3496
| Load-Weighted Average | R |  |  |  |  | 148.5818 | 133.0229 | 185.2508 | 153.9922 | 484.595 | 410.3085 | 328.2759 | 392.3528
| 90%-Quan. | R |  |  |  |  | 221.8767 | 187.7274 | 189.0694 | 196.3661 | 2893.3996 | 988.168 | 568.4041 | 1201.3088
H2 | 10%-Quan. | R |  |  |  |  | 103.624 | 103.7574 | 102.74 | 103.3896 | 98.7031 | 98.703 | 99.7 | 99.1018
| Load-Weighted Average | R |  |  |  |  | 130.3276 | 131.717 | 117.7463 | 126.7732 | 144.6929 | 181.4221 | 151.8346 | 162.2412
| 90%-Quan. | R |  |  |  |  | 162.383 | 166.8101 | 139.4679 | 156.7246 | 166.1259 | 317.0274 | 223.8953 | 249.5942
Import Share [%]
H2 | Share of Domestic Production (Supply %) | R |  |  |  |  | EU27 level specific | EU27 level specific | EU27 level specific | EU27 level specific | EU27 level specific | EU27 level specific | EU27 level specific | EU27 level specific
| Share of Non-EU Imports (Supply %) | R |  |  |  |  | EU27 level specific | EU27 level specific | EU27 level specific | EU27 level specific | EU27 level specific | EU27 level specific | EU27 level specific | EU27 level specific
Energy Balance [TWh]
Electricity + | Electricity Generation | R |  |  |  |  | 73.2019 | 68.2767 | 70.9983 | 70.3569 | 92.5031 | 90.0571 | 92.0596 | 91.3473
| DSR | R |  |  |  |  | 0.00342 | 0.00133 | 0.00855 | 0.0042142 | 0.055112 | 0.064392 | 0.04862 | 0.056227
| Net Imports | R |  |  |  |  | 21.4008 | 24.1907 | 23.3664 | 23.2491 | 21.8859 | 21.1732 | 17.1731 | 19.7157
| Electricity Shortage | R |  |  |  |  | 0 | 0 | 0.02399 | 0.0079166 | 1.1576 | 0.51334 | 0.088508 | 0.47226
Electricity - | Electricity Demand (Native + Fixed) | I |  |  |  |  | 88.0052 | 86.1445 | 87.8868 | 87.166 | 106.3138 | 102.6577 | 100.1748 | 102.3957
| Pump Load | R |  |  |  |  | 1.802 | 1.4892 | 1.7018 | 1.6344 | 1.9918 | 1.7813 | 1.8971 | 1.8697
| Electrolyzer Load | R |  |  |  |  | 0.25667 | 0.29349 | 0.26927 | 0.27666 | 0.61965 | 0.67152 | 0.62482 | 0.64246
| Heat Electrical Usage | R |  |  |  |  | 0.13127 | 0.13181 | 0.12407 | 0.12912 | 0.09168 | 0.12805 | 0.10652 | 0.11216
| Net Battery Load | R |  |  |  |  | 0.10513 | 0.1047 | 0.10263 | 0.10412 | 0.12341 | 0.11997 | 0.11738 | 0.11962
| Net EV Load | R |  |  |  |  | 4.3059 | 4.305 | 4.3127 | 4.3077 | 6.4613 | 6.4495 | 6.4492 | 6.4517
Electricity Balance |  | R |  |  |  |  | 1.5206e-12 | -2.5011e-12 | 3.169e-12 | 3.3523e-13 | -2.2453e-12 | -5.0591e-12 | -1.4396e-11 | -8.2309e-12
H2 + | H2 Domestic Production | R |  |  |  |  | 0.17967 | 0.20544 | 0.18849 | 0.19366 | 0.43995 | 0.47678 | 0.44362 | 0.45615
| NH3 Imports | R
| Non-EU Imports | R
| Net Imports | R |  |  |  |  | 8.4201 | 9.0366 | 8.5827 | 8.7388 | 8.2932 | 8.7299 | 8.6257 | 8.6009
| H2 Shortage | R |  |  |  |  | 0 | 0 | 0 | 0 | 0 | 0 | 0 | 0
H2 - | H2 Demand | I |  |  |  |  | 8.5998 | 9.2421 | 8.7711 | 8.9325 | 8.7332 | 9.2067 | 9.0693 | 9.057
| H2 to Hydrogen GT | R
| H2 to Heat | R
| H2 to eFuels | R
| Net H2 Storage Load | R
H2 Balance |  | R |  |  |  |  | 4.7997e-12 | 1.7941e-13 | 4.2881e-12 | 2.6442e-12 | 5.9863e-13 | -3.9435e-13 | -2.5278e-12 | -1.0491e-12
Note on C3: Input Value / Result

## DE
|  | I/R | 2030 |  |  |  | 2035 |  |  |  | 2040 |  |  |  | 2050
|  |  | CY1 | CY2 | CY3 | Weighted WS | WS032 | WS037 | WS059 | Weighted WS | WS065 | WS071 | WS077 | Weighted WS | CY1 | CY2 | CY3 | Weighted WS
Installed Capacity [GW]
Electricity | Wind Onshore | I |  |  |  |  | 156.0553 | 156.0553 | 156.0553 | 156.0553 | 158.4743 | 158.4743 | 158.4743 | 158.4743
| Wind Offshore Radial | I |  |  |  |  | 21.4248 | 21.4248 | 21.4248 | 21.4248 | 21.9628 | 21.9628 | 21.9628 | 21.9628
| Wind Offshore Hub | I |  |  |  |  | 29 | 29 | 29 | 29 | 51 | 51 | 51 | 51
| Solar PV | I |  |  |  |  | 308.5874 | 308.5874 | 308.5874 | 308.5874 | 399.3336 | 399.3336 | 399.3336 | 399.3336
| Solar CSP | I
| SRES Electricity | I |  |  |  |  | 1.3574 | 1.3574 | 1.3574 | 1.3574 | 2.1921 | 2.1921 | 2.1921 | 2.1921
| Run of River | I |  |  |  |  | 3.9339 | 3.9339 | 3.9339 | 3.9339 | 3.9339 | 3.9339 | 3.9339 | 3.9339
| Pondage | I
| Reservoir | I |  |  |  |  | 1.0079 | 1.0079 | 1.0079 | 1.0079 | 1.0079 | 1.0079 | 1.0079 | 1.0079
| PS Turbine | I |  |  |  |  | 9.5249 | 9.5249 | 9.5249 | 9.5249 | 10.7499 | 10.7499 | 10.7499 | 10.7499
| PS Pump | I |  |  |  |  | 9.1774 | 9.1774 | 9.1774 | 9.1774 | 10.4224 | 10.4224 | 10.4224 | 10.4224
| Biofuel | I
| Other RES | I |  |  |  |  | 10.4383 | 10.4383 | 10.4383 | 10.4383 | 8.5383 | 8.5383 | 8.5383 | 8.5383
| Nuclear | I
| Natural Gas | I |  |  |  |  | 32.7209 | 32.7209 | 32.7209 | 32.7209 | 4.0488 | 4.0488 | 4.0488 | 4.0488
| Crude Oil | I |  |  |  |  | 0.32178 | 0.32178 | 0.32178 | 0.32178
| Coal | I |  |  |  |  | 4.7821 | 4.7821 | 4.7821 | 4.7821
| Hydrogen GT | I |  |  |  |  | 16.5374 | 16.5374 | 16.5374 | 16.5374 | 49.1035 | 49.1035 | 49.1035 | 49.1035
| Fuel Cell | I
| Other Non RES | I |  |  |  |  | 2.9378 | 2.9378 | 2.9378 | 2.9378 | 0.66242 | 0.66242 | 0.66242 | 0.66242
| Adequacy Units | I
| Batteries | I |  |  |  |  | 39.5526 | 39.5526 | 39.5526 | 39.5526 | 56.2344 | 56.2344 | 56.2344 | 56.2344
| Batteries [GWh] | I |  |  |  |  | 83.6959 | 83.6959 | 83.6959 | 83.6959 | 148.9609 | 148.9609 | 148.9609 | 148.9609
H2 | SMR (Blue) and Pyrolisis | I |  |  |  |  | 5.306 | 5.306 | 5.306 | 5.306 | 5.306 | 5.306 | 5.306 | 5.306
| SMR (Grey) | I |  |  |  |  | 4.406 | 4.406 | 4.406 | 4.406 | 2.938 | 2.938 | 2.938 | 2.938
| Electrolyzers E-Market (P2G) [GW Elec] | I |  |  |  |  | 25.9363 | 25.9363 | 25.9363 | 25.9363 | 41.8879 | 41.8879 | 41.8879 | 41.8879
| Electrolyzers DRES (P2G) [GW Elec] | I |  |  |  |  | 1 | 1 | 1 | 1 | 1 | 1 | 1 | 1
| Electrolyzers SRES (P2G) [GW Elec] | I |  |  |  |  | 0.92081 | 0.92081 | 0.92081 | 0.92081 | 1.4871 | 1.4871 | 1.4871 | 1.4871
| H2 Adequacy Units | I
| NH3 Imports - High Band | I |  |  |  |  | 1.1955 | 1.1955 | 1.1955 | 1.1955 | 1.5705 | 1.5705 | 1.5705 | 1.5705
| NH3 Imports - Low Band | I |  |  |  |  | 1.1955 | 1.1955 | 1.1955 | 1.1955 | 1.5705 | 1.5705 | 1.5705 | 1.5705
| NH3 Terminal Capacity | I |  |  |  |  | 2.3907 | 2.3907 | 2.3907 | 2.3907 | 11.425 | 11.425 | 11.425 | 11.425
| Non-EU H2 Imports - High Band | I
| Non-EU H2 Imports - Low Band | I
| Non-EU H2 Pipeline Capacity | I
| EU Cross-Border Pipeline Capacity (Import) | I |  |  |  |  | 56.6349 | 56.6349 | 56.6349 | 56.6349 | 68.3934 | 68.3934 | 68.3934 | 68.3934
| EU Cross-Border Pipeline Capacity (Export) | I |  |  |  |  | 43.8842 | 43.8842 | 43.8842 | 43.8842 | 48.9689 | 48.9689 | 48.9689 | 48.9689
| H2 Storage Injection Capacity | I |  |  |  |  | 38.606 | 38.606 | 38.606 | 38.606 | 38.606 | 38.606 | 38.606 | 38.606
| H2 Storage Withdrawal Capacity [GW] | I |  |  |  |  | 38.853 | 38.853 | 38.853 | 38.853 | 38.853 | 38.853 | 38.853 | 38.853
| H2 Storage WGV [TWh] | I |  |  |  |  | 19.915 | 19.915 | 19.915 | 19.915 | 19.915 | 19.915 | 19.915 | 19.915
| SNG Capacity (from H2) | I |  |  |  |  | 0.057965 | 0.057965 | 0.057965 | 0.057965 | 0.094193 | 0.094193 | 0.094193 | 0.094193
| E-Liquids Capacity (from H2) | I |  |  |  |  | 6.888 | 6.888 | 6.888 | 6.888 | 11.1454 | 11.1454 | 11.1454 | 11.1454
Generation [TWh]
Electricity | Wind Onshore | R |  |  |  |  | 355.9696 | 407.0248 | 372.3086 | 383.3152 | 364.7868 | 362.0683 | 337.1012 | 352.6252
| Wind Offshore Radial | R |  |  |  |  | 85.9347 | 84.7864 | 91.6023 | 87.3112 | 87.2452 | 86.0401 | 86.3927 | 86.4222
| Wind Offshore Hub | R |  |  |  |  | 118.6746 | 116.72 | 126.8406 | 120.5289 | 212.4278 | 207.3562 | 206.1483 | 207.8874
| Solar PV | R |  |  |  |  | 281.2025 | 257.2579 | 283.1091 | 271.5355 | 385.4625 | 328.3267 | 349.2735 | 348.1326
| Solar CSP | R
| SRES Electricity | R |  |  |  |  | 0 | 0 | 0 | 0 | 0 | 0 | 0 | 0
| Run of River | R |  |  |  |  | 14.2537 | 16.2072 | 14.2121 | 15.08 | 13.0683 | 14.8355 | 14.5769 | 14.3786
| Pondage | R
| Reservoir | R |  |  |  |  | 0.52539 | 0.47107 | 0.5634 | 0.51458 | 0.65048 | 0.59218 | 0.59942 | 0.60674
| PS Turbine | R |  |  |  |  | 24.9248 | 20.1831 | 25.0722 | 22.9345 | 28.5516 | 25.268 | 26.5601 | 26.4416
| Biofuel | R
| Other RES | R |  |  |  |  | 54.3533 | 54.3848 | 54.228 | 54.3255 | 43.4381 | 43.8112 | 44.0499 | 43.8321
| Nuclear | R
| Natural Gas | R |  |  |  |  | 52.1081 | 35.8321 | 39.3268 | 40.8916 | 4.7417 | 6.7894 | 6.5141 | 6.2698
| Crude Oil | R |  |  |  |  | 0.042024 | 0.013516 | 0.0059588 | 0.017864
| Coal | R |  |  |  |  | 3.5131 | 2.4267 | 1.9701 | 2.5368
| Hydrogen GT | R |  |  |  |  | 5.5982 | 5.4415 | 7.524 | 6.1663 | 22.4236 | 27.3512 | 18.9071 | 22.9881
| Fuel Cell | R
| Other Non RES | R |  |  |  |  | 8.0406 | 6.8573 | 6.2902 | 6.9542 | 1.2561 | 1.6062 | 1.7342 | 1.5874
| Adequacy Units | R
| ENS | R |  |  |  |  | 0.05371 | 0.044864 | 0.062618 | 0.052846 | 0.8126 | 2.5562 | 0.28926 | 1.3007
| RES Curtailment | R |  |  |  |  | 45.3042 | 45.9446 | 45.1381 | 45.5248 | 71.5701 | 50.8338 | 53.21 | 55.9315
Electricity - Flexibility | Batteries Charging | R |  |  |  |  | 29.1535 | 27.6577 | 29.0785 | 28.4856 | 48.4736 | 45.0645 | 45.3019 | 45.8413
| Batteries Discharging | R |  |  |  |  | 27.0626 | 25.6826 | 26.9927 | 26.4461 | 45.1076 | 41.9545 | 42.1708 | 42.6716
| EV Discharging (Prosumer) | R |  |  |  |  | 6.0337 | 4.6595 | 7.1253 | 5.8031 | 9.1176 | 8.5775 | 8.4569 | 8.6373
| EV Discharging (E-Market) | R |  |  |  |  | 0.41535 | 0.21221 | 0.41384 | 0.3275 | 1.1169 | 0.93304 | 0.83911 | 0.93225
| DSR | R |  |  |  |  | 0.82929 | 0.63656 | 0.60525 | 0.67248 | 1.9261 | 2.8886 | 2.5524 | 2.5616
H2 | SMR (Blue) and Pyrolisis | R |  |  |  |  | 46.4806 | 46.4806 | 46.4806 | 46.4806 | 46.4806 | 46.4806 | 46.4806 | 46.4806
| SMR (Grey) | R |  |  |  |  | 13.7902 | 14.4228 | 11.6782 | 13.3652 | 7.8419 | 8.2452 | 8.7284 | 8.3578
| Electrolyzers E-Market (P2G) | R |  |  |  |  | 75.6402 | 76.6303 | 76.5038 | 76.3509 | 139.3799 | 129.4578 | 119.2902 | 127.3752
| Electrolyzers DRES (P2G) | R |  |  |  |  | 2.9985 | 2.9609 | 3.1971 | 3.0478 | 3.051 | 2.9705 | 2.9544 | 2.9802
| Electrolyzers SRES (P2G) | R |  |  |  |  | 1.8099 | 2.0054 | 1.8786 | 1.9166 | 3.0409 | 2.93 | 2.7895 | 2.896
| H2 Adequacy Units | R
| NH3 Imports - High Band | R |  |  |  |  | 0 | 0 | 0 | 0 | 0.45556 | 2.2197 | 1.9355 | 1.7532
| NH3 Imports - Low Band | R |  |  |  |  | 10.4726 | 10.4726 | 10.4726 | 10.4726 | 13.7576 | 13.7576 | 13.7576 | 13.7576
| Non-EU H2 Imports - High Band | R
| Non-EU H2 Imports - Low Band | R
| H2 Storage Injection | R |  |  |  |  | 44.7867 | 41.8504 | 44.7161 | 43.5008 | 66.0405 | 60.8734 | 51.6533 | 58.2188
| H2 Storage Withdrawal | R |  |  |  |  | 44.3389 | 41.4416 | 44.269 | 43.07 | 65.3801 | 60.2646 | 51.1368 | 57.6366
| Max Hourly State of Charge [%] | R |  |  |  |  | 100 | 100 | 100 | 100 | 100 | 100 | 100 | 100
Heat | Heat Production from H2 HHP [TWh Heat] | I |  |  |  |  | 1.4847 | 1.4803 | 1.4847 | 1.4828 | 0.82265 | 0.82265 | 0.82265 | 0.82265
| Share of Heat from H2 Boilers [%] | R |  |  |  |  | 21.5744 | 16.8187 | 34.3237 | 23.7367 | 20.4259 | 19.7839 | 19.212 | 19.6836
| Heat Production from CH4 HHP [TWh Heat] | I |  |  |  |  | 7.1068 | 7.0847 | 7.1068 | 7.0973 | 3.5981 | 3.5981 | 3.5981 | 3.5981
| Share of Heat from CH4 Boilers [%] | R |  |  |  |  | 58.547 | 66.0982 | 61.3877 | 62.7315 | 51.1597 | 54.4854 | 55.129 | 54.0777
CO2 | CO2 Emissions Electricity Sector [Mt] | R |  |  |  |  | 23.2772 | 16.6087 | 16.829 | 18.2818 | 1.8224 | 2.5838 | 2.4968 | 2.3967
| CO2 Emissions Hydrogen Sector [Mt] | R |  |  |  |  | 4.3398 | 4.485 | 3.8551 | 4.2423 | 2.5197 | 2.5981 | 2.692 | 2.62
FLH [h]
Electricity | Wind Onshore | R |  |  |  |  | 2281.0478 | 2608.2089 | 2385.7476 | 2456.278 | 2301.8675 | 2284.7128 | 2127.1666 | 2225.1253
| Wind Offshore Radial | R |  |  |  |  | 4010.9912 | 3957.393 | 4275.5246 | 4075.24 | 3972.4081 | 3917.5357 | 3933.5942 | 3934.9336
| Wind Offshore Hub | R |  |  |  |  | 4092.2272 | 4024.8283 | 4373.8144 | 4156.1694 | 4165.2502 | 4065.8074 | 4042.1245 | 4076.2228
| Solar PV | R |  |  |  |  | 911.2573 | 833.663 | 917.4358 | 879.9307 | 965.2643 | 822.1866 | 874.6409 | 871.7838
| Solar CSP | R
| SRES Electricity | R |  |  |  |  | 0 | 0 | 0 | 0 | 0 | 0 | 0 | 0
| Run of River | R |  |  |  |  | 3623.3049 | 4119.8919 | 3612.7256 | 3833.3461 | 3321.9707 | 3771.2008 | 3705.4549 | 3655.0564
| Pondage | R
| Reservoir | R |  |  |  |  | 521.2731 | 467.3785 | 558.9883 | 510.5445 | 645.3771 | 587.5425 | 594.725 | 601.9824
| PS Turbine | R |  |  |  |  | 2616.7968 | 2118.9771 | 2632.2735 | 2407.8417 | 2655.9731 | 2350.5244 | 2470.7246 | 2459.6942
| Biofuel | R
| Other RES | R |  |  |  |  | 5207.0841 | 5210.1075 | 5195.0815 | 5204.4233 | 5087.4195 | 5131.1149 | 5159.07 | 5133.5578
| Nuclear | R
| Natural Gas | R |  |  |  |  | 1592.4998 | 1095.0814 | 1201.8846 | 1249.7068 | 1171.1183 | 1676.8826 | 1608.8913 | 1548.5332
| Crude Oil | R |  |  |  |  | 130.5985 | 42.0049 | 18.518 | 55.5167
| Coal | R |  |  |  |  | 734.6388 | 507.4549 | 411.9684 | 530.4685
| Hydrogen GT | R |  |  |  |  | 338.5191 | 329.0419 | 454.9686 | 372.8722 | 456.6609 | 557.0116 | 385.0465 | 468.1554
| Fuel Cell | R
| Other Non RES | R |  |  |  |  | 2736.9433 | 2334.1784 | 2141.129 | 2367.1357 | 1896.1739 | 2424.8019 | 2618.0515 | 2396.3762
| Adequacy Units | R
| Batteries | R |  |  |  |  | 684.2179 | 649.3272 | 682.4499 | 668.6314 | 802.1355 | 746.0643 | 749.9117 | 758.8175
H2 | SMR (Blue) and Pyrolisis | R |  |  |  |  | 8760 | 8760 | 8760 | 8760 | 8760 | 8760 | 8760 | 8760
| SMR (Grey) | R |  |  |  |  | 3129.8574 | 3273.4385 | 2650.5119 | 3033.4132 | 2669.1139 | 2806.4107 | 2970.8501 | 2844.7271
| Electrolyzers E-Market (P2G) | R |  |  |  |  | 4166.2586 | 4220.7905 | 4213.8271 | 4205.4049 | 4686.5535 | 4352.9315 | 4011.0507 | 4282.9036
| Electrolyzers DRES (P2G) | R |  |  |  |  | 4283.531 | 4229.79 | 4567.263 | 4354.0539 | 4297.198 | 4183.838 | 4161.156 | 4197.4372
| Electrolyzers SRES (P2G) | R |  |  |  |  | 2807.8709 | 3111.2417 | 2914.5754 | 2973.5329 | 2880.0554 | 2774.9416 | 2641.8936 | 2742.7452
| H2 Adequacy Units | R
| NH3 Terminals (Import) | R |  |  |  |  | 4380.6159 | 4380.6159 | 4380.6159 | 4380.6159 | 1244.041 | 1398.4522 | 1373.5731 | 1357.6183
| Non-EU H2 Pipelines (Import) | R
| H2 Pipelines (Import) | R |  |  |  |  | 1806.7069 | 1789.6122 | 1857.2953 | 1816.0504 | 2469.3697 | 2477.254 | 2328.4611 | 2416.16
| H2 Pipelines (Export) | R |  |  |  |  | 639.0183 | 653.7367 | 608.2115 | 635.181 | 730.245 | 597.0022 | 612.1989 | 629.7294
| H2 to SNG | R |  |  |  |  | 7660 | 7756 | 8747 | 8059.99 | 5197 | 4357 | 4264 | 4487.8
| H2 to E-Liquids | R |  |  |  |  | 8759.9164 | 8757.2674 | 8757.0731 | 8757.839 | 7142.9832 | 6163.5405 | 5605.5179 | 6136.22
Exchange [TWh]
Electricity | Imports | R |  |  |  |  | 100.9896 | 95.2299 | 95.1198 | 96.5759 | 117.684 | 132.7596 | 130.1607 | 128.7049
| Exports | R |  |  |  |  | 150.6854 | 150.9158 | 159.4126 | 153.6644 | 140.9965 | 126.2839 | 128.2944 | 130.0306
H2 | NH3 Imports | R |  |  |  |  | 10.4726 | 10.4726 | 10.4726 | 10.4726 | 14.2131 | 15.9773 | 15.693 | 15.5108
| Non-EU Imports | R
| EU Imports | R |  |  |  |  | 102.3226 | 101.3545 | 105.1877 | 102.8518 | 168.8885 | 169.4277 | 159.2513 | 165.2493
| EU Exports | R |  |  |  |  | 28.0428 | 28.6887 | 26.6909 | 27.8744 | 35.7593 | 29.2346 | 29.9787 | 30.8372
E-Fuels | SNG Imports [TWh H2] | R |  |  |  |  | EU27 level specific | EU27 level specific | EU27 level specific | EU27 level specific | EU27 level specific | EU27 level specific | EU27 level specific | EU27 level specific
| E-Liquid Imports [TWh H2] | R |  |  |  |  | EU27 level specific | EU27 level specific | EU27 level specific | EU27 level specific | EU27 level specific | EU27 level specific | EU27 level specific | EU27 level specific
Consumption [TWh]
Electricity | Native Demand (Prosumer) | I |  |  |  |  | 51.2014 | 51.9474 | 52.1585 | 51.838 | 69.8604 | 64.4945 | 59.0116 | 63.3745
| Fixed Load (Prosumer) | I |  |  |  |  | 0.66671 | 0.59933 | 0.65639 | 0.63433 | 0.81365 | 0.68327 | 0.72377 | 0.72554
| Charging Station Load (Prosumer) | R |  |  |  |  | 75.6052 | 74.05 | 76.8406 | 75.3441 | 103.4577 | 102.8465 | 102.7099 | 102.9141
| Native Demand (E-Market) | I |  |  |  |  | 660.8376 | 661.8626 | 661.5288 | 661.5064 | 700.1113 | 697.4584 | 695.5446 | 697.2235
| Fixed Load (Emarket) | I |  |  |  |  | 0 | 0 | 0 | 0 | 0 | 0 | 0 | 0
| Charging Station Load (E-Market) | R |  |  |  |  | 29.9458 | 29.7159 | 29.944 | 29.8463 | 41.1808 | 40.9727 | 40.8664 | 40.9718
| PS Pump Load | R |  |  |  |  | 33.0165 | 26.657 | 33.2449 | 30.3573 | 37.8341 | 32.8346 | 35.134 | 34.7543
| Electrolyzers E-Market (P2G) | R |  |  |  |  | 108.0575 | 109.4718 | 109.2912 | 109.0728 | 196.3097 | 182.335 | 168.0143 | 179.4017
| Electricity for H2 HHPs | R |  |  |  |  | 0.39703 | 0.42243 | 0.32759 | 0.38504 | 0.21924 | 0.22056 | 0.2207 | 0.22035
| Electricity for CH4 HHPs | R |  |  |  |  | 0.95843 | 0.77238 | 0.88964 | 0.85573 | 0.56005 | 0.52049 | 0.50525 | 0.5223
H2 | H2 Demand | I |  |  |  |  | 154.5628 | 155.1064 | 154.3415 | 154.7235 | 228.808 | 230.6331 | 230.1151 | 230.0609
| Shortage Quantity | R |  |  |  |  | 0 | 0 | 0 | 0 | 0 | 0 | 0 | 0
| H2 for Hydrogen GT | R |  |  |  |  | 9.3822 | 9.1229 | 12.6215 | 10.3397 | 37.4113 | 45.7559 | 31.553 | 38.4058
| H2 for HHP Boilers | R |  |  |  |  | 0.29659 | 0.23053 | 0.47186 | 0.32602 | 0.15559 | 0.1507 | 0.14634 | 0.14993
| H2 to SNG | R |  |  |  |  | 0.44401 | 0.44958 | 0.50702 | 0.4672 | 0.48952 | 0.4104 | 0.40164 | 0.42272
| H2 to E-Liquids | R |  |  |  |  | 60.3382 | 60.32 | 60.3186 | 60.3239 | 79.6113 | 68.695 | 62.4757 | 68.3905
Methane | CH4 for HHP Boilers | R |  |  |  |  | 4.4937 | 5.0575 | 4.7117 | 4.8081 | 1.988 | 2.1172 | 2.1423 | 2.1014
CO2 | CO2 to E-Fuels [kt] | R |  |  |  |  | EU27 level specific | EU27 level specific | EU27 level specific | EU27 level specific | EU27 level specific | EU27 level specific | EU27 level specific | EU27 level specific
Fuels | E-Fuel Demand [TWh H2] | I |  |  |  |  | EU27 level specific | EU27 level specific | EU27 level specific | EU27 level specific | EU27 level specific | EU27 level specific | EU27 level specific | EU27 level specific
| E-Fuel Shortage [TWh H2] | R |  |  |  |  | EU27 level specific | EU27 level specific | EU27 level specific | EU27 level specific | EU27 level specific | EU27 level specific | EU27 level specific | EU27 level specific
Prices [€/MWh]
Electricity | 10%-Quan. | R |  |  |  |  | 0 | 0 | 0 | 0 | 0 | 0 | 0 | 0
| Load-Weighted Average | R |  |  |  |  | 100.7943 | 99.0613 | 90.076 | 96.5121 | 133.5424 | 261.7803 | 192.6197 | 208.4685
| 90%-Quan. | R |  |  |  |  | 188.4691 | 168.6489 | 164.7547 | 172.1207 | 272.7396 | 490.9008 | 328.3381 | 382.2435
H2 | 10%-Quan. | R |  |  |  |  | 103.5189 | 103.4915 | 102.7304 | 103.2469 | 98.6737 | 96.3013 | 98.7464 | 97.7538
| Load-Weighted Average | R |  |  |  |  | 122.3788 | 122.9056 | 114.2906 | 119.9362 | 148.1975 | 165.1514 | 142.748 | 152.7993
| 90%-Quan. | R |  |  |  |  | 154.0334 | 155.2846 | 135.4949 | 148.4537 | 166.0609 | 305.3942 | 196.4106 | 233.9341
Import Share [%]
H2 | Share of Domestic Production (Supply %) | R |  |  |  |  | EU27 level specific | EU27 level specific | EU27 level specific | EU27 level specific | EU27 level specific | EU27 level specific | EU27 level specific | EU27 level specific
| Share of Non-EU Imports (Supply %) | R |  |  |  |  | EU27 level specific | EU27 level specific | EU27 level specific | EU27 level specific | EU27 level specific | EU27 level specific | EU27 level specific | EU27 level specific
Energy Balance [TWh]
Electricity + | Electricity Generation | R |  |  |  |  | 1005.1406 | 1007.6065 | 1023.0533 | 1012.1121 | 1164.0521 | 1104.045 | 1091.8577 | 1111.1715
| DSR | R |  |  |  |  | 0.82929 | 0.63656 | 0.60525 | 0.67248 | 1.9261 | 2.8886 | 2.5524 | 2.5616
| Net Imports | R |  |  |  |  | -49.6958 | -55.6859 | -64.2928 | -57.0885 | -23.3125 | 6.4757 | 1.8663 | -1.3257
| Electricity Shortage | R |  |  |  |  | 0.05371 | 0.044864 | 0.062618 | 0.052846 | 0.8126 | 2.5562 | 0.28926 | 1.3007
Electricity - | Electricity Demand (Native + Fixed) | I |  |  |  |  | 712.7057 | 714.4092 | 714.3437 | 713.9788 | 770.7853 | 762.6362 | 755.28 | 761.3235
| Pump Load | R |  |  |  |  | 33.0165 | 26.657 | 33.2449 | 30.3573 | 37.8341 | 32.8346 | 35.134 | 34.7543
| Electrolyzer Load | R |  |  |  |  | 108.0575 | 109.4718 | 109.2912 | 109.0728 | 196.3097 | 182.335 | 168.0143 | 179.4017
| Heat Electrical Usage | R |  |  |  |  | 1.3555 | 1.1948 | 1.2172 | 1.2408 | 0.77929 | 0.74105 | 0.72595 | 0.74266
| Net Battery Load | R |  |  |  |  | 2.0909 | 1.9752 | 2.0859 | 2.0395 | 3.366 | 3.1101 | 3.1311 | 3.1697
| Net EV Load | R |  |  |  |  | 99.1019 | 98.8941 | 99.2455 | 99.0599 | 134.4039 | 134.3086 | 134.2803 | 134.3163
Electricity Balance |  | R |  |  |  |  | 3.422e-11 | -1.4779e-11 | 1.4666e-11 | 6.6973e-12 | 1.3642e-12 | -1.2051e-11 | -9.5497e-12 | -8.3674e-12
H2 + | H2 Domestic Production | R |  |  |  |  | 140.7193 | 142.4999 | 139.7383 | 141.1612 | 199.7943 | 190.0841 | 180.243 | 188.0897
| NH3 Imports | R |  |  |  |  | 10.4726 | 10.4726 | 10.4726 | 10.4726 | 14.2131 | 15.9773 | 15.693 | 15.5108
| Non-EU Imports | R
| Net Imports | R |  |  |  |  | 74.2798 | 72.6658 | 78.4968 | 74.9774 | 133.1292 | 140.1932 | 129.2726 | 134.4121
| H2 Shortage | R |  |  |  |  | 0 | 0 | 0 | 0 | 0 | 0 | 0 | 0
H2 - | H2 Demand | I |  |  |  |  | 154.5628 | 155.1064 | 154.3415 | 154.7235 | 228.808 | 230.6331 | 230.1151 | 230.0609
| H2 to Hydrogen GT | R |  |  |  |  | 9.3822 | 9.1229 | 12.6215 | 10.3397 | 37.4113 | 45.7559 | 31.553 | 38.4058
| H2 to Heat | R |  |  |  |  | 0.29659 | 0.23053 | 0.47186 | 0.32602 | 0.15559 | 0.1507 | 0.14634 | 0.14993
| H2 to eFuels | R |  |  |  |  | 60.7822 | 60.7695 | 60.8256 | 60.7911 | 80.1008 | 69.1054 | 62.8773 | 68.8133
| Net H2 Storage Load | R |  |  |  |  | 0.44787 | 0.40877 | 0.44716 | 0.43082 | 0.66041 | 0.60873 | 0.51653 | 0.58219
H2 Balance |  | R |  |  |  |  | 5.6522e-05 | 5.029e-05 | 4.1444e-05 | 4.8866e-05 | 0.00049774 | 0.00070593 | 0.00025414 | 0.00048358
Note on C3: Input Value / Result

## DK
|  | I/R | 2030 |  |  |  | 2035 |  |  |  | 2040 |  |  |  | 2050
|  |  | CY1 | CY2 | CY3 | Weighted WS | WS032 | WS037 | WS059 | Weighted WS | WS065 | WS071 | WS077 | Weighted WS | CY1 | CY2 | CY3 | Weighted WS
Installed Capacity [GW]
Electricity | Wind Onshore | I |  |  |  |  | 6.9905 | 6.9905 | 6.9905 | 6.9905 | 5.9132 | 5.9132 | 5.9132 | 5.9132
| Wind Offshore Radial | I |  |  |  |  | 3.5633 | 3.5633 | 3.5633 | 3.5633 | 3.5633 | 3.5633 | 3.5633 | 3.5633
| Wind Offshore Hub | I |  |  |  |  | 14.2812 | 14.2812 | 14.2812 | 14.2812 | 29.7224 | 29.7224 | 29.7224 | 29.7224
| Solar PV | I |  |  |  |  | 38.224 | 38.224 | 38.224 | 38.224 | 44.957 | 44.957 | 44.957 | 44.957
| Solar CSP | I
| SRES Electricity | I
| Run of River | I
| Pondage | I
| Reservoir | I
| PS Turbine | I
| PS Pump | I
| Biofuel | I |  |  |  |  | 1.5294 | 1.5294 | 1.5294 | 1.5294 | 1.4157 | 1.4157 | 1.4157 | 1.4157
| Other RES | I
| Nuclear | I
| Natural Gas | I |  |  |  |  | 0.48785 | 0.48785 | 0.48785 | 0.48785 | 0.39129 | 0.39129 | 0.39129 | 0.39129
| Crude Oil | I |  |  |  |  | 0.6868 | 0.6868 | 0.6868 | 0.6868 | 0.6868 | 0.6868 | 0.6868 | 0.6868
| Coal | I
| Hydrogen GT | I
| Fuel Cell | I
| Other Non RES | I
| Adequacy Units | I
| Batteries | I |  |  |  |  | 0.819 | 0.819 | 0.819 | 0.819 | 0.8615 | 0.8615 | 0.8615 | 0.8615
| Batteries [GWh] | I |  |  |  |  | 17.198 | 17.198 | 17.198 | 17.198 | 17.2829 | 17.2829 | 17.2829 | 17.2829
H2 | SMR (Blue) and Pyrolisis | I
| SMR (Grey) | I
| Electrolyzers E-Market (P2G) [GW Elec] | I |  |  |  |  | 10.0724 | 10.0724 | 10.0724 | 10.0724 | 21.431 | 21.431 | 21.431 | 21.431
| Electrolyzers DRES (P2G) [GW Elec] | I
| Electrolyzers SRES (P2G) [GW Elec] | I
| H2 Adequacy Units | I
| NH3 Imports - High Band | I
| NH3 Imports - Low Band | I
| NH3 Terminal Capacity | I
| Non-EU H2 Imports - High Band | I
| Non-EU H2 Imports - Low Band | I
| Non-EU H2 Pipeline Capacity | I
| EU Cross-Border Pipeline Capacity (Import) | I |  |  |  |  | 3.6441 | 3.6441 | 3.6441 | 3.6441 | 3.6441 | 3.6441 | 3.6441 | 3.6441
| EU Cross-Border Pipeline Capacity (Export) | I |  |  |  |  | 3.6441 | 3.6441 | 3.6441 | 3.6441 | 3.6441 | 3.6441 | 3.6441 | 3.6441
| H2 Storage Injection Capacity | I |  |  |  |  | 0.46 | 0.46 | 0.46 | 0.46 | 1.38 | 1.38 | 1.38 | 1.38
| H2 Storage Withdrawal Capacity [GW] | I |  |  |  |  | 0.46 | 0.46 | 0.46 | 0.46 | 1.38 | 1.38 | 1.38 | 1.38
| H2 Storage WGV [TWh] | I |  |  |  |  | 0.1 | 0.1 | 0.1 | 0.1 | 0.3 | 0.3 | 0.3 | 0.3
| SNG Capacity (from H2) | I
| E-Liquids Capacity (from H2) | I |  |  |  |  | 1.1581 | 1.1581 | 1.1581 | 1.1581 | 1.5175 | 1.5175 | 1.5175 | 1.5175
Generation [TWh]
Electricity | Wind Onshore | R |  |  |  |  | 17.2177 | 14.9721 | 16.3591 | 15.9688 | 13.9083 | 11.9738 | 11.6881 | 12.2464
| Wind Offshore Radial | R |  |  |  |  | 16.421 | 15.4714 | 17.1356 | 16.2485 | 15.9267 | 15.2765 | 15.4525 | 15.4769
| Wind Offshore Hub | R |  |  |  |  | 52.1042 | 50.5973 | 54.3965 | 52.2127 | 98.5012 | 96.4449 | 96.2874 | 96.7932
| Solar PV | R |  |  |  |  | 39.2471 | 35.5934 | 35.9165 | 36.5769 | 46.1098 | 41.0172 | 44.3986 | 43.3883
| Solar CSP | R
| SRES Electricity | R
| Run of River | R
| Pondage | R
| Reservoir | R
| PS Turbine | R
| Biofuel | R |  |  |  |  | 5.168 | 6.6795 | 5.0601 | 5.7824 | 4.4435 | 6.0079 | 5.6119 | 5.5366
| Other RES | R
| Nuclear | R
| Natural Gas | R |  |  |  |  | 0.14823 | 0.091485 | 0.055329 | 0.093173 | 0.21994 | 0.46258 | 0.30452 | 0.35083
| Crude Oil | R |  |  |  |  | 0.067889 | 0.017069 | 0.057923 | 0.042748 | 0.10777 | 0.43179 | 0.24681 | 0.29299
| Coal | R
| Hydrogen GT | R
| Fuel Cell | R
| Other Non RES | R
| Adequacy Units | R
| ENS | R |  |  |  |  | 0.0020404 | 0.003433 | 0.014038 | 0.0065984 | 0.043541 | 0.11181 | 0.0065892 | 0.056066
| RES Curtailment | R |  |  |  |  | 9.4317 | 7.2644 | 9.4156 | 8.4944 | 15.1253 | 11.1049 | 12.7772 | 12.5779
Electricity - Flexibility | Batteries Charging | R |  |  |  |  | 1.8635 | 1.3365 | 1.9006 | 1.6491 | 2.0567 | 1.6888 | 1.7961 | 1.8053
| Batteries Discharging | R |  |  |  |  | 1.3611 | 0.98406 | 1.3886 | 1.208 | 1.5014 | 1.2364 | 1.3166 | 1.3215
| EV Discharging (Prosumer) | R |  |  |  |  | 0.34098 | 0.28868 | 0.29798 | 0.3043 | 0.63934 | 0.59917 | 0.64194 | 0.62431
| EV Discharging (E-Market) | R |  |  |  |  | 0.016683 | 0.0071867 | 0.015412 | 0.01218 | 0.060556 | 0.048556 | 0.055144 | 0.053591
| DSR | R
H2 | SMR (Blue) and Pyrolisis | R
| SMR (Grey) | R
| Electrolyzers E-Market (P2G) | R |  |  |  |  | 27.7696 | 24.5335 | 27.0751 | 26.1489 | 36.9117 | 34.4354 | 34.8163 | 35.083
| Electrolyzers DRES (P2G) | R
| Electrolyzers SRES (P2G) | R
| H2 Adequacy Units | R
| NH3 Imports - High Band | R
| NH3 Imports - Low Band | R
| Non-EU H2 Imports - High Band | R
| Non-EU H2 Imports - Low Band | R
| H2 Storage Injection | R |  |  |  |  | 1.7465 | 1.5391 | 1.7408 | 1.6554 | 4.9433 | 4.8836 | 4.8827 | 4.8952
| H2 Storage Withdrawal | R |  |  |  |  | 1.729 | 1.5237 | 1.7238 | 1.639 | 4.8939 | 4.8348 | 4.8339 | 4.8462
| Max Hourly State of Charge [%] | R |  |  |  |  | 100 | 100 | 100 | 100 | 100 | 100 | 100 | 100
Heat | Heat Production from H2 HHP [TWh Heat] | I
| Share of Heat from H2 Boilers [%] | R
| Heat Production from CH4 HHP [TWh Heat] | I
| Share of Heat from CH4 Boilers [%] | R
CO2 | CO2 Emissions Electricity Sector [Mt] | R |  |  |  |  | 0.19629 | 0.11843 | 0.13634 | 0.14303 | 0.21424 | 0.5951 | 0.38571 | 0.43518
| CO2 Emissions Hydrogen Sector [Mt] | R |  |  |  |  | 0 | 0 | 0 | 0 | 0 | 0 | 0 | 0
FLH [h]
Electricity | Wind Onshore | R |  |  |  |  | 2463.0143 | 2141.7782 | 2340.1917 | 2284.3513 | 2352.0842 | 2024.9278 | 1976.6078 | 2071.0311
| Wind Offshore Radial | R |  |  |  |  | 4608.3591 | 4341.8816 | 4808.9187 | 4559.9585 | 4469.6425 | 4287.1659 | 4336.5582 | 4343.4181
| Wind Offshore Hub | R |  |  |  |  | 4133.9115 | 4014.3527 | 4315.7816 | 4142.5184 | 4129.6138 | 4043.4064 | 4036.8024 | 4058.0063
| Solar PV | R |  |  |  |  | 1026.7663 | 931.1799 | 939.632 | 956.9098 | 1025.6415 | 912.366 | 987.5784 | 965.1061
| Solar CSP | R
| SRES Electricity | R
| Run of River | R
| Pondage | R
| Reservoir | R
| PS Turbine | R
| Biofuel | R |  |  |  |  | 3379.2425 | 4367.5477 | 3308.6874 | 3780.9305 | 3138.7204 | 4243.8046 | 3964.0812 | 3910.8984
| Other RES | R
| Nuclear | R
| Natural Gas | R |  |  |  |  | 303.8533 | 187.5276 | 113.4156 | 190.9888 | 562.0974 | 1182.2021 | 778.2449 | 896.5983
| Crude Oil | R |  |  |  |  | 98.847 | 24.8524 | 84.3377 | 62.2412 | 156.9116 | 628.6878 | 359.3571 | 426.6003
| Coal | R
| Hydrogen GT | R
| Fuel Cell | R
| Other Non RES | R
| Adequacy Units | R
| Batteries | R |  |  |  |  | 1661.8704 | 1201.5363 | 1695.4986 | 1475.0241 | 1742.7656 | 1435.1254 | 1528.299 | 1533.9229
H2 | SMR (Blue) and Pyrolisis | R
| SMR (Grey) | R
| Electrolyzers E-Market (P2G) | R |  |  |  |  | 4400.0253 | 3887.2754 | 4289.9858 | 4143.2298 | 2931.6123 | 2734.9373 | 2765.1865 | 2786.372
| Electrolyzers DRES (P2G) | R
| Electrolyzers SRES (P2G) | R
| H2 Adequacy Units | R
| NH3 Terminals (Import) | R
| Non-EU H2 Pipelines (Import) | R
| H2 Pipelines (Import) | R |  |  |  |  | 371.9078 | 423.1899 | 368.1365 | 392.7146 | 28.289 | 36.9365 | 12.7266 | 25.523
| H2 Pipelines (Export) | R |  |  |  |  | 5200.2695 | 4284.0827 | 4998.6956 | 4739.7898 | 6851.4062 | 6458.6051 | 6799.6269 | 6673.574
| H2 to SNG | R
| H2 to E-Liquids | R |  |  |  |  | 8344.9511 | 8596.7103 | 8368.0231 | 8460.8213 | 7352.7447 | 6685.3253 | 6059.2373 | 6568.374
Exchange [TWh]
Electricity | Imports | R |  |  |  |  | 36.257 | 35.8922 | 36.6711 | 36.2368 | 31.9741 | 33.1404 | 33.436 | 33.0254
| Exports | R |  |  |  |  | 39.3234 | 36.4472 | 39.1336 | 38.024 | 61.0539 | 58.2474 | 60.9353 | 59.8838
H2 | NH3 Imports | R
| Non-EU Imports | R
| EU Imports | R |  |  |  |  | 1.3553 | 1.5421 | 1.3415 | 1.4311 | 0.10309 | 0.1346 | 0.046377 | 0.093008
| EU Exports | R |  |  |  |  | 18.9501 | 15.6115 | 18.2156 | 17.2721 | 24.967 | 23.5356 | 24.7783 | 24.319
E-Fuels | SNG Imports [TWh H2] | R |  |  |  |  | EU27 level specific | EU27 level specific | EU27 level specific | EU27 level specific | EU27 level specific | EU27 level specific | EU27 level specific | EU27 level specific
| E-Liquid Imports [TWh H2] | R |  |  |  |  | EU27 level specific | EU27 level specific | EU27 level specific | EU27 level specific | EU27 level specific | EU27 level specific | EU27 level specific | EU27 level specific
Consumption [TWh]
Electricity | Native Demand (Prosumer) | I |  |  |  |  | 2.0924 | 2.2628 | 2.2166 | 2.2066 | 2.6466 | 2.738 | 2.4237 | 2.594
| Fixed Load (Prosumer) | I |  |  |  |  | 0 | 0 | 0 | 0 | 0 | 0 | 0 | 0
| Charging Station Load (Prosumer) | R |  |  |  |  | 3.9054 | 3.8462 | 3.8567 | 3.8639 | 5.7889 | 5.7434 | 5.7918 | 5.7719
| Native Demand (E-Market) | I |  |  |  |  | 79.9693 | 80.1409 | 80.0563 | 80.0718 | 87.6623 | 87.607 | 87.2289 | 87.4668
| Fixed Load (Emarket) | I |  |  |  |  | 0 | 0 | 0 | 0 | 0 | 0 | 0 | 0
| Charging Station Load (E-Market) | R |  |  |  |  | 1.5272 | 1.5165 | 1.5258 | 1.5221 | 2.2394 | 2.2258 | 2.2333 | 2.2315
| PS Pump Load | R
| Electrolyzers E-Market (P2G) | R |  |  |  |  | 39.6709 | 35.0479 | 38.6788 | 37.3556 | 51.9884 | 48.5006 | 49.037 | 49.4127
| Electricity for H2 HHPs | R
| Electricity for CH4 HHPs | R
H2 | H2 Demand | I |  |  |  |  | 0.49318 | 0.49318 | 0.49318 | 0.49318 | 0.84075 | 0.84075 | 0.84075 | 0.84075
| Shortage Quantity | R |  |  |  |  | 0 | 0 | 0 | 0 | 0 | 2.242e-05 | 0 | 8.968e-06
| H2 for Hydrogen GT | R
| H2 for HHP Boilers | R
| H2 to SNG | R
| H2 to E-Liquids | R |  |  |  |  | 9.6641 | 9.9557 | 9.6908 | 9.7983 | 11.1577 | 10.1449 | 9.1948 | 9.9674
Methane | CH4 for HHP Boilers | R
CO2 | CO2 to E-Fuels [kt] | R |  |  |  |  | EU27 level specific | EU27 level specific | EU27 level specific | EU27 level specific | EU27 level specific | EU27 level specific | EU27 level specific | EU27 level specific
Fuels | E-Fuel Demand [TWh H2] | I |  |  |  |  | EU27 level specific | EU27 level specific | EU27 level specific | EU27 level specific | EU27 level specific | EU27 level specific | EU27 level specific | EU27 level specific
| E-Fuel Shortage [TWh H2] | R |  |  |  |  | EU27 level specific | EU27 level specific | EU27 level specific | EU27 level specific | EU27 level specific | EU27 level specific | EU27 level specific | EU27 level specific
Prices [€/MWh]
Electricity | 10%-Quan. | R |  |  |  |  | 0.01 | 0.016857 | 0.01 | 0.012949 | 0.0067467 | 0.01 | 0.0069173 | 0.0081162
| Load-Weighted Average | R |  |  |  |  | 87.9312 | 98.2862 | 89.8176 | 93.0063 | 110.3716 | 220.0844 | 153.4014 | 171.4686
| 90%-Quan. | R |  |  |  |  | 155.3112 | 147.6716 | 146.5438 | 149.1329 | 216.2571 | 373.075 | 262.9746 | 297.6712
H2 | 10%-Quan. | R |  |  |  |  | 0.47143 | 0.48571 | 0.47143 | 0.47757 | 0.46479 | 0.46479 | 0.46479 | 0.46479
| Load-Weighted Average | R |  |  |  |  | 47.3002 | 71.1845 | 40.2305 | 55.2375 | 31.801 | 66.0026 | 53.6763 | 54.2317
| 90%-Quan. | R |  |  |  |  | 146.7402 | 148.1957 | 124.6545 | 140.0778 | 144.2818 | 164.575 | 164.575 | 160.5164
Import Share [%]
H2 | Share of Domestic Production (Supply %) | R |  |  |  |  | EU27 level specific | EU27 level specific | EU27 level specific | EU27 level specific | EU27 level specific | EU27 level specific | EU27 level specific | EU27 level specific
| Share of Non-EU Imports (Supply %) | R |  |  |  |  | EU27 level specific | EU27 level specific | EU27 level specific | EU27 level specific | EU27 level specific | EU27 level specific | EU27 level specific | EU27 level specific
Energy Balance [TWh]
Electricity + | Electricity Generation | R |  |  |  |  | 130.3742 | 123.4223 | 128.9812 | 126.9252 | 179.2172 | 171.6148 | 173.9898 | 174.0853
| DSR | R
| Net Imports | R |  |  |  |  | -3.0664 | -0.55495 | -2.4625 | -1.7872 | -29.0798 | -25.107 | -27.4993 | -26.8585
| Electricity Shortage | R |  |  |  |  | 0.0020404 | 0.003433 | 0.014038 | 0.0065984 | 0.043541 | 0.11181 | 0.0065892 | 0.056066
Electricity - | Electricity Demand (Native + Fixed) | I |  |  |  |  | 82.0616 | 82.4037 | 82.2729 | 82.2784 | 90.3089 | 90.345 | 89.6526 | 90.0608
| Pump Load | R
| Electrolyzer Load | R |  |  |  |  | 39.6709 | 35.0479 | 38.6788 | 37.3556 | 51.9884 | 48.5006 | 49.037 | 49.4127
| Heat Electrical Usage | R
| Net Battery Load | R |  |  |  |  | 0.50241 | 0.3524 | 0.51198 | 0.44106 | 0.55527 | 0.45244 | 0.47944 | 0.48381
| Net EV Load | R |  |  |  |  | 5.0749 | 5.0668 | 5.0691 | 5.0695 | 7.3284 | 7.3215 | 7.328 | 7.3255
Electricity Balance |  | R |  |  |  |  | 8.5265e-12 | -9.3365e-12 | -1.2278e-11 | -6.0201e-12 | -5.1443e-12 | -4.6043e-12 | -2.0719e-11 | -1.1158e-11
H2 + | H2 Domestic Production | R |  |  |  |  | 27.7696 | 24.5335 | 27.0751 | 26.1489 | 36.9117 | 34.4354 | 34.8163 | 35.083
| NH3 Imports | R
| Non-EU Imports | R
| Net Imports | R |  |  |  |  | -17.5949 | -14.0694 | -16.8741 | -15.841 | -24.8639 | -23.401 | -24.7319 | -24.2259
| H2 Shortage | R |  |  |  |  | 0 | 0 | 0 | 0 | 0 | 2.242e-05 | 0 | 8.968e-06
H2 - | H2 Demand | I |  |  |  |  | 0.49318 | 0.49318 | 0.49318 | 0.49318 | 0.84075 | 0.84075 | 0.84075 | 0.84075
| H2 to Hydrogen GT | R
| H2 to Heat | R
| H2 to eFuels | R |  |  |  |  | 9.6641 | 9.9557 | 9.6908 | 9.7983 | 11.1577 | 10.1449 | 9.1948 | 9.9674
| Net H2 Storage Load | R |  |  |  |  | 0.017465 | 0.015342 | 0.017066 | 0.01642 | 0.049433 | 0.048836 | 0.048827 | 0.048952
H2 Balance |  | R |  |  |  |  | 6.2528e-12 | 1.2202e-11 | 5.6311e-13 | 6.9333e-12 | 1.093e-11 | 5.5174e-12 | 3.304e-12 | 5.7145e-12
Note on C3: Input Value / Result

## EE
|  | I/R | 2030 |  |  |  | 2035 |  |  |  | 2040 |  |  |  | 2050
|  |  | CY1 | CY2 | CY3 | Weighted WS | WS032 | WS037 | WS059 | Weighted WS | WS065 | WS071 | WS077 | Weighted WS | CY1 | CY2 | CY3 | Weighted WS
Installed Capacity [GW]
Electricity | Wind Onshore | I |  |  |  |  | 3 | 3 | 3 | 3 | 3.2 | 3.2 | 3.2 | 3.2
| Wind Offshore Radial | I |  |  |  |  | 1 | 1 | 1 | 1 | 1.5 | 1.5 | 1.5 | 1.5
| Wind Offshore Hub | I
| Solar PV | I
| Solar CSP | I
| SRES Electricity | I
| Run of River | I
| Pondage | I
| Reservoir | I
| PS Turbine | I
| PS Pump | I
| Biofuel | I
| Other RES | I |  |  |  |  | 0.136 | 0.136 | 0.136 | 0.136 | 0.017 | 0.017 | 0.017 | 0.017
| Nuclear | I
| Natural Gas | I |  |  |  |  | 0.75 | 0.75 | 0.75 | 0.75
| Crude Oil | I
| Coal | I
| Hydrogen GT | I | [8 empty] | 1.2 | 1.2 | 1.2 | 1.2
| Fuel Cell | I
| Other Non RES | I |  |  |  |  | 0.135 | 0.135 | 0.135 | 0.135 | 0.135 | 0.135 | 0.135 | 0.135
| Adequacy Units | I
| Batteries | I |  |  |  |  | 1.5 | 1.5 | 1.5 | 1.5 | 1.5 | 1.5 | 1.5 | 1.5
| Batteries [GWh] | I |  |  |  |  | 3 | 3 | 3 | 3 | 3 | 3 | 3 | 3
H2 | SMR (Blue) and Pyrolisis | I
| SMR (Grey) | I
| Electrolyzers E-Market (P2G) [GW Elec] | I |  |  |  |  | 0.1 | 0.1 | 0.1 | 0.1 | 0.6 | 0.6 | 0.6 | 0.6
| Electrolyzers DRES (P2G) [GW Elec] | I
| Electrolyzers SRES (P2G) [GW Elec] | I
| H2 Adequacy Units | I
| NH3 Imports - High Band | I
| NH3 Imports - Low Band | I
| NH3 Terminal Capacity | I
| Non-EU H2 Imports - High Band | I
| Non-EU H2 Imports - Low Band | I
| Non-EU H2 Pipeline Capacity | I
| EU Cross-Border Pipeline Capacity (Import) | I |  |  |  |  | 10.5932 | 10.5932 | 10.5932 | 10.5932 | 10.5932 | 10.5932 | 10.5932 | 10.5932
| EU Cross-Border Pipeline Capacity (Export) | I |  |  |  |  | 10.5932 | 10.5932 | 10.5932 | 10.5932 | 10.5932 | 10.5932 | 10.5932 | 10.5932
| H2 Storage Injection Capacity | I
| H2 Storage Withdrawal Capacity [GW] | I
| H2 Storage WGV [TWh] | I
| SNG Capacity (from H2) | I
| E-Liquids Capacity (from H2) | I
Generation [TWh]
Electricity | Wind Onshore | R |  |  |  |  | 9.5636 | 8.699 | 9.7187 | 9.243 | 10.6579 | 10.6201 | 10.2259 | 10.47
| Wind Offshore Radial | R |  |  |  |  | 3.4079 | 3.4839 | 3.7295 | 3.5467 | 6.6026 | 6.6035 | 5.7032 | 6.2432
| Wind Offshore Hub | R
| Solar PV | R
| Solar CSP | R
| SRES Electricity | R
| Run of River | R
| Pondage | R
| Reservoir | R
| PS Turbine | R
| Biofuel | R
| Other RES | R |  |  |  |  | 0.50814 | 0.5661 | 0.50622 | 0.53243 | 0.14468 | 0.14471 | 0.14677 | 0.14553
| Nuclear | R
| Natural Gas | R |  |  |  |  | 0.20004 | 0.31867 | 0.33278 | 0.29485
| Crude Oil | R
| Coal | R
| Hydrogen GT | R | [8 empty] | 0.017838 | 0 | 0 | 0.0035675
| Fuel Cell | R
| Other Non RES | R |  |  |  |  | 0.089691 | 0.12555 | 0.05459 | 0.093525 | 0.034663 | 0.059559 | 0.066881 | 0.057508
| Adequacy Units | R
| ENS | R |  |  |  |  | 0 | 0 | 0.023267 | 0.007678 | 0 | 0 | 0 | 0
| RES Curtailment | R |  |  |  |  | 2.0886 | 0.8229 | 1.9257 | 1.4906 | 0.224 | 0.28337 | 0.11289 | 0.20331
Electricity - Flexibility | Batteries Charging | R |  |  |  |  | 0.84467 | 0.64393 | 0.85646 | 0.76224 | 0.61691 | 0.48196 | 0.53473 | 0.53005
| Batteries Discharging | R |  |  |  |  | 0.77709 | 0.59242 | 0.78795 | 0.70126 | 0.56755 | 0.4434 | 0.49195 | 0.48765
| EV Discharging (Prosumer) | R |  |  |  |  | 0.039659 | 0.036363 | 0.03317 | 0.0361 | 0.0803 | 0.062486 | 0.067751 | 0.068155
| EV Discharging (E-Market) | R |  |  |  |  | 0.0023084 | 0.002547 | 0.0021292 | 0.0023519 | 0.0082988 | 0.007506 | 0.0071099 | 0.0075061
| DSR | R |  |  |  |  | 0 | 0.0042242 | 0.015024 | 0.0067743 | 0.009846 | 0.026366 | 0.014744 | 0.018413
H2 | SMR (Blue) and Pyrolisis | R
| SMR (Grey) | R
| Electrolyzers E-Market (P2G) | R |  |  |  |  | 0.34404 | 0.27187 | 0.37564 | 0.32343 | 1.7583 | 1.677 | 1.5412 | 1.6389
| Electrolyzers DRES (P2G) | R
| Electrolyzers SRES (P2G) | R
| H2 Adequacy Units | R
| NH3 Imports - High Band | R
| NH3 Imports - Low Band | R
| Non-EU H2 Imports - High Band | R
| Non-EU H2 Imports - Low Band | R
| H2 Storage Injection | R
| H2 Storage Withdrawal | R
| Max Hourly State of Charge [%] | R
Heat | Heat Production from H2 HHP [TWh Heat] | I |  |  |  |  | 0.14845 | 0.14796 | 0.14845 | 0.14824 | 0.05862 | 0.05862 | 0.05862 | 0.05862
| Share of Heat from H2 Boilers [%] | R |  |  |  |  | 0.71971 | 0.31455 | 0.80429 | 0.5734 | 1.1939 | 1.4925 | 0.11684 | 0.88253
| Heat Production from CH4 HHP [TWh Heat] | I |  |  |  |  | 0.38771 | 0.38638 | 0.38771 | 0.38714 | 0 | 0 | 0 | 0
| Share of Heat from CH4 Boilers [%] | R |  |  |  |  | 30.5029 | 55.5807 | 28.8547 | 40.7425
CO2 | CO2 Emissions Electricity Sector [Mt] | R |  |  |  |  | 0.12164 | 0.18632 | 0.16167 | 0.16266 | 0.012479 | 0.021441 | 0.024077 | 0.020703
| CO2 Emissions Hydrogen Sector [Mt] | R |  |  |  |  | 0 | 0 | 0 | 0 | 0 | 0 | 0 | 0
FLH [h]
Electricity | Wind Onshore | R |  |  |  |  | 3187.8735 | 2899.6686 | 3239.5617 | 3081.0025 | 3330.5793 | 3318.7891 | 3195.6082 | 3271.8748
| Wind Offshore Radial | R |  |  |  |  | 3407.8635 | 3483.8669 | 3729.4914 | 3546.6822 | 4401.7108 | 4402.3068 | 3802.1274 | 4162.1159
| Wind Offshore Hub | R
| Solar PV | R
| Solar CSP | R
| SRES Electricity | R
| Run of River | R
| Pondage | R
| Reservoir | R
| PS Turbine | R
| Biofuel | R
| Other RES | R |  |  |  |  | 3736.3148 | 4162.5335 | 3722.242 | 3914.9448 | 8510.6414 | 8512.2336 | 8633.6611 | 8560.4861
| Nuclear | R
| Natural Gas | R |  |  |  |  | 266.7192 | 424.8888 | 443.7115 | 393.1396
| Crude Oil | R
| Coal | R
| Hydrogen GT | R | [8 empty] | 14.8647 | 0 | 0 | 2.9729
| Fuel Cell | R
| Other Non RES | R |  |  |  |  | 664.3753 | 929.9644 | 404.3667 | 692.7758 | 256.7634 | 441.1773 | 495.4112 | 425.9881
| Adequacy Units | R
| Batteries | R |  |  |  |  | 518.0623 | 394.9441 | 525.2974 | 467.5091 | 378.3697 | 295.5997 | 327.9654 | 325.1
H2 | SMR (Blue) and Pyrolisis | R
| SMR (Grey) | R
| Electrolyzers E-Market (P2G) | R |  |  |  |  | 4914.7942 | 3883.8485 | 5366.3333 | 4620.4955 | 4127.5464 | 3936.6826 | 3617.7233 | 3847.2716
| Electrolyzers DRES (P2G) | R
| Electrolyzers SRES (P2G) | R
| H2 Adequacy Units | R
| NH3 Terminals (Import) | R
| Non-EU H2 Pipelines (Import) | R
| H2 Pipelines (Import) | R |  |  |  |  | 1675.5003 | 2503.3666 | 1388.2135 | 1936.6781 | 1357.7362 | 1532.8332 | 1490.3738 | 1480.8301
| H2 Pipelines (Export) | R |  |  |  |  | 1609.6022 | 2431.7965 | 1324.5583 | 1869.0812 | 1373.2759 | 1545.3472 | 1489.712 | 1488.6788
| H2 to SNG | R
| H2 to E-Liquids | R
Exchange [TWh]
Electricity | Imports | R |  |  |  |  | 3.8052 | 4.484 | 3.6221 | 4.0367 | 7.2283 | 7.1146 | 7.7867 | 7.4062
| Exports | R |  |  |  |  | 7.4224 | 7.0994 | 7.5156 | 7.3142 | 10.9129 | 10.6761 | 10.2292 | 10.5447
H2 | NH3 Imports | R
| Non-EU Imports | R
| EU Imports | R |  |  |  |  | 17.7489 | 26.5187 | 14.7057 | 20.5157 | 14.3828 | 16.2376 | 15.7879 | 15.6868
| EU Exports | R |  |  |  |  | 17.0509 | 25.7606 | 14.0313 | 19.7996 | 14.5474 | 16.3702 | 15.7808 | 15.7699
E-Fuels | SNG Imports [TWh H2] | R |  |  |  |  | EU27 level specific | EU27 level specific | EU27 level specific | EU27 level specific | EU27 level specific | EU27 level specific | EU27 level specific | EU27 level specific
| E-Liquid Imports [TWh H2] | R |  |  |  |  | EU27 level specific | EU27 level specific | EU27 level specific | EU27 level specific | EU27 level specific | EU27 level specific | EU27 level specific | EU27 level specific
Consumption [TWh]
Electricity | Native Demand (Prosumer) | I |  |  |  |  | 0.9915 | 1.4101 | 1.2309 | 1.2505 | 1.3205 | 1.4523 | 1.5247 | 1.4549
| Fixed Load (Prosumer) | I |  |  |  |  | 0 | 0 | 0 | 0 | 0 | 0 | 0 | 0
| Charging Station Load (Prosumer) | R |  |  |  |  | 0.46631 | 0.46258 | 0.45897 | 0.46228 | 0.7821 | 0.76194 | 0.7679 | 0.76835
| Native Demand (E-Market) | I |  |  |  |  | 7.8457 | 8.0109 | 7.8931 | 7.9324 | 8.9165 | 9.022 | 8.9585 | 8.9755
| Fixed Load (Emarket) | I |  |  |  |  | 0 | 0 | 0 | 0 | 0 | 0 | 0 | 0
| Charging Station Load (E-Market) | R |  |  |  |  | 0.18322 | 0.18349 | 0.18302 | 0.18327 | 0.30563 | 0.30473 | 0.30428 | 0.30473
| PS Pump Load | R
| Electrolyzers E-Market (P2G) | R |  |  |  |  | 0.49148 | 0.38838 | 0.53663 | 0.46205 | 2.4765 | 2.362 | 2.1706 | 2.3084
| Electricity for H2 HHPs | R |  |  |  |  | 0.052844 | 0.05379 | 0.052961 | 0.053289 | 0.020886 | 0.021115 | 0.021156 | 0.021086
| Electricity for CH4 HHPs | R |  |  |  |  | 0.095598 | 0.060236 | 0.097792 | 0.081117 | 0 | 0 | 0 | 0
H2 | H2 Demand | I |  |  |  |  | 1.0411 | 1.0296 | 1.0489 | 1.0387 | 1.5506 | 1.5506 | 1.5481 | 1.5496
| Shortage Quantity | R |  |  |  |  | 0 | 0 | 0 | 0 | 0 | 0.0069067 | 0 | 0.0027627
| H2 for Hydrogen GT | R |  |  |  |  | 0 | 0 | 0 | 0 | 0.042468 | 0 | 0 | 0.0084937
| H2 for HHP Boilers | R |  |  |  |  | 0.00098928 | 0.00043094 | 0.0011055 | 0.00078756 | 0.00064804 | 0.00081011 | 6.342e-05 | 0.00047902
| H2 to SNG | R
| H2 to E-Liquids | R
Methane | CH4 for HHP Boilers | R |  |  |  |  | 0.12772 | 0.23193 | 0.12082 | 0.17026 | 0 | 0 | 0 | 0
CO2 | CO2 to E-Fuels [kt] | R |  |  |  |  | EU27 level specific | EU27 level specific | EU27 level specific | EU27 level specific | EU27 level specific | EU27 level specific | EU27 level specific | EU27 level specific
Fuels | E-Fuel Demand [TWh H2] | I |  |  |  |  | EU27 level specific | EU27 level specific | EU27 level specific | EU27 level specific | EU27 level specific | EU27 level specific | EU27 level specific | EU27 level specific
| E-Fuel Shortage [TWh H2] | R |  |  |  |  | EU27 level specific | EU27 level specific | EU27 level specific | EU27 level specific | EU27 level specific | EU27 level specific | EU27 level specific | EU27 level specific
Prices [€/MWh]
Electricity | 10%-Quan. | R |  |  |  |  | 13.573 | 19.8342 | 10.8889 | 15.3795 | 23.8462 | 32.6879 | 29.973 | 29.8336
| Load-Weighted Average | R |  |  |  |  | 81.4273 | 136.7011 | 181.3234 | 138.1608 | 149.1558 | 262.2894 | 199.6801 | 214.6189
| 90%-Quan. | R |  |  |  |  | 151.4672 | 179.7221 | 179.5764 | 172.8928 | 194.8666 | 413.253 | 327.8228 | 335.4036
H2 | 10%-Quan. | R |  |  |  |  | 103.7674 | 104.4963 | 102.75 | 103.7451 | 98.7331 | 99.0323 | 99.7083 | 99.2429
| Load-Weighted Average | R |  |  |  |  | 148.8758 | 203.7698 | 237.6279 | 201.7684 | 193.018 | 296.8327 | 249.5032 | 257.1379
| 90%-Quan. | R |  |  |  |  | 181.7175 | 214.6873 | 185.1618 | 197.0312 | 226.7254 | 448.2328 | 344.0868 | 362.2729
Import Share [%]
H2 | Share of Domestic Production (Supply %) | R |  |  |  |  | EU27 level specific | EU27 level specific | EU27 level specific | EU27 level specific | EU27 level specific | EU27 level specific | EU27 level specific | EU27 level specific
| Share of Non-EU Imports (Supply %) | R |  |  |  |  | EU27 level specific | EU27 level specific | EU27 level specific | EU27 level specific | EU27 level specific | EU27 level specific | EU27 level specific | EU27 level specific
Energy Balance [TWh]
Electricity + | Electricity Generation | R |  |  |  |  | 13.7694 | 13.1932 | 14.3418 | 13.7105 | 17.4576 | 17.4279 | 16.1428 | 16.9198
| DSR | R |  |  |  |  | 0 | 0.0042242 | 0.015024 | 0.0067743 | 0.009846 | 0.026366 | 0.014744 | 0.018413
| Net Imports | R |  |  |  |  | -3.6171 | -2.6154 | -3.8934 | -3.2776 | -3.6846 | -3.5615 | -2.4425 | -3.1385
| Electricity Shortage | R |  |  |  |  | 0 | 0 | 0.023267 | 0.007678 | 0 | 0 | 0 | 0
Electricity - | Electricity Demand (Native + Fixed) | I |  |  |  |  | 8.8372 | 9.4209 | 9.124 | 9.1829 | 10.237 | 10.4743 | 10.4831 | 10.4304
| Pump Load | R
| Electrolyzer Load | R |  |  |  |  | 0.49148 | 0.38838 | 0.53663 | 0.46205 | 2.4765 | 2.362 | 2.1706 | 2.3084
| Heat Electrical Usage | R |  |  |  |  | 0.14844 | 0.11403 | 0.15075 | 0.13441 | 0.020886 | 0.021115 | 0.021156 | 0.021086
| Net Battery Load | R |  |  |  |  | 0.067573 | 0.051514 | 0.068517 | 0.060979 | 0.049353 | 0.038556 | 0.042778 | 0.042404
| Net EV Load | R |  |  |  |  | 0.60756 | 0.60716 | 0.60668 | 0.6071 | 0.99913 | 0.99668 | 0.99732 | 0.99742
Electricity Balance |  | R |  |  |  |  | -3.9382e-12 | 1.8737e-11 | 6.3309e-12 | 9.201e-12 | -1.487e-11 | 4.7944e-12 | 9.2513e-12 | 2.6443e-12
H2 + | H2 Domestic Production | R |  |  |  |  | 0.34404 | 0.27187 | 0.37564 | 0.32343 | 1.7583 | 1.677 | 1.5412 | 1.6389
| NH3 Imports | R
| Non-EU Imports | R
| Net Imports | R |  |  |  |  | 0.69807 | 0.75816 | 0.67431 | 0.71607 | -0.16461 | -0.13256 | 0.0070104 | -0.083144
| H2 Shortage | R |  |  |  |  | 0 | 0 | 0 | 0 | 0 | 0.0069067 | 0 | 0.0027627
H2 - | H2 Demand | I |  |  |  |  | 1.0411 | 1.0296 | 1.0489 | 1.0387 | 1.5506 | 1.5506 | 1.5481 | 1.5496
| H2 to Hydrogen GT | R |  |  |  |  | 0 | 0 | 0 | 0 | 0.042468 | 0 | 0 | 0.0084937
| H2 to Heat | R |  |  |  |  | 0.00098928 | 0.00043094 | 0.0011055 | 0.00078756 | 0.00064804 | 0.00081011 | 6.342e-05 | 0.00047902
| H2 to eFuels | R
| Net H2 Storage Load | R
H2 Balance |  | R |  |  |  |  | 7.5848e-12 | 1.2137e-12 | -1.3394e-12 | 1.9003e-12 | -6.2563e-12 | 3.3984e-12 | 4.9893e-13 | 3.0767e-13
Note on C3: Input Value / Result

## ES
|  | I/R | 2030 |  |  |  | 2035 |  |  |  | 2040 |  |  |  | 2050
|  |  | CY1 | CY2 | CY3 | Weighted WS | WS032 | WS037 | WS059 | Weighted WS | WS065 | WS071 | WS077 | Weighted WS | CY1 | CY2 | CY3 | Weighted WS
Installed Capacity [GW]
Electricity | Wind Onshore | I |  |  |  |  | 66.3685 | 66.3685 | 66.3685 | 66.3685 | 88.9998 | 88.9998 | 88.9998 | 88.9998
| Wind Offshore Radial | I |  |  |  |  | 2.3 | 2.3 | 2.3 | 2.3 | 2.3 | 2.3 | 2.3 | 2.3
| Wind Offshore Hub | I |  |  |  |  | 0.5 | 0.5 | 0.5 | 0.5 | 0.5 | 0.5 | 0.5 | 0.5
| Solar PV | I |  |  |  |  | 85.5653 | 85.5653 | 85.5653 | 85.5653 | 113 | 113 | 113 | 113
| Solar CSP | I |  |  |  |  | 4.805 | 4.805 | 4.805 | 4.805 | 4.805 | 4.805 | 4.805 | 4.805
| SRES Electricity | I |  |  |  |  | 53.9993 | 53.9993 | 53.9993 | 53.9993 | 75.9994 | 75.9994 | 75.9994 | 75.9994
| Run of River | I |  |  |  |  | 3.1179 | 3.1179 | 3.1179 | 3.1179 | 3.1179 | 3.1179 | 3.1179 | 3.1179
| Pondage | I
| Reservoir | I |  |  |  |  | 11.5363 | 11.5363 | 11.5363 | 11.5363 | 11.5363 | 11.5363 | 11.5363 | 11.5363
| PS Turbine | I |  |  |  |  | 10.3178 | 10.3178 | 10.3178 | 10.3178 | 13.604 | 13.604 | 13.604 | 13.604
| PS Pump | I |  |  |  |  | 10.1297 | 10.1297 | 10.1297 | 10.1297 | 13.3208 | 13.3208 | 13.3208 | 13.3208
| Biofuel | I
| Other RES | I |  |  |  |  | 1.9627 | 1.9627 | 1.9627 | 1.9627 | 2.4627 | 2.4627 | 2.4627 | 2.4627
| Nuclear | I
| Natural Gas | I |  |  |  |  | 24.5597 | 24.5597 | 24.5597 | 24.5597 | 24.5597 | 24.5597 | 24.5597 | 24.5597
| Crude Oil | I
| Coal | I
| Hydrogen GT | I
| Fuel Cell | I
| Other Non RES | I |  |  |  |  | 4.207 | 4.207 | 4.207 | 4.207 | 4.207 | 4.207 | 4.207 | 4.207
| Adequacy Units | I
| Batteries | I |  |  |  |  | 17.1875 | 17.1875 | 17.1875 | 17.1875 | 26.6985 | 26.6985 | 26.6985 | 26.6985
| Batteries [GWh] | I |  |  |  |  | 38.405 | 38.405 | 38.405 | 38.405 | 57.427 | 57.427 | 57.427 | 57.427
H2 | SMR (Blue) and Pyrolisis | I
| SMR (Grey) | I
| Electrolyzers E-Market (P2G) [GW Elec] | I |  |  |  |  | 7.3 | 7.3 | 7.3 | 7.3 | 15.5 | 15.5 | 15.5 | 15.5
| Electrolyzers DRES (P2G) [GW Elec] | I
| Electrolyzers SRES (P2G) [GW Elec] | I |  |  |  |  | 21.9 | 21.9 | 21.9 | 21.9 | 32.6 | 32.6 | 32.6 | 32.6
| H2 Adequacy Units | I
| NH3 Imports - High Band | I
| NH3 Imports - Low Band | I
| NH3 Terminal Capacity | I
| Non-EU H2 Imports - High Band | I | [8 empty] | 2.1906 | 2.1906 | 2.1906 | 2.1906
| Non-EU H2 Imports - Low Band | I | [8 empty] | 1.5178 | 1.5178 | 1.5178 | 1.5178
| Non-EU H2 Pipeline Capacity | I | [8 empty] | 3.7429 | 3.7429 | 3.7429 | 3.7429
| EU Cross-Border Pipeline Capacity (Import) | I |  |  |  |  | 10.4873 | 10.4873 | 10.4873 | 10.4873 | 10.4873 | 10.4873 | 10.4873 | 10.4873
| EU Cross-Border Pipeline Capacity (Export) | I |  |  |  |  | 10.4873 | 10.4873 | 10.4873 | 10.4873 | 15.5014 | 15.5014 | 15.5014 | 15.5014
| H2 Storage Injection Capacity | I |  |  |  |  | 2.583 | 2.583 | 2.583 | 2.583 | 2.583 | 2.583 | 2.583 | 2.583
| H2 Storage Withdrawal Capacity [GW] | I |  |  |  |  | 2.583 | 2.583 | 2.583 | 2.583 | 2.583 | 2.583 | 2.583 | 2.583
| H2 Storage WGV [TWh] | I |  |  |  |  | 0.872 | 0.872 | 0.872 | 0.872 | 1.528 | 1.528 | 1.528 | 1.528
| SNG Capacity (from H2) | I
| E-Liquids Capacity (from H2) | I |  |  |  |  | 0.85367 | 0.85367 | 0.85367 | 0.85367 | 1.3424 | 1.3424 | 1.3424 | 1.3424
Generation [TWh]
Electricity | Wind Onshore | R |  |  |  |  | 167.8526 | 193.7526 | 188.5314 | 185.8136 | 223.6732 | 243.7327 | 209.261 | 225.9321
| Wind Offshore Radial | R |  |  |  |  | 8.759 | 8.9705 | 8.6263 | 8.8061 | 8.1944 | 8.8134 | 8.0101 | 8.3682
| Wind Offshore Hub | R |  |  |  |  | 1.8925 | 1.9273 | 1.8544 | 1.8949 | 1.7713 | 1.9013 | 1.7324 | 1.8077
| Solar PV | R |  |  |  |  | 126.4085 | 127.2287 | 125.2875 | 126.3913 | 170.3666 | 161.2512 | 168.6125 | 166.0188
| Solar CSP | R |  |  |  |  | 6.8931 | 6.8133 | 6.3905 | 6.6929 | 6.8482 | 5.8176 | 6.4942 | 6.2944
| SRES Electricity | R |  |  |  |  | 2.3067 | 3.3895 | 3.385 | 3.1281 | 1.9438 | 1.9429 | 1.8326 | 1.899
| Run of River | R |  |  |  |  | 5.1138 | 5.6558 | 4.9642 | 5.2975 | 5.5312 | 5.7137 | 5.4258 | 5.562
| Pondage | R
| Reservoir | R |  |  |  |  | 14.978 | 22.4752 | 18.4605 | 19.351 | 18.7392 | 26.4799 | 19.3918 | 22.0965
| PS Turbine | R |  |  |  |  | 22.0851 | 24.5283 | 24.794 | 24.0296 | 32.1351 | 32.457 | 30.2928 | 31.5269
| Biofuel | R
| Other RES | R |  |  |  |  | 7.5514 | 7.3875 | 7.3821 | 7.4251 | 9.4846 | 9.3309 | 9.4526 | 9.4103
| Nuclear | R
| Natural Gas | R |  |  |  |  | 29.9478 | 15.7664 | 22.4935 | 21.3899 | 19.4297 | 14.8396 | 29.6564 | 21.6843
| Crude Oil | R
| Coal | R
| Hydrogen GT | R
| Fuel Cell | R
| Other Non RES | R |  |  |  |  | 12.8 | 9.2511 | 10.1482 | 10.3989 | 4.9587 | 3.1039 | 5.6349 | 4.4872
| Adequacy Units | R
| ENS | R |  |  |  |  | 0 | 0 | 0 | 0 | 0 | 0 | 0 | 0
| RES Curtailment | R |  |  |  |  | 11.8043 | 18.0687 | 19.7371 | 17.1158 | 14.7989 | 19.435 | 16.3182 | 17.261
Electricity - Flexibility | Batteries Charging | R |  |  |  |  | 12.3602 | 14.6437 | 13.0822 | 13.5804 | 20.4861 | 20.9384 | 19.0138 | 20.0781
| Batteries Discharging | R |  |  |  |  | 11.0671 | 13.1114 | 11.7133 | 12.1594 | 18.3608 | 18.7659 | 17.0414 | 17.9951
| EV Discharging (Prosumer) | R |  |  |  |  | 1.6765 | 1.7166 | 1.7164 | 1.7069 | 3.49 | 3.4209 | 3.18 | 3.3384
| EV Discharging (E-Market) | R |  |  |  |  | 0.054099 | 0.049324 | 0.050192 | 0.050756 | 0.21933 | 0.13348 | 0.1655 | 0.16346
| DSR | R |  |  |  |  | 0 | 0 | 0 | 0 | 0.077 | 0.03331 | 0 | 0.028724
H2 | SMR (Blue) and Pyrolisis | R
| SMR (Grey) | R
| Electrolyzers E-Market (P2G) | R |  |  |  |  | 7.6201 | 14.8847 | 11.7243 | 12.0982 | 13.9971 | 24.4764 | 13.5338 | 18.0035
| Electrolyzers DRES (P2G) | R
| Electrolyzers SRES (P2G) | R |  |  |  |  | 70.5932 | 76.2769 | 74.3787 | 74.2864 | 94.0266 | 95.6611 | 89.6953 | 92.9479
| H2 Adequacy Units | R
| NH3 Imports - High Band | R
| NH3 Imports - Low Band | R
| Non-EU H2 Imports - High Band | R | [8 empty] | 8.7045 | 7.4675 | 8.8111 | 8.2524
| Non-EU H2 Imports - Low Band | R | [8 empty] | 13.2957 | 13.2957 | 13.2957 | 13.2957
| H2 Storage Injection | R |  |  |  |  | 8.8232 | 9.3285 | 9.1879 | 9.1608 | 9.5494 | 10.3735 | 9.1436 | 9.7167
| H2 Storage Withdrawal | R |  |  |  |  | 8.7349 | 9.2352 | 9.0973 | 9.0696 | 9.4539 | 10.2705 | 9.0521 | 9.6198
| Max Hourly State of Charge [%] | R |  |  |  |  | 100 | 99.7393 | 100 | 99.8879 | 99.9005 | 100 | 100 | 99.9801
Heat | Heat Production from H2 HHP [TWh Heat] | I |  |  |  |  | 0 | 0 | 0 | 0 | 1.03 | 1.03 | 1.03 | 1.03
| Share of Heat from H2 Boilers [%] | R | [8 empty] | 17.7288 | 24.0595 | 13.719 | 18.6572
| Heat Production from CH4 HHP [TWh Heat] | I |  |  |  |  | 0 | 0 | 0 | 0 | 26.3642 | 26.3642 | 26.3642 | 26.3642
| Share of Heat from CH4 Boilers [%] | R | [8 empty] | 20.6333 | 17.4369 | 26.7157 | 21.7877
CO2 | CO2 Emissions Electricity Sector [Mt] | R |  |  |  |  | 13.9363 | 8.2414 | 10.6598 | 10.4062 | 6.6636 | 4.8776 | 9.5715 | 7.1124
| CO2 Emissions Hydrogen Sector [Mt] | R |  |  |  |  | 0 | 0 | 0 | 0 | 0 | 0 | 0 | 0
FLH [h]
Electricity | Wind Onshore | R |  |  |  |  | 2529.1 | 2919.3458 | 2840.6757 | 2799.7257 | 2513.188 | 2738.5756 | 2351.2525 | 2538.5689
| Wind Offshore Radial | R |  |  |  |  | 3808.252 | 3900.2163 | 3750.5578 | 3828.7576 | 3562.7767 | 3831.8918 | 3482.6366 | 3638.3667
| Wind Offshore Hub | R |  |  |  |  | 3784.9975 | 3854.6853 | 3708.7341 | 3789.7963 | 3542.5096 | 3802.5801 | 3464.7572 | 3615.4369
| Solar PV | R |  |  |  |  | 1477.3335 | 1486.9197 | 1464.2323 | 1477.1321 | 1507.6688 | 1427.002 | 1492.1459 | 1469.1929
| Solar CSP | R |  |  |  |  | 1434.5698 | 1417.9663 | 1329.9614 | 1392.9095 | 1425.2285 | 1210.7371 | 1351.549 | 1309.9601
| SRES Electricity | R |  |  |  |  | 42.7165 | 62.7689 | 62.6853 | 57.9287 | 25.5771 | 25.565 | 24.1133 | 24.9868
| Run of River | R |  |  |  |  | 1640.1212 | 1813.9672 | 1592.1385 | 1699.0407 | 1773.999 | 1832.5425 | 1740.1957 | 1783.8951
| Pondage | R
| Reservoir | R |  |  |  |  | 1298.3342 | 1948.219 | 1600.2124 | 1677.4045 | 1624.3651 | 2295.3579 | 1680.9371 | 1915.391
| PS Turbine | R |  |  |  |  | 2140.4863 | 2377.287 | 2403.0327 | 2328.9509 | 2362.183 | 2385.8477 | 2226.7601 | 2317.4797
| Biofuel | R
| Other RES | R |  |  |  |  | 3847.4213 | 3763.9348 | 3761.1884 | 3783.0652 | 3851.3841 | 3788.9424 | 3838.3831 | 3821.207
| Nuclear | R
| Natural Gas | R |  |  |  |  | 1219.392 | 641.9652 | 915.8729 | 870.9372 | 791.1224 | 604.2265 | 1207.5247 | 882.925
| Crude Oil | R
| Coal | R
| Hydrogen GT | R
| Fuel Cell | R
| Other Non RES | R |  |  |  |  | 3042.5301 | 2198.964 | 2412.2069 | 2471.79 | 1178.659 | 737.7917 | 1339.3922 | 1066.6054
| Adequacy Units | R
| Batteries | R |  |  |  |  | 643.904 | 762.8436 | 681.5014 | 707.4552 | 687.7106 | 702.8806 | 638.2913 | 674.0109
H2 | SMR (Blue) and Pyrolisis | R
| SMR (Grey) | R
| Electrolyzers E-Market (P2G) | R |  |  |  |  | 1491.2039 | 2912.8548 | 2294.3815 | 2367.5624 | 1271.8897 | 2224.1206 | 1229.7871 | 1635.941
| Electrolyzers DRES (P2G) | R
| Electrolyzers SRES (P2G) | R |  |  |  |  | 4604.908 | 4975.6608 | 4851.8391 | 4845.819 | 4062.3245 | 4132.9421 | 3875.198 | 4015.721
| H2 Adequacy Units | R
| NH3 Terminals (Import) | R
| Non-EU H2 Pipelines (Import) | R | [8 empty] | 5877.7871 | 5547.3165 | 5906.275 | 5756.994
| H2 Pipelines (Import) | R |  |  |  |  | 1452.8296 | 1187.6975 | 1327.1205 | 1297.3388 | 1420.729 | 1219.9359 | 1555.1788 | 1394.1917
| H2 Pipelines (Export) | R |  |  |  |  | 2845.3533 | 3785.4539 | 3444.0572 | 3447.1688 | 2320.1511 | 2875.2607 | 2219.2047 | 2501.8164
| H2 to SNG | R
| H2 to E-Liquids | R |  |  |  |  | 7823.0767 | 8178.7197 | 8163.0157 | 8088.1831 | 7333.9149 | 7399.8516 | 6082.0192 | 6859.5313
Exchange [TWh]
Electricity | Imports | R |  |  |  |  | 24.7693 | 20.4945 | 25.2558 | 23.0917 | 22.7816 | 21.4148 | 23.8412 | 22.6587
| Exports | R |  |  |  |  | 32.8926 | 35.7009 | 33.7664 | 34.3885 | 39.0243 | 36.9467 | 35.1871 | 36.6584
H2 | NH3 Imports | R
| Non-EU Imports | R | [8 empty] | 22.0002 | 20.7633 | 22.1068 | 21.5481
| EU Imports | R |  |  |  |  | 15.2362 | 12.4557 | 13.9179 | 13.6056 | 14.8996 | 12.7938 | 16.3096 | 14.6213
| EU Exports | R |  |  |  |  | 29.84 | 39.6991 | 36.1188 | 36.1515 | 35.9656 | 44.5706 | 34.4008 | 38.7817
E-Fuels | SNG Imports [TWh H2] | R |  |  |  |  | EU27 level specific | EU27 level specific | EU27 level specific | EU27 level specific | EU27 level specific | EU27 level specific | EU27 level specific | EU27 level specific
| E-Liquid Imports [TWh H2] | R |  |  |  |  | EU27 level specific | EU27 level specific | EU27 level specific | EU27 level specific | EU27 level specific | EU27 level specific | EU27 level specific | EU27 level specific
Consumption [TWh]
Electricity | Native Demand (Prosumer) | I |  |  |  |  | 6.6002 | 6.5874 | 7.9335 | 7.0347 | 15.1683 | 14.659 | 15.8778 | 15.2484
| Fixed Load (Prosumer) | I |  |  |  |  | 0 | 0 | 0 | 0 | 0 | 0 | 0 | 0
| Charging Station Load (Prosumer) | R |  |  |  |  | 13.4896 | 13.5349 | 13.5348 | 13.524 | 20.3125 | 20.2343 | 19.9615 | 20.1408
| Native Demand (E-Market) | I |  |  |  |  | 326.4836 | 326.3851 | 330.9791 | 327.9248 | 359.4891 | 357.6348 | 360.2296 | 359.0436
| Fixed Load (Emarket) | I |  |  |  |  | 7.3413 | 7.3413 | 7.3413 | 7.3413 | 17.218 | 17.218 | 17.218 | 17.218
| Charging Station Load (E-Market) | R |  |  |  |  | 5.0293 | 5.0239 | 5.0249 | 5.0255 | 7.2608 | 7.1636 | 7.1999 | 7.1976
| PS Pump Load | R |  |  |  |  | 29.0727 | 32.037 | 32.6419 | 31.5252 | 42.3784 | 42.6262 | 39.8718 | 41.4749
| Electrolyzers E-Market (P2G) | R |  |  |  |  | 10.8858 | 21.2638 | 16.749 | 17.2832 | 19.7143 | 34.4739 | 19.0617 | 25.3571
| Electricity for H2 HHPs | R |  |  |  |  | 0 | 0 | 0 | 0 | 0.27132 | 0.24754 | 0.28561 | 0.26753
| Electricity for CH4 HHPs | R |  |  |  |  | 0 | 0 | 0 | 0 | 6.6817 | 7.0101 | 6.1183 | 6.5877
H2 | H2 Demand | I |  |  |  |  | 56.8429 | 56.8429 | 56.8429 | 56.8429 | 98.8579 | 98.8579 | 98.8579 | 98.8579
| Shortage Quantity | R |  |  |  |  | 0 | 0 | 0 | 0 | 0.0097391 | 0 | 0 | 0.0019478
| H2 for Hydrogen GT | R
| H2 for HHP Boilers | R |  |  |  |  | 0 | 0 | 0 | 0 | 0.16909 | 0.22947 | 0.13084 | 0.17794
| H2 to SNG | R
| H2 to E-Liquids | R |  |  |  |  | 6.6783 | 6.9819 | 6.9685 | 6.9046 | 9.8451 | 9.9336 | 8.1645 | 9.2083
Methane | CH4 for HHP Boilers | R |  |  |  |  | 0 | 0 | 0 | 0 | 5.875 | 4.9649 | 7.6069 | 6.2037
CO2 | CO2 to E-Fuels [kt] | R |  |  |  |  | EU27 level specific | EU27 level specific | EU27 level specific | EU27 level specific | EU27 level specific | EU27 level specific | EU27 level specific | EU27 level specific
Fuels | E-Fuel Demand [TWh H2] | I |  |  |  |  | EU27 level specific | EU27 level specific | EU27 level specific | EU27 level specific | EU27 level specific | EU27 level specific | EU27 level specific | EU27 level specific
| E-Fuel Shortage [TWh H2] | R |  |  |  |  | EU27 level specific | EU27 level specific | EU27 level specific | EU27 level specific | EU27 level specific | EU27 level specific | EU27 level specific | EU27 level specific
Prices [€/MWh]
Electricity | 10%-Quan. | R |  |  |  |  | 0 | 0 | 0 | 0 | 0 | 0 | 0 | 0
| Load-Weighted Average | R |  |  |  |  | 93.1213 | 65.3058 | 75.9741 | 75.5021 | 89.6786 | 74.3586 | 100.8368 | 88.0139
| 90%-Quan. | R |  |  |  |  | 142.4582 | 139.7661 | 141.9972 | 141.1485 | 179.5177 | 173.0601 | 183.0408 | 178.3439
H2 | 10%-Quan. | R |  |  |  |  | 0.47143 | 0.47143 | 0.47143 | 0.47143 | 0.46479 | 0.46479 | 0.46479 | 0.46479
| Load-Weighted Average | R |  |  |  |  | 101.4942 | 82.5585 | 80.0918 | 86.289 | 96.3936 | 84.4664 | 105.6893 | 95.341
| 90%-Quan. | R |  |  |  |  | 181.7375 | 168.481 | 154.7286 | 167.1243 | 166.2316 | 185.5969 | 197.4684 | 186.4724
Import Share [%]
H2 | Share of Domestic Production (Supply %) | R |  |  |  |  | EU27 level specific | EU27 level specific | EU27 level specific | EU27 level specific | EU27 level specific | EU27 level specific | EU27 level specific | EU27 level specific
| Share of Non-EU Imports (Supply %) | R |  |  |  |  | EU27 level specific | EU27 level specific | EU27 level specific | EU27 level specific | EU27 level specific | EU27 level specific | EU27 level specific | EU27 level specific
Energy Balance [TWh]
Electricity + | Electricity Generation | R |  |  |  |  | 406.5883 | 427.1464 | 422.3174 | 420.6189 | 503.0759 | 515.3841 | 495.797 | 505.0876
| DSR | R |  |  |  |  | 0 | 0 | 0 | 0 | 0.077 | 0.03331 | 0 | 0.028724
| Net Imports | R |  |  |  |  | -8.1233 | -15.2063 | -8.5106 | -11.2968 | -16.2427 | -15.5319 | -11.3459 | -13.9996
| Electricity Shortage | R |  |  |  |  | 0 | 0 | 0 | 0 | 0 | 0 | 0 | 0
Electricity - | Electricity Demand (Native + Fixed) | I |  |  |  |  | 340.4251 | 340.3139 | 346.254 | 342.3008 | 391.8755 | 389.5118 | 393.3254 | 391.51
| Pump Load | R |  |  |  |  | 29.0727 | 32.037 | 32.6419 | 31.5252 | 42.3784 | 42.6262 | 39.8718 | 41.4749
| Electrolyzer Load | R |  |  |  |  | 10.8858 | 21.2638 | 16.749 | 17.2832 | 19.7143 | 34.4739 | 19.0617 | 25.3571
| Heat Electrical Usage | R |  |  |  |  | 0 | 0 | 0 | 0 | 6.953 | 7.2576 | 6.4039 | 6.8552
| Net Battery Load | R |  |  |  |  | 1.2931 | 1.5324 | 1.3689 | 1.421 | 2.1252 | 2.1725 | 1.9724 | 2.083
| Net EV Load | R |  |  |  |  | 16.7883 | 16.793 | 16.7931 | 16.7919 | 23.8639 | 23.8435 | 23.816 | 23.8366
Electricity Balance |  | R |  |  |  |  | -4.6612e-12 | 1.6939e-11 | 6.3665e-12 | 8.2662e-12 | 1.0687e-11 | 1.08e-12 | -1.4495e-11 | -3.2287e-12
H2 + | H2 Domestic Production | R |  |  |  |  | 78.2133 | 91.1616 | 86.103 | 86.3846 | 108.0237 | 120.1375 | 103.2291 | 110.9514
| NH3 Imports | R
| Non-EU Imports | R | [8 empty] | 22.0002 | 20.7633 | 22.1068 | 21.5481
| Net Imports | R |  |  |  |  | -14.6038 | -27.2434 | -22.2009 | -22.5459 | -21.066 | -31.7768 | -18.0912 | -24.1604
| H2 Shortage | R |  |  |  |  | 0 | 0 | 0 | 0 | 0.0097391 | 0 | 0 | 0.0019478
H2 - | H2 Demand | I |  |  |  |  | 56.8429 | 56.8429 | 56.8429 | 56.8429 | 98.8579 | 98.8579 | 98.8579 | 98.8579
| H2 to Hydrogen GT | R
| H2 to Heat | R |  |  |  |  | 0 | 0 | 0 | 0 | 0.16909 | 0.22947 | 0.13084 | 0.17794
| H2 to eFuels | R |  |  |  |  | 6.6783 | 6.9819 | 6.9685 | 6.9046 | 9.8451 | 9.9336 | 8.1645 | 9.2083
| Net H2 Storage Load | R |  |  |  |  | 0.088232 | 0.093285 | 0.0906 | 0.091186 | 0.095494 | 0.10299 | 0.091436 | 0.096868
H2 Balance |  | R |  |  |  |  | -8.2636e-12 | -3.1548e-12 | -6.5725e-12 | -5.5088e-12 | -2.8137e-12 | 2.4016e-12 | 1.0957e-11 | 4.7805e-12
Note on C3: Input Value / Result

## FI
|  | I/R | 2030 |  |  |  | 2035 |  |  |  | 2040 |  |  |  | 2050
|  |  | CY1 | CY2 | CY3 | Weighted WS | WS032 | WS037 | WS059 | Weighted WS | WS065 | WS071 | WS077 | Weighted WS | CY1 | CY2 | CY3 | Weighted WS
Installed Capacity [GW]
Electricity | Wind Onshore | I |  |  |  |  | 30.8791 | 30.8791 | 30.8791 | 30.8791 | 45.9791 | 45.9791 | 45.9791 | 45.9791
| Wind Offshore Radial | I |  |  |  |  | 3.3 | 3.3 | 3.3 | 3.3 | 5 | 5 | 5 | 5
| Wind Offshore Hub | I
| Solar PV | I |  |  |  |  | 15.949 | 15.949 | 15.949 | 15.949 | 20.049 | 20.049 | 20.049 | 20.049
| Solar CSP | I
| SRES Electricity | I
| Run of River | I
| Pondage | I
| Reservoir | I |  |  |  |  | 3.2374 | 3.2374 | 3.2374 | 3.2374 | 3.2374 | 3.2374 | 3.2374 | 3.2374
| PS Turbine | I
| PS Pump | I
| Biofuel | I |  |  |  |  | 1.418 | 1.418 | 1.418 | 1.418 | 0.988 | 0.988 | 0.988 | 0.988
| Other RES | I |  |  |  |  | 1.7174 | 1.7174 | 1.7174 | 1.7174 | 1.6674 | 1.6674 | 1.6674 | 1.6674
| Nuclear | I |  |  |  |  | 4.572 | 4.572 | 4.572 | 4.572 | 4.572 | 4.572 | 4.572 | 4.572
| Natural Gas | I |  |  |  |  | 0.964 | 0.964 | 0.964 | 0.964 | 0.09 | 0.09 | 0.09 | 0.09
| Crude Oil | I
| Coal | I
| Hydrogen GT | I
| Fuel Cell | I
| Other Non RES | I
| Adequacy Units | I
| Batteries | I |  |  |  |  | 4.7111 | 4.7111 | 4.7111 | 4.7111 | 6.36 | 6.36 | 6.36 | 6.36
| Batteries [GWh] | I |  |  |  |  | 11.7778 | 11.7778 | 11.7778 | 11.7778 | 15.9 | 15.9 | 15.9 | 15.9
H2 | SMR (Blue) and Pyrolisis | I |  |  |  |  | 0.67558 | 0.67558 | 0.67558 | 0.67558 | 0.34179 | 0.34179 | 0.34179 | 0.34179
| SMR (Grey) | I
| Electrolyzers E-Market (P2G) [GW Elec] | I |  |  |  |  | 5.5 | 5.5 | 5.5 | 5.5 | 18.6 | 18.6 | 18.6 | 18.6
| Electrolyzers DRES (P2G) [GW Elec] | I
| Electrolyzers SRES (P2G) [GW Elec] | I
| H2 Adequacy Units | I
| NH3 Imports - High Band | I
| NH3 Imports - Low Band | I
| NH3 Terminal Capacity | I
| Non-EU H2 Imports - High Band | I
| Non-EU H2 Imports - Low Band | I
| Non-EU H2 Pipeline Capacity | I
| EU Cross-Border Pipeline Capacity (Import) | I |  |  |  |  | 27.048 | 27.048 | 27.048 | 27.048 | 27.048 | 27.048 | 27.048 | 27.048
| EU Cross-Border Pipeline Capacity (Export) | I |  |  |  |  | 39.8305 | 39.8305 | 39.8305 | 39.8305 | 66.1017 | 66.1017 | 66.1017 | 66.1017
| H2 Storage Injection Capacity | I |  |  |  |  | 0 | 0 | 0 | 0 | 0 | 0 | 0 | 0
| H2 Storage Withdrawal Capacity [GW] | I
| H2 Storage WGV [TWh] | I
| SNG Capacity (from H2) | I |  |  |  |  | 0.43473 | 0.43473 | 0.43473 | 0.43473 | 0.46372 | 0.46372 | 0.46372 | 0.46372
| E-Liquids Capacity (from H2) | I |  |  |  |  | 2.1692 | 2.1692 | 2.1692 | 2.1692 | 3.2773 | 3.2773 | 3.2773 | 3.2773
Generation [TWh]
Electricity | Wind Onshore | R |  |  |  |  | 114.6746 | 96.4593 | 113.0813 | 106.3162 | 181.1904 | 166.1031 | 165.1563 | 168.7418
| Wind Offshore Radial | R |  |  |  |  | 11.0314 | 10.2687 | 11.0903 | 10.7229 | 18.2029 | 19.5686 | 17.2217 | 18.3567
| Wind Offshore Hub | R
| Solar PV | R |  |  |  |  | 13.1744 | 12.6728 | 12.1872 | 12.633 | 16.4665 | 14.491 | 15.92 | 15.4577
| Solar CSP | R
| SRES Electricity | R
| Run of River | R
| Pondage | R
| Reservoir | R |  |  |  |  | 10.5147 | 13.6418 | 14.0681 | 13.032 | 12.2061 | 14.9196 | 12.7922 | 13.5259
| PS Turbine | R
| Biofuel | R |  |  |  |  | 7.2871 | 8.7098 | 7.2137 | 7.8746 | 6.2231 | 6.6072 | 6.4702 | 6.4756
| Other RES | R |  |  |  |  | 6.0726 | 6.7799 | 5.8199 | 6.2933 | 6.244 | 6.7126 | 6.5647 | 6.5597
| Nuclear | R |  |  |  |  | 35.0601 | 35.817 | 35.8218 | 35.6369 | 35.3871 | 36.395 | 36.3187 | 36.1629
| Natural Gas | R |  |  |  |  | 2.0048 | 2.886 | 2.1075 | 2.4176 | 0.039378 | 0.099743 | 0.078196 | 0.079051
| Crude Oil | R
| Coal | R
| Hydrogen GT | R
| Fuel Cell | R
| Other Non RES | R
| Adequacy Units | R
| ENS | R |  |  |  |  | 0 | 0.11418 | 0.70664 | 0.28229 | 0 | 0.080752 | 0 | 0.032301
| RES Curtailment | R |  |  |  |  | 9.6954 | 4.5471 | 11.0814 | 7.939 | 7.3408 | 3.6989 | 5.1239 | 4.9973
Electricity - Flexibility | Batteries Charging | R |  |  |  |  | 3.175 | 2.2556 | 3.0291 | 2.7315 | 4.1715 | 2.9242 | 3.1972 | 3.2829
| Batteries Discharging | R |  |  |  |  | 2.921 | 2.0752 | 2.7868 | 2.513 | 3.8378 | 2.6903 | 2.9414 | 3.0202
| EV Discharging (Prosumer) | R |  |  |  |  | 0.79379 | 0.52736 | 0.49331 | 0.58007 | 1.5508 | 1.0027 | 1.1842 | 1.1849
| EV Discharging (E-Market) | R |  |  |  |  | 0.06136 | 0.056197 | 0.048385 | 0.054858 | 0.21633 | 0.18583 | 0.18566 | 0.19186
| DSR | R |  |  |  |  | 0.23768 | 0.78602 | 0.9818 | 0.71902 | 1.4799 | 3.1877 | 2.752 | 2.6719
H2 | SMR (Blue) and Pyrolisis | R |  |  |  |  | 5.8566 | 5.8929 | 5.8596 | 5.8732 | 2.9291 | 2.9377 | 2.9388 | 2.9364
| SMR (Grey) | R
| Electrolyzers E-Market (P2G) | R |  |  |  |  | 19.1303 | 12.6514 | 22.3325 | 17.4011 | 63.8672 | 57.2114 | 54.7258 | 57.5483
| Electrolyzers DRES (P2G) | R
| Electrolyzers SRES (P2G) | R
| H2 Adequacy Units | R
| NH3 Imports - High Band | R
| NH3 Imports - Low Band | R
| Non-EU H2 Imports - High Band | R
| Non-EU H2 Imports - Low Band | R
| H2 Storage Injection | R
| H2 Storage Withdrawal | R
| Max Hourly State of Charge [%] | R
Heat | Heat Production from H2 HHP [TWh Heat] | I
| Share of Heat from H2 Boilers [%] | R
| Heat Production from CH4 HHP [TWh Heat] | I
| Share of Heat from CH4 Boilers [%] | R
CO2 | CO2 Emissions Electricity Sector [Mt] | R |  |  |  |  | 0.81326 | 1.3539 | 0.85627 | 1.0599 | 0.013851 | 0.035085 | 0.027506 | 0.027807
| CO2 Emissions Hydrogen Sector [Mt] | R |  |  |  |  | 0.15151 | 0.16508 | 0.15243 | 0.15765 | 0.065004 | 0.067521 | 0.067425 | 0.066979
FLH [h]
Electricity | Wind Onshore | R |  |  |  |  | 3713.6627 | 3123.7718 | 3662.0648 | 3442.9823 | 3940.7126 | 3612.5785 | 3591.9854 | 3669.9681
| Wind Offshore Radial | R |  |  |  |  | 3342.8444 | 3111.7407 | 3360.6968 | 3249.3611 | 3640.5844 | 3913.7296 | 3444.3383 | 3671.3441
| Wind Offshore Hub | R
| Solar PV | R |  |  |  |  | 826.0358 | 794.5824 | 764.1381 | 792.0846 | 821.3124 | 722.7778 | 794.0558 | 770.9959
| Solar CSP | R
| SRES Electricity | R
| Run of River | R
| Pondage | R
| Reservoir | R |  |  |  |  | 3247.9164 | 4213.8799 | 4345.5323 | 4025.4939 | 3770.3895 | 4608.5714 | 3951.422 | 4178.0753
| PS Turbine | R
| Biofuel | R |  |  |  |  | 5139.0053 | 6142.2816 | 5087.2223 | 5553.3257 | 6298.6532 | 6687.4259 | 6548.7802 | 6554.2131
| Other RES | R |  |  |  |  | 3535.9772 | 3947.8435 | 3388.8317 | 3664.5217 | 3744.8147 | 4025.8428 | 3937.1403 | 3934.1562
| Nuclear | R |  |  |  |  | 7668.4418 | 7833.9867 | 7835.0367 | 7794.6024 | 7739.9548 | 7960.4107 | 7943.7251 | 7909.6453
| Natural Gas | R |  |  |  |  | 2079.6922 | 2993.747 | 2186.1521 | 2507.8675 | 437.5328 | 1108.2529 | 868.8487 | 878.3472
| Crude Oil | R
| Coal | R
| Hydrogen GT | R
| Fuel Cell | R
| Other Non RES | R
| Adequacy Units | R
| Batteries | R |  |  |  |  | 620.0326 | 440.4911 | 591.5336 | 533.4251 | 603.4303 | 423.0017 | 462.4841 | 474.8804
H2 | SMR (Blue) and Pyrolisis | R |  |  |  |  | 8669.0507 | 8722.7131 | 8673.4551 | 8693.579 | 8569.8856 | 8595.1804 | 8598.2401 | 8591.3453
| SMR (Grey) | R
| Electrolyzers E-Market (P2G) | R |  |  |  |  | 4968.9154 | 3286.086 | 5800.6402 | 4519.7679 | 4836.2226 | 4332.2292 | 4144.0095 | 4357.74
| Electrolyzers DRES (P2G) | R
| Electrolyzers SRES (P2G) | R
| H2 Adequacy Units | R
| NH3 Terminals (Import) | R
| Non-EU H2 Pipelines (Import) | R
| H2 Pipelines (Import) | R |  |  |  |  | 765.5371 | 954.7907 | 698.2943 | 824.726 | 554.9311 | 612.7858 | 597.0916 | 594.9372
| H2 Pipelines (Export) | R |  |  |  |  | 294.0676 | 415.797 | 336.5012 | 360.4143 | 594.8627 | 584.6956 | 560.3183 | 576.9781
| H2 to SNG | R |  |  |  |  | 5866.8339 | 2552.6932 | 7028.7191 | 4825.1755 | 3542.0499 | 2533.3162 | 2068.0277 | 2548.9475
| H2 to E-Liquids | R |  |  |  |  | 8063.1499 | 5881.9407 | 7690.2339 | 7002.1677 | 6077.3202 | 4901.6067 | 4544.2319 | 4993.7995
Exchange [TWh]
Electricity | Imports | R |  |  |  |  | 9.6167 | 12.455 | 10.0283 | 10.973 | 9.8207 | 11.7872 | 10.5844 | 10.9128
| Exports | R |  |  |  |  | 26.158 | 23.1187 | 24.8581 | 24.4222 | 29.1715 | 27.1794 | 28.1499 | 27.966
H2 | NH3 Imports | R
| Non-EU Imports | R
| EU Imports | R |  |  |  |  | 20.7063 | 25.8252 | 18.8875 | 22.3072 | 15.0098 | 16.5746 | 16.1501 | 16.0919
| EU Exports | R |  |  |  |  | 11.7129 | 16.5614 | 13.403 | 14.3555 | 39.3214 | 38.6494 | 37.038 | 38.1392
E-Fuels | SNG Imports [TWh H2] | R |  |  |  |  | EU27 level specific | EU27 level specific | EU27 level specific | EU27 level specific | EU27 level specific | EU27 level specific | EU27 level specific | EU27 level specific
| E-Liquid Imports [TWh H2] | R |  |  |  |  | EU27 level specific | EU27 level specific | EU27 level specific | EU27 level specific | EU27 level specific | EU27 level specific | EU27 level specific | EU27 level specific
Consumption [TWh]
Electricity | Native Demand (Prosumer) | I |  |  |  |  | 7.5609 | 9.1292 | 7.9652 | 8.3687 | 8.7267 | 10.3738 | 9.2289 | 9.5864
| Fixed Load (Prosumer) | I |  |  |  |  | 0 | 0 | 0 | 0 | 0 | 0 | 0 | 0
| Charging Station Load (Prosumer) | R |  |  |  |  | 5.9155 | 5.614 | 5.5754 | 5.6736 | 8.4812 | 7.8609 | 8.0663 | 8.0671
| Native Demand (E-Market) | I |  |  |  |  | 141.0921 | 142.8444 | 140.8985 | 141.7817 | 149.2329 | 151.8207 | 149.356 | 150.3172
| Fixed Load (Emarket) | I |  |  |  |  | 0 | 0 | 0 | 0 | 0 | 0 | 0 | 0
| Charging Station Load (E-Market) | R |  |  |  |  | 2.2196 | 2.2138 | 2.205 | 2.2123 | 3.1274 | 3.0929 | 3.0927 | 3.0997
| PS Pump Load | R
| Electrolyzers E-Market (P2G) | R |  |  |  |  | 27.329 | 18.0735 | 31.9035 | 24.8587 | 89.9537 | 80.5795 | 77.0786 | 81.054
| Electricity for H2 HHPs | R
| Electricity for CH4 HHPs | R
H2 | H2 Demand | I |  |  |  |  | 13.9393 | 13.9393 | 13.9393 | 13.9393 | 20.9251 | 20.9251 | 20.9251 | 20.9251
| Shortage Quantity | R |  |  |  |  | 0 | 0 | 0 | 0 | 0 | 0.089275 | 0 | 0.03571
| H2 for Hydrogen GT | R
| H2 for HHP Boilers | R
| H2 to SNG | R |  |  |  |  | 2.5505 | 1.1097 | 3.0556 | 2.0977 | 1.6425 | 1.1747 | 0.95898 | 1.182
| H2 to E-Liquids | R |  |  |  |  | 17.4906 | 12.7591 | 16.6816 | 15.1891 | 19.917 | 16.0639 | 14.8927 | 16.366
Methane | CH4 for HHP Boilers | R
CO2 | CO2 to E-Fuels [kt] | R |  |  |  |  | EU27 level specific | EU27 level specific | EU27 level specific | EU27 level specific | EU27 level specific | EU27 level specific | EU27 level specific | EU27 level specific
Fuels | E-Fuel Demand [TWh H2] | I |  |  |  |  | EU27 level specific | EU27 level specific | EU27 level specific | EU27 level specific | EU27 level specific | EU27 level specific | EU27 level specific | EU27 level specific
| E-Fuel Shortage [TWh H2] | R |  |  |  |  | EU27 level specific | EU27 level specific | EU27 level specific | EU27 level specific | EU27 level specific | EU27 level specific | EU27 level specific | EU27 level specific
Prices [€/MWh]
Electricity | 10%-Quan. | R |  |  |  |  | 13.2723 | 25.9608 | 11.2797 | 18.0708 | 18.0854 | 37.3906 | 27.9571 | 29.7562
| Load-Weighted Average | R |  |  |  |  | 89.471 | 168.0438 | 197.6175 | 158.9457 | 140.0456 | 251.2584 | 196.223 | 207.0017
| 90%-Quan. | R |  |  |  |  | 143.1484 | 182.2701 | 171.2252 | 169.2361 | 184.2685 | 392.089 | 311.9964 | 318.4879
H2 | 10%-Quan. | R |  |  |  |  | 103.7499 | 104.4639 | 102.7527 | 103.7279 | 99.2262 | 99.674 | 99.8209 | 99.6432
| Load-Weighted Average | R |  |  |  |  | 148.0947 | 200.4354 | 224.4385 | 195.7947 | 199.0807 | 311.3759 | 262.7135 | 269.4519
| 90%-Quan. | R |  |  |  |  | 181.7345 | 198.8565 | 181.7345 | 189.097 | 226.7916 | 448.3231 | 344.1178 | 362.3347
Import Share [%]
H2 | Share of Domestic Production (Supply %) | R |  |  |  |  | EU27 level specific | EU27 level specific | EU27 level specific | EU27 level specific | EU27 level specific | EU27 level specific | EU27 level specific | EU27 level specific
| Share of Non-EU Imports (Supply %) | R |  |  |  |  | EU27 level specific | EU27 level specific | EU27 level specific | EU27 level specific | EU27 level specific | EU27 level specific | EU27 level specific | EU27 level specific
Energy Balance [TWh]
Electricity + | Electricity Generation | R |  |  |  |  | 199.8197 | 187.2353 | 201.3897 | 194.9265 | 275.9595 | 264.8968 | 260.5219 | 265.3594
| DSR | R |  |  |  |  | 0.23768 | 0.78602 | 0.9818 | 0.71902 | 1.4799 | 3.1877 | 2.752 | 2.6719
| Net Imports | R |  |  |  |  | -16.5413 | -10.6637 | -14.8299 | -13.4492 | -19.3509 | -15.3922 | -17.5656 | -17.0533
| Electricity Shortage | R |  |  |  |  | 0 | 0.11418 | 0.70664 | 0.28229 | 0 | 0.080752 | 0 | 0.032301
Electricity - | Electricity Demand (Native + Fixed) | I |  |  |  |  | 148.653 | 151.9736 | 148.8637 | 150.1504 | 157.9596 | 162.1945 | 158.5849 | 159.9037
| Pump Load | R
| Electrolyzer Load | R |  |  |  |  | 27.329 | 18.0735 | 31.9035 | 24.8587 | 89.9537 | 80.5795 | 77.0786 | 81.054
| Heat Electrical Usage | R
| Net Battery Load | R |  |  |  |  | 0.254 | 0.18045 | 0.24233 | 0.21852 | 0.33372 | 0.23394 | 0.25577 | 0.26263
| Net EV Load | R |  |  |  |  | 7.28 | 7.2442 | 7.2387 | 7.251 | 9.8415 | 9.7653 | 9.7891 | 9.7901
Electricity Balance |  | R |  |  |  |  | -1.0431e-11 | -1.0999e-11 | 7.617e-12 | -4.7194e-12 | -1.3131e-11 | -6.7644e-12 | -5.2012e-12 | -7.4124e-12
H2 + | H2 Domestic Production | R |  |  |  |  | 24.987 | 18.5443 | 28.1921 | 23.2743 | 66.7963 | 60.1492 | 57.6646 | 60.4848
| NH3 Imports | R
| Non-EU Imports | R
| Net Imports | R |  |  |  |  | 8.9934 | 9.2638 | 5.4845 | 7.9517 | -24.3116 | -22.0747 | -20.8878 | -22.0474
| H2 Shortage | R |  |  |  |  | 0 | 0 | 0 | 0 | 0 | 0.089275 | 0 | 0.03571
H2 - | H2 Demand | I |  |  |  |  | 13.9393 | 13.9393 | 13.9393 | 13.9393 | 20.9251 | 20.9251 | 20.9251 | 20.9251
| H2 to Hydrogen GT | R
| H2 to Heat | R
| H2 to eFuels | R |  |  |  |  | 20.0411 | 13.8688 | 19.7373 | 17.2868 | 21.5595 | 17.2386 | 15.8516 | 17.548
| Net H2 Storage Load | R
H2 Balance |  | R |  |  |  |  | 7.6099e-12 | 1.0623e-12 | 9.9618e-12 | 5.5705e-12 | -2.3448e-12 | 2.2951e-12 | -1.8048e-12 | -2.7285e-13
Note on C3: Input Value / Result

## FR
|  | I/R | 2030 |  |  |  | 2035 |  |  |  | 2040 |  |  |  | 2050
|  |  | CY1 | CY2 | CY3 | Weighted WS | WS032 | WS037 | WS059 | Weighted WS | WS065 | WS071 | WS077 | Weighted WS | CY1 | CY2 | CY3 | Weighted WS
Installed Capacity [GW]
Electricity | Wind Onshore | I |  |  |  |  | 37.58 | 37.58 | 37.58 | 37.58 | 44.6 | 44.6 | 44.6 | 44.6
| Wind Offshore Radial | I |  |  |  |  | 10.775 | 10.775 | 10.775 | 10.775 | 23.475 | 23.475 | 23.475 | 23.475
| Wind Offshore Hub | I
| Solar PV | I |  |  |  |  | 72.0796 | 72.0796 | 72.0796 | 72.0796 | 97.7408 | 97.7408 | 97.7408 | 97.7408
| Solar CSP | I
| SRES Electricity | I
| Run of River | I |  |  |  |  | 11.6 | 11.6 | 11.6 | 11.6 | 11.6 | 11.6 | 11.6 | 11.6
| Pondage | I
| Reservoir | I |  |  |  |  | 9.849 | 9.849 | 9.849 | 9.849 | 9.849 | 9.849 | 9.849 | 9.849
| PS Turbine | I |  |  |  |  | 4.2 | 4.2 | 4.2 | 4.2 | 5.2 | 5.2 | 5.2 | 5.2
| PS Pump | I |  |  |  |  | 4.2 | 4.2 | 4.2 | 4.2 | 5.2 | 5.2 | 5.2 | 5.2
| Biofuel | I
| Other RES | I |  |  |  |  | 1.9388 | 1.9388 | 1.9388 | 1.9388 | 1.9388 | 1.9388 | 1.9388 | 1.9388
| Nuclear | I |  |  |  |  | 63.02 | 63.02 | 63.02 | 63.02 | 69.62 | 69.62 | 69.62 | 69.62
| Natural Gas | I |  |  |  |  | 7.189 | 7.189 | 7.189 | 7.189 | 0.414 | 0.414 | 0.414 | 0.414
| Crude Oil | I |  |  |  |  | 1.331 | 1.331 | 1.331 | 1.331
| Coal | I
| Hydrogen GT | I
| Fuel Cell | I
| Other Non RES | I |  |  |  |  | 2.842 | 2.842 | 2.842 | 2.842 | 1.39 | 1.39 | 1.39 | 1.39
| Adequacy Units | I
| Batteries | I | [8 empty] | 2.1467 | 2.1467 | 2.1467 | 2.1467
| Batteries [GWh] | I | [8 empty] | 6.44 | 6.44 | 6.44 | 6.44
H2 | SMR (Blue) and Pyrolisis | I |  |  |  |  | 0.28 | 0.28 | 0.28 | 0.28 | 0.158 | 0.158 | 0.158 | 0.158
| SMR (Grey) | I
| Electrolyzers E-Market (P2G) [GW Elec] | I |  |  |  |  | 8 | 8 | 8 | 8 | 13.5 | 13.5 | 13.5 | 13.5
| Electrolyzers DRES (P2G) [GW Elec] | I
| Electrolyzers SRES (P2G) [GW Elec] | I
| H2 Adequacy Units | I
| NH3 Imports - High Band | I |  |  |  |  | 0.8475 | 0.8475 | 0.8475 | 0.8475 | 1.5833 | 1.5833 | 1.5833 | 1.5833
| NH3 Imports - Low Band | I |  |  |  |  | 0.8475 | 0.8475 | 0.8475 | 0.8475 | 1.5833 | 1.5833 | 1.5833 | 1.5833
| NH3 Terminal Capacity | I |  |  |  |  | 1.6949 | 1.6949 | 1.6949 | 1.6949 | 3.4958 | 3.4958 | 3.4958 | 3.4958
| Non-EU H2 Imports - High Band | I
| Non-EU H2 Imports - Low Band | I
| Non-EU H2 Pipeline Capacity | I
| EU Cross-Border Pipeline Capacity (Import) | I |  |  |  |  | 17.4047 | 17.4047 | 17.4047 | 17.4047 | 23.8665 | 23.8665 | 23.8665 | 23.8665
| EU Cross-Border Pipeline Capacity (Export) | I |  |  |  |  | 17.9908 | 17.9908 | 17.9908 | 17.9908 | 19.4386 | 19.4386 | 19.4386 | 19.4386
| H2 Storage Injection Capacity | I |  |  |  |  | 2.276 | 2.276 | 2.276 | 2.276 | 2.276 | 2.276 | 2.276 | 2.276
| H2 Storage Withdrawal Capacity [GW] | I |  |  |  |  | 3.188 | 3.188 | 3.188 | 3.188 | 3.188 | 3.188 | 3.188 | 3.188
| H2 Storage WGV [TWh] | I |  |  |  |  | 2.243 | 2.243 | 2.243 | 2.243 | 2.243 | 2.243 | 2.243 | 2.243
| SNG Capacity (from H2) | I |  |  |  |  | 0.31881 | 0.31881 | 0.31881 | 0.31881 | 0.52168 | 0.52168 | 0.52168 | 0.52168
| E-Liquids Capacity (from H2) | I |  |  |  |  | 1.1383 | 1.1383 | 1.1383 | 1.1383 | 2.6463 | 2.6463 | 2.6463 | 2.6463
Generation [TWh]
Electricity | Wind Onshore | R |  |  |  |  | 85.316 | 104.0684 | 94.4618 | 96.3976 | 113.9497 | 104.5337 | 90.9643 | 100.9891
| Wind Offshore Radial | R |  |  |  |  | 42.1172 | 47.4143 | 43.8595 | 44.9699 | 94.7737 | 92.7083 | 87.5293 | 91.0498
| Wind Offshore Hub | R
| Solar PV | R |  |  |  |  | 86.2601 | 83.5521 | 85.0235 | 84.6876 | 119.9028 | 113.9064 | 113.7044 | 115.0249
| Solar CSP | R
| SRES Electricity | R
| Run of River | R |  |  |  |  | 37.0888 | 44.5009 | 39.7798 | 41.164 | 32.8647 | 42.8572 | 42.011 | 40.5202
| Pondage | R
| Reservoir | R |  |  |  |  | 15.3487 | 17.7237 | 15.5899 | 16.4496 | 11.7178 | 16.9958 | 15.2359 | 15.2363
| PS Turbine | R |  |  |  |  | 9.6604 | 8.5868 | 9.913 | 9.2821 | 12.1565 | 11.7728 | 11.2388 | 11.636
| Biofuel | R
| Other RES | R |  |  |  |  | 9.8241 | 9.8208 | 9.8241 | 9.8227 | 9.7906 | 9.8092 | 9.8122 | 9.8067
| Nuclear | R |  |  |  |  | 345.3832 | 343.4917 | 341.8167 | 343.3929 | 359.7632 | 361.3173 | 369.2586 | 364.183
| Natural Gas | R |  |  |  |  | 11.0876 | 5.4746 | 6.5291 | 7.1697 | 0.54536 | 0.62716 | 0.87442 | 0.7097
| Crude Oil | R |  |  |  |  | 0.10306 | 0.048592 | 0.02411 | 0.053586
| Coal | R
| Hydrogen GT | R
| Fuel Cell | R
| Other Non RES | R |  |  |  |  | 5.6438 | 4.0469 | 4.9984 | 4.7441 | 1.4964 | 1.9069 | 2.4461 | 2.0405
| Adequacy Units | R
| ENS | R |  |  |  |  | 0 | 0.011312 | 0 | 0.0048641 | 0.15744 | 0.13943 | 0 | 0.087261
| RES Curtailment | R |  |  |  |  | 0.11396 | 0.23623 | 0.041921 | 0.14276 | 0.77827 | 0.40495 | 0.29189 | 0.43439
Electricity - Flexibility | Batteries Charging | R | [8 empty] | 1.9671 | 1.9941 | 1.9886 | 1.9865
| Batteries Discharging | R | [8 empty] | 1.7507 | 1.7747 | 1.7698 | 1.768
| EV Discharging (Prosumer) | R |  |  |  |  | 1.9554 | 1.7414 | 1.7442 | 1.7937 | 5.4928 | 5.291 | 4.0696 | 4.8428
| EV Discharging (E-Market) | R |  |  |  |  | 0.024783 | 0.012341 | 0.024668 | 0.019395 | 0.17362 | 0.13672 | 0.081189 | 0.12189
| DSR | R |  |  |  |  | 0.27535 | 0.13393 | 0.10023 | 0.15675 | 0.46378 | 1.081 | 0.47999 | 0.71716
H2 | SMR (Blue) and Pyrolisis | R |  |  |  |  | 2.4525 | 2.4528 | 2.4528 | 2.4527 | 1.3835 | 1.3839 | 1.3838 | 1.3838
| SMR (Grey) | R
| Electrolyzers E-Market (P2G) | R |  |  |  |  | 16.5355 | 19.9534 | 16.5566 | 18.0122 | 39.2714 | 39.3859 | 32.6203 | 36.6568
| Electrolyzers DRES (P2G) | R
| Electrolyzers SRES (P2G) | R
| H2 Adequacy Units | R
| NH3 Imports - High Band | R |  |  |  |  | 0 | 0 | 0 | 0 | 0.14313 | 1.0548 | 0.98139 | 0.84311
| NH3 Imports - Low Band | R |  |  |  |  | 7.4241 | 7.4241 | 7.4241 | 7.4241 | 13.87 | 13.87 | 13.87 | 13.87
| Non-EU H2 Imports - High Band | R
| Non-EU H2 Imports - Low Band | R
| H2 Storage Injection | R |  |  |  |  | 6.7418 | 7.2725 | 7.0457 | 7.0703 | 8.6315 | 8.8593 | 7.5792 | 8.3017
| H2 Storage Withdrawal | R |  |  |  |  | 6.6744 | 7.2004 | 6.9753 | 6.9999 | 8.547 | 8.7757 | 7.5035 | 8.2211
| Max Hourly State of Charge [%] | R |  |  |  |  | 90.9125 | 92.8342 | 92.556 | 92.2812 | 93.128 | 99.6377 | 100 | 98.4807
Heat | Heat Production from H2 HHP [TWh Heat] | I
| Share of Heat from H2 Boilers [%] | R
| Heat Production from CH4 HHP [TWh Heat] | I |  |  |  |  | 8.3864 | 8.354 | 8.3864 | 8.3725 | 13.1612 | 13.1612 | 13.1612 | 13.1612
| Share of Heat from CH4 Boilers [%] | R |  |  |  |  | 50.657 | 40.314 | 45.5285 | 44.5171 | 24.602 | 34.6642 | 37.4888 | 33.7816
CO2 | CO2 Emissions Electricity Sector [Mt] | R |  |  |  |  | 6.1518 | 3.6386 | 4.3826 | 4.4873 | 0.74781 | 0.93626 | 1.2182 | 1.0114
| CO2 Emissions Hydrogen Sector [Mt] | R |  |  |  |  | 0.061991 | 0.061998 | 0.061998 | 0.061996 | 0.029622 | 0.02963 | 0.029628 | 0.029628
FLH [h]
Electricity | Wind Onshore | R |  |  |  |  | 2270.25 | 2769.25 | 2513.618 | 2565.1314 | 2554.9263 | 2343.8041 | 2039.5577 | 2264.33
| Wind Offshore Radial | R |  |  |  |  | 3908.788 | 4400.395 | 4070.484 | 4173.5387 | 4037.2184 | 3949.2358 | 3728.6165 | 3878.5846
| Wind Offshore Hub | R
| Solar PV | R |  |  |  |  | 1196.7345 | 1159.1645 | 1179.5775 | 1174.9176 | 1226.7429 | 1165.3928 | 1163.3264 | 1176.8362
| Solar CSP | R
| SRES Electricity | R
| Run of River | R |  |  |  |  | 3197.3106 | 3836.2832 | 3429.2943 | 3548.6235 | 2833.1656 | 3694.5863 | 3621.641 | 3493.124
| Pondage | R
| Reservoir | R |  |  |  |  | 1558.398 | 1799.54 | 1582.8869 | 1670.1704 | 1189.7391 | 1725.6351 | 1546.9446 | 1546.9797
| PS Turbine | R |  |  |  |  | 2300.1028 | 2044.4725 | 2360.2456 | 2210.0289 | 2337.7851 | 2264.0086 | 2161.3134 | 2237.6858
| Biofuel | R
| Other RES | R |  |  |  |  | 5067.1277 | 5065.3924 | 5067.1277 | 5066.3816 | 5049.8117 | 5059.4253 | 5060.9892 | 5058.1281
| Nuclear | R |  |  |  |  | 5480.5337 | 5450.5185 | 5423.9398 | 5448.9512 | 5167.5282 | 5189.8515 | 5303.9172 | 5231.0131
| Natural Gas | R |  |  |  |  | 1542.2968 | 761.5188 | 908.2099 | 997.3136 | 1317.3059 | 1514.869 | 2112.1288 | 1714.2603
| Crude Oil | R |  |  |  |  | 77.4331 | 36.5076 | 18.1144 | 40.26
| Coal | R
| Hydrogen GT | R
| Fuel Cell | R
| Other Non RES | R |  |  |  |  | 1985.8652 | 1423.9446 | 1758.7673 | 1669.2971 | 1076.547 | 1371.8758 | 1759.7662 | 1467.9662
| Adequacy Units | R
| Batteries | R | [8 empty] | 815.5484 | 826.7281 | 824.4362 | 823.5754
H2 | SMR (Blue) and Pyrolisis | R |  |  |  |  | 8759.0473 | 8759.9833 | 8760 | 8759.7642 | 8756.6081 | 8758.8638 | 8758.2957 | 8758.1854
| SMR (Grey) | R
| Electrolyzers E-Market (P2G) | R |  |  |  |  | 2952.7691 | 3563.1145 | 2956.5374 | 3216.4612 | 4097.1753 | 4109.119 | 3403.2612 | 3824.3871
| Electrolyzers DRES (P2G) | R
| Electrolyzers SRES (P2G) | R
| H2 Adequacy Units | R
| NH3 Terminals (Import) | R |  |  |  |  | 4380.219 | 4380.219 | 4380.219 | 4380.219 | 4008.6092 | 4269.4082 | 4248.4026 | 4208.8461
| Non-EU H2 Pipelines (Import) | R
| H2 Pipelines (Import) | R |  |  |  |  | 2163.4015 | 2522.2433 | 2520.9275 | 2435.687 | 1859.848 | 2105.8277 | 1846.6898 | 1952.9766
| H2 Pipelines (Export) | R |  |  |  |  | 1661.0112 | 2197.4885 | 1990.1346 | 2000.3071 | 2366.2279 | 2872.6626 | 2318.8463 | 2549.8491
| H2 to SNG | R |  |  |  |  | 7743.2011 | 7778.9036 | 8747.0541 | 8089.8247 | 5207.283 | 4402.526 | 4190.4402 | 4478.6431
| H2 to E-Liquids | R |  |  |  |  | 8760 | 8756.4034 | 8759.7488 | 8758.3706 | 7315.3841 | 6360.6572 | 5551.9734 | 6228.1291
Exchange [TWh]
Electricity | Imports | R |  |  |  |  | 86.1087 | 80.5987 | 90.0038 | 85.0248 | 85.0094 | 82.9726 | 83.3296 | 83.5228
| Exports | R |  |  |  |  | 103.828 | 114.7238 | 103.5656 | 108.4266 | 123.8087 | 129.0784 | 122.9887 | 125.5886
H2 | NH3 Imports | R |  |  |  |  | 7.4241 | 7.4241 | 7.4241 | 7.4241 | 14.0131 | 14.9248 | 14.8514 | 14.7131
| Non-EU Imports | R
| EU Imports | R |  |  |  |  | 37.6533 | 43.8988 | 43.8759 | 42.3923 | 44.3881 | 50.2588 | 44.0741 | 46.6108
| EU Exports | R |  |  |  |  | 29.883 | 39.5346 | 35.8042 | 35.9872 | 45.9961 | 55.8404 | 45.075 | 49.5654
E-Fuels | SNG Imports [TWh H2] | R |  |  |  |  | EU27 level specific | EU27 level specific | EU27 level specific | EU27 level specific | EU27 level specific | EU27 level specific | EU27 level specific | EU27 level specific
| E-Liquid Imports [TWh H2] | R |  |  |  |  | EU27 level specific | EU27 level specific | EU27 level specific | EU27 level specific | EU27 level specific | EU27 level specific | EU27 level specific | EU27 level specific
Consumption [TWh]
Electricity | Native Demand (Prosumer) | I |  |  |  |  | 28.2487 | 29.2812 | 30.545 | 29.4505 | 32.758 | 30.7804 | 30.6083 | 31.1071
| Fixed Load (Prosumer) | I |  |  |  |  | 0 | 0 | 0 | 0 | 0 | 0 | 0 | 0
| Charging Station Load (Prosumer) | R |  |  |  |  | 43.5664 | 43.3242 | 43.3274 | 43.3834 | 65.5141 | 65.2857 | 63.9034 | 64.7785
| Native Demand (E-Market) | I |  |  |  |  | 506.8784 | 506.6212 | 511.9926 | 508.4555 | 527.2343 | 523.1035 | 526.0674 | 525.1152
| Fixed Load (Emarket) | I |  |  |  |  | 0 | 0 | 0 | 0 | 0 | 0 | 0 | 0
| Charging Station Load (E-Market) | R |  |  |  |  | 17.7509 | 17.7369 | 17.7508 | 17.7448 | 25.6098 | 25.568 | 25.5052 | 25.5512
| PS Pump Load | R |  |  |  |  | 10.9943 | 9.4246 | 11.3953 | 10.4517 | 14.546 | 13.7784 | 13.1373 | 13.6755
| Electrolyzers E-Market (P2G) | R |  |  |  |  | 23.6222 | 28.5049 | 23.6523 | 25.7317 | 55.3119 | 55.4731 | 45.944 | 51.6292
| Electricity for H2 HHPs | R
| Electricity for CH4 HHPs | R |  |  |  |  | 1.3083 | 1.6095 | 1.4639 | 1.4892 | 3.2587 | 2.7687 | 2.6624 | 2.8242
H2 | H2 Demand | I |  |  |  |  | 21.6747 | 21.6747 | 21.6747 | 21.6747 | 30.9006 | 30.9006 | 30.9006 | 30.9006
| Shortage Quantity | R |  |  |  |  | 0 | 0 | 0 | 0 | 0 | 0 | 0 | 0
| H2 for Hydrogen GT | R
| H2 for HHP Boilers | R
| H2 to SNG | R |  |  |  |  | 2.4686 | 2.48 | 2.7886 | 2.5791 | 2.7165 | 2.2967 | 2.1861 | 2.3364
| H2 to E-Liquids | R |  |  |  |  | 9.9717 | 9.9677 | 9.9715 | 9.9699 | 19.3585 | 16.8321 | 14.6921 | 16.4814
Methane | CH4 for HHP Boilers | R |  |  |  |  | 4.5882 | 3.6373 | 4.1237 | 4.026 | 3.497 | 4.9272 | 5.3287 | 4.8018
CO2 | CO2 to E-Fuels [kt] | R |  |  |  |  | EU27 level specific | EU27 level specific | EU27 level specific | EU27 level specific | EU27 level specific | EU27 level specific | EU27 level specific | EU27 level specific
Fuels | E-Fuel Demand [TWh H2] | I |  |  |  |  | EU27 level specific | EU27 level specific | EU27 level specific | EU27 level specific | EU27 level specific | EU27 level specific | EU27 level specific | EU27 level specific
| E-Fuel Shortage [TWh H2] | R |  |  |  |  | EU27 level specific | EU27 level specific | EU27 level specific | EU27 level specific | EU27 level specific | EU27 level specific | EU27 level specific | EU27 level specific
Prices [€/MWh]
Electricity | 10%-Quan. | R |  |  |  |  | 16.2981 | 16.2981 | 16.2981 | 16.2981 | 16.2981 | 16.2981 | 16.2981 | 16.2981
| Load-Weighted Average | R |  |  |  |  | 114.9255 | 105.4296 | 100.814 | 106.1855 | 129.6536 | 195.4694 | 132.2464 | 157.0171
| 90%-Quan. | R |  |  |  |  | 179.9742 | 157.0255 | 156.7306 | 162.4358 | 213.6157 | 323.0717 | 221.5328 | 260.5649
H2 | 10%-Quan. | R |  |  |  |  | 96.4965 | 94.6147 | 95.3303 | 95.3025 | 74.0597 | 73.439 | 74.0849 | 73.8215
| Load-Weighted Average | R |  |  |  |  | 120.1956 | 117.5253 | 109.5994 | 115.5506 | 120.397 | 136.0411 | 130.4057 | 130.6581
| 90%-Quan. | R |  |  |  |  | 156.3946 | 156.7202 | 132.8562 | 148.7669 | 164.5637 | 196.4023 | 195.1913 | 189.5501
Import Share [%]
H2 | Share of Domestic Production (Supply %) | R |  |  |  |  | EU27 level specific | EU27 level specific | EU27 level specific | EU27 level specific | EU27 level specific | EU27 level specific | EU27 level specific | EU27 level specific
| Share of Non-EU Imports (Supply %) | R |  |  |  |  | EU27 level specific | EU27 level specific | EU27 level specific | EU27 level specific | EU27 level specific | EU27 level specific | EU27 level specific | EU27 level specific
Energy Balance [TWh]
Electricity + | Electricity Generation | R |  |  |  |  | 647.8331 | 668.7286 | 651.8199 | 658.1338 | 756.9607 | 756.4349 | 743.0751 | 751.1961
| DSR | R |  |  |  |  | 0.27535 | 0.13393 | 0.10023 | 0.15675 | 0.46378 | 1.081 | 0.47999 | 0.71716
| Net Imports | R |  |  |  |  | -17.7193 | -34.1251 | -13.5618 | -23.4018 | -38.7993 | -46.1057 | -39.6591 | -42.0658
| Electricity Shortage | R |  |  |  |  | 0 | 0.011312 | 0 | 0.0048641 | 0.15744 | 0.13943 | 0 | 0.087261
Electricity - | Electricity Demand (Native + Fixed) | I |  |  |  |  | 535.1272 | 535.9024 | 542.5376 | 537.9059 | 559.9923 | 553.884 | 556.6757 | 556.2223
| Pump Load | R |  |  |  |  | 10.9943 | 9.4246 | 11.3953 | 10.4517 | 14.546 | 13.7784 | 13.1373 | 13.6755
| Electrolyzer Load | R |  |  |  |  | 23.6222 | 28.5049 | 23.6523 | 25.7317 | 55.3119 | 55.4731 | 45.944 | 51.6292
| Heat Electrical Usage | R |  |  |  |  | 1.3083 | 1.6095 | 1.4639 | 1.4892 | 3.2587 | 2.7687 | 2.6624 | 2.8242
| Net Battery Load | R | [8 empty] | 0.21638 | 0.21935 | 0.21874 | 0.21851
| Net EV Load | R |  |  |  |  | 59.3372 | 59.3074 | 59.3093 | 59.3152 | 85.4575 | 85.426 | 85.2578 | 85.365
Electricity Balance |  | R |  |  |  |  | 5.457e-12 | 9.0949e-13 | -2.16e-12 | 9.8794e-13 | 2.5011e-12 | -6.9349e-12 | -6.0254e-12 | -4.6839e-12
H2 + | H2 Domestic Production | R |  |  |  |  | 18.988 | 22.4062 | 19.0094 | 20.4649 | 40.655 | 40.7698 | 34.0041 | 38.0405
| NH3 Imports | R |  |  |  |  | 7.4241 | 7.4241 | 7.4241 | 7.4241 | 14.0131 | 14.9248 | 14.8514 | 14.7131
| Non-EU Imports | R
| Net Imports | R |  |  |  |  | 7.7703 | 4.3642 | 8.0717 | 6.4051 | -1.608 | -5.5816 | -1.001 | -2.9546
| H2 Shortage | R |  |  |  |  | 0 | 0 | 0 | 0 | 0 | 0 | 0 | 0
H2 - | H2 Demand | I |  |  |  |  | 21.6747 | 21.6747 | 21.6747 | 21.6747 | 30.9006 | 30.9006 | 30.9006 | 30.9006
| H2 to Hydrogen GT | R
| H2 to Heat | R
| H2 to eFuels | R |  |  |  |  | 12.4403 | 12.4476 | 12.7601 | 12.549 | 22.0751 | 19.1288 | 16.8781 | 18.8178
| Net H2 Storage Load | R |  |  |  |  | 0.067418 | 0.072179 | 0.070457 | 0.070468 | 0.084498 | 0.083645 | 0.075792 | 0.080675
H2 Balance |  | R |  |  |  |  | -1.9043e-12 | -9.2228e-12 | 2.0819e-12 | -3.7358e-12 | -1.2641e-11 | -4.8814e-12 | 2.6148e-12 | -3.4348e-12
Note on C3: Input Value / Result

## GR
|  | I/R | 2030 |  |  |  | 2035 |  |  |  | 2040 |  |  |  | 2050
|  |  | CY1 | CY2 | CY3 | Weighted WS | WS032 | WS037 | WS059 | Weighted WS | WS065 | WS071 | WS077 | Weighted WS | CY1 | CY2 | CY3 | Weighted WS
Installed Capacity [GW]
Electricity | Wind Onshore | I |  |  |  |  | 9.5011 | 9.5011 | 9.5011 | 9.5011 | 11.0012 | 11.0012 | 11.0012 | 11.0012
| Wind Offshore Radial | I |  |  |  |  | 3.8975 | 3.8975 | 3.8975 | 3.8975 | 5.7833 | 5.7833 | 5.7833 | 5.7833
| Wind Offshore Hub | I
| Solar PV | I |  |  |  |  | 18.4534 | 18.4534 | 18.4534 | 18.4534 | 26.1849 | 26.1849 | 26.1849 | 26.1849
| Solar CSP | I
| SRES Electricity | I
| Run of River | I |  |  |  |  | 0.36713 | 0.36713 | 0.36713 | 0.36713 | 0.4046 | 0.4046 | 0.4046 | 0.4046
| Pondage | I |  |  |  |  | 0.0221 | 0.0221 | 0.0221 | 0.0221 | 0.0221 | 0.0221 | 0.0221 | 0.0221
| Reservoir | I |  |  |  |  | 3.1917 | 3.1917 | 3.1917 | 3.1917 | 3.3217 | 3.3217 | 3.3217 | 3.3217
| PS Turbine | I |  |  |  |  | 2.939 | 2.939 | 2.939 | 2.939 | 4.369 | 4.369 | 4.369 | 4.369
| PS Pump | I |  |  |  |  | 3.103 | 3.103 | 3.103 | 3.103 | 4.6045 | 4.6045 | 4.6045 | 4.6045
| Biofuel | I
| Other RES | I |  |  |  |  | 0.07879 | 0.07879 | 0.07879 | 0.07879 | 0.07879 | 0.07879 | 0.07879 | 0.07879
| Nuclear | I
| Natural Gas | I |  |  |  |  | 6.1443 | 6.1443 | 6.1443 | 6.1443 | 5.3122 | 5.3122 | 5.3122 | 5.3122
| Crude Oil | I |  |  |  |  | 0.14354 | 0.14354 | 0.14354 | 0.14354
| Coal | I
| Hydrogen GT | I
| Fuel Cell | I
| Other Non RES | I |  |  |  |  | 0.20295 | 0.20295 | 0.20295 | 0.20295 | 0.20295 | 0.20295 | 0.20295 | 0.20295
| Adequacy Units | I
| Batteries | I |  |  |  |  | 6.85 | 6.85 | 6.85 | 6.85 | 8.725 | 8.725 | 8.725 | 8.725
| Batteries [GWh] | I |  |  |  |  | 17.469 | 17.469 | 17.469 | 17.469 | 22.419 | 22.419 | 22.419 | 22.419
H2 | SMR (Blue) and Pyrolisis | I
| SMR (Grey) | I
| Electrolyzers E-Market (P2G) [GW Elec] | I |  |  |  |  | 0.63765 | 0.63765 | 0.63765 | 0.63765 | 1.0992 | 1.0992 | 1.0992 | 1.0992
| Electrolyzers DRES (P2G) [GW Elec] | I |  |  |  |  | 1.255 | 1.255 | 1.255 | 1.255 | 3 | 3 | 3 | 3
| Electrolyzers SRES (P2G) [GW Elec] | I
| H2 Adequacy Units | I
| NH3 Imports - High Band | I | [8 empty] | 0.8805 | 0.8805 | 0.8805 | 0.8805
| NH3 Imports - Low Band | I | [8 empty] | 0.8805 | 0.8805 | 0.8805 | 0.8805
| NH3 Terminal Capacity | I | [8 empty] | 1.7654 | 1.7654 | 1.7654 | 1.7654
| Non-EU H2 Imports - High Band | I
| Non-EU H2 Imports - Low Band | I
| Non-EU H2 Pipeline Capacity | I | [8 empty] | 4.2373 | 4.2373 | 4.2373 | 4.2373
| EU Cross-Border Pipeline Capacity (Import) | I |  |  |  |  | 2.8249 | 2.8249 | 2.8249 | 2.8249 | 4.2361 | 4.2361 | 4.2361 | 4.2361
| EU Cross-Border Pipeline Capacity (Export) | I |  |  |  |  | 2.8249 | 2.8249 | 2.8249 | 2.8249 | 9.3753 | 9.3753 | 9.3753 | 9.3753
| H2 Storage Injection Capacity | I |  |  |  |  | 0 | 0 | 0 | 0 | 0 | 0 | 0 | 0
| H2 Storage Withdrawal Capacity [GW] | I
| H2 Storage WGV [TWh] | I
| SNG Capacity (from H2) | I |  |  |  |  | 0.043474 | 0.043474 | 0.043474 | 0.043474 | 0.086947 | 0.086947 | 0.086947 | 0.086947
| E-Liquids Capacity (from H2) | I |  |  |  |  | 0.20246 | 0.20246 | 0.20246 | 0.20246 | 0.33663 | 0.33663 | 0.33663 | 0.33663
Generation [TWh]
Electricity | Wind Onshore | R |  |  |  |  | 18.0273 | 19.3771 | 20.6365 | 19.4687 | 20.9112 | 20.7335 | 18.7834 | 19.989
| Wind Offshore Radial | R |  |  |  |  | 11.1811 | 11.5974 | 11.7357 | 11.5431 | 17.5968 | 17.4854 | 17.2438 | 17.411
| Wind Offshore Hub | R
| Solar PV | R |  |  |  |  | 27.4191 | 26.4188 | 27.1856 | 26.9119 | 36.6431 | 36.5643 | 35.6885 | 36.2297
| Solar CSP | R
| SRES Electricity | R
| Run of River | R |  |  |  |  | 0.33736 | 0.38223 | 0.35435 | 0.36226 | 0.42525 | 0.43955 | 0.43635 | 0.43541
| Pondage | R |  |  |  |  | 0.047323 | 0.065091 | 0.053314 | 0.05694 | 0.063038 | 0.058039 | 0.063952 | 0.061404
| Reservoir | R |  |  |  |  | 2.8425 | 4.7299 | 4.2451 | 4.1169 | 5.4454 | 5.1084 | 5.0612 | 5.1569
| PS Turbine | R |  |  |  |  | 4.9032 | 5.1726 | 4.9259 | 5.0265 | 6.4789 | 7.5454 | 6.2258 | 6.8042
| Biofuel | R
| Other RES | R |  |  |  |  | 0.47067 | 0.47246 | 0.47203 | 0.47189 | 0.46816 | 0.46974 | 0.47407 | 0.47116
| Nuclear | R
| Natural Gas | R |  |  |  |  | 17.5517 | 3.2748 | 8.6739 | 8.483 | 8.4235 | 4.9483 | 10.6123 | 7.9089
| Crude Oil | R |  |  |  |  | 0 | 0 | 0 | 0
| Coal | R
| Hydrogen GT | R
| Fuel Cell | R
| Other Non RES | R |  |  |  |  | 0.9121 | 0.74602 | 0.91771 | 0.84254 | 0.88016 | 0.7042 | 0.87934 | 0.80945
| Adequacy Units | R
| ENS | R |  |  |  |  | 0 | 0 | 0 | 0 | 6.0759e-05 | 0.0009171 | 0.0018045 | 0.0011008
| RES Curtailment | R |  |  |  |  | 1.2292 | 0.9254 | 0.99601 | 1.0216 | 2.3425 | 1.8627 | 1.1793 | 1.6853
Electricity - Flexibility | Batteries Charging | R |  |  |  |  | 5.2664 | 5.5833 | 5.4045 | 5.4482 | 6.823 | 7.0699 | 6.6066 | 6.8352
| Batteries Discharging | R |  |  |  |  | 4.8451 | 5.1367 | 4.9721 | 5.0124 | 6.2772 | 6.5043 | 6.078 | 6.2884
| EV Discharging (Prosumer) | R |  |  |  |  | 0.16803 | 0.18356 | 0.19037 | 0.18208 | 0.19075 | 0.11791 | 0.070659 | 0.11358
| EV Discharging (E-Market) | R |  |  |  |  | 0.015601 | 0.010952 | 0.018555 | 0.014577 | 0.023654 | 0.010858 | 0.0053222 | 0.011203
| DSR | R |  |  |  |  | 0 | 0 | 0 | 0 | 0 | 0.0045 | 0 | 0.0018
H2 | SMR (Blue) and Pyrolisis | R
| SMR (Grey) | R
| Electrolyzers E-Market (P2G) | R |  |  |  |  | 1.3694 | 1.2865 | 0.97869 | 1.2048 | 3.0053 | 3.9177 | 3.2731 | 3.4774
| Electrolyzers DRES (P2G) | R |  |  |  |  | 3.001 | 3.132 | 3.2477 | 3.1387 | 7.9813 | 7.8803 | 7.3538 | 7.6899
| Electrolyzers SRES (P2G) | R
| H2 Adequacy Units | R
| NH3 Imports - High Band | R | [8 empty] | 0.72379 | 1.3208 | 1.517 | 1.2799
| NH3 Imports - Low Band | R | [8 empty] | 7.7132 | 7.7132 | 7.7132 | 7.7132
| Non-EU H2 Imports - High Band | R
| Non-EU H2 Imports - Low Band | R
| H2 Storage Injection | R
| H2 Storage Withdrawal | R
| Max Hourly State of Charge [%] | R
Heat | Heat Production from H2 HHP [TWh Heat] | I
| Share of Heat from H2 Boilers [%] | R
| Heat Production from CH4 HHP [TWh Heat] | I |  |  |  |  | 0.036543 | 0.036375 | 0.036543 | 0.036471 | 0 | 0 | 0 | 0
| Share of Heat from CH4 Boilers [%] | R |  |  |  |  | 5.8663 | 0.26034 | 1.3784 | 1.9747
CO2 | CO2 Emissions Electricity Sector [Mt] | R |  |  |  |  | 5.5482 | 1.2872 | 2.9314 | 2.8525 | 2.4028 | 1.4852 | 2.9448 | 2.2526
| CO2 Emissions Hydrogen Sector [Mt] | R |  |  |  |  | 0 | 0 | 0 | 0 | 0 | 0 | 0 | 0
FLH [h]
Electricity | Wind Onshore | R |  |  |  |  | 1897.3902 | 2039.4562 | 2172.0087 | 2049.1027 | 1900.8119 | 1884.6586 | 1707.3915 | 1816.9824
| Wind Offshore Radial | R |  |  |  |  | 2868.8002 | 2975.6041 | 3011.0841 | 2961.6795 | 3042.6974 | 3023.4288 | 2981.648 | 3010.5702
| Wind Offshore Hub | R
| Solar PV | R |  |  |  |  | 1485.8559 | 1431.6507 | 1473.2003 | 1458.3713 | 1399.3972 | 1396.3897 | 1362.942 | 1383.6121
| Solar CSP | R
| SRES Electricity | R
| Run of River | R |  |  |  |  | 918.9235 | 1041.1319 | 965.1855 | 986.7396 | 1051.0382 | 1086.3702 | 1078.4776 | 1076.1468
| Pondage | R |  |  |  |  | 2141.3104 | 2945.2995 | 2412.4127 | 2576.4895 | 2852.3837 | 2626.2081 | 2893.7701 | 2778.4681
| Reservoir | R |  |  |  |  | 890.5871 | 1481.9407 | 1330.0351 | 1289.887 | 1639.3484 | 1537.8823 | 1523.6752 | 1552.4927
| PS Turbine | R |  |  |  |  | 1668.3096 | 1759.9789 | 1676.0619 | 1710.2856 | 1482.9294 | 1727.0236 | 1424.9923 | 1557.3922
| Biofuel | R
| Other RES | R |  |  |  |  | 5973.7437 | 5996.395 | 5991.036 | 5989.1902 | 5941.8257 | 5961.974 | 6016.9165 | 5979.9213
| Nuclear | R
| Natural Gas | R |  |  |  |  | 2856.5825 | 532.9813 | 1411.7028 | 1380.6236 | 1585.6923 | 931.4975 | 1997.7221 | 1488.8263
| Crude Oil | R |  |  |  |  | 0 | 0 | 0 | 0
| Coal | R
| Hydrogen GT | R
| Fuel Cell | R
| Other Non RES | R |  |  |  |  | 4494.2183 | 3675.8823 | 4521.863 | 4151.4566 | 4336.8074 | 3469.8106 | 4332.7994 | 3988.4054
| Adequacy Units | R
| Batteries | R |  |  |  |  | 707.3095 | 749.877 | 725.8604 | 731.7353 | 719.4453 | 745.4776 | 696.6236 | 720.7295
H2 | SMR (Blue) and Pyrolisis | R
| SMR (Grey) | R
| Electrolyzers E-Market (P2G) | R |  |  |  |  | 3068.0423 | 2882.1769 | 2192.6362 | 2699.2362 | 3850.7817 | 5019.8702 | 4193.973 | 4455.6936
| Electrolyzers DRES (P2G) | R |  |  |  |  | 3416.0578 | 3565.1299 | 3696.8255 | 3572.8122 | 3747.1033 | 3699.6937 | 3452.4708 | 3610.2864
| Electrolyzers SRES (P2G) | R
| H2 Adequacy Units | R
| NH3 Terminals (Import) | R | [8 empty] | 4779.0252 | 5117.2082 | 5228.319 | 5094.0159
| Non-EU H2 Pipelines (Import) | R | [8 empty] | 0 | 0 | 0 | 0
| H2 Pipelines (Import) | R |  |  |  |  | 14.3844 | 31.5492 | 13.4413 | 21.454 | 32.2262 | 39.4446 | 34.3713 | 35.9716
| H2 Pipelines (Export) | R |  |  |  |  | 975.2446 | 779.9337 | 905.5932 | 868.276 | 1676.984 | 1795.5588 | 1721.5465 | 1742.2389
| H2 to SNG | R |  |  |  |  | 3545.6193 | 5392.3764 | 3588.5921 | 4353.9059 | 2283.4495 | 3012.4906 | 2608.785 | 2705.2001
| H2 to E-Liquids | R |  |  |  |  | 3980.7832 | 6785.9498 | 4218.5401 | 5265.4646 | 3179.5574 | 3916.6296 | 3094.5099 | 3440.3673
Exchange [TWh]
Electricity | Imports | R |  |  |  |  | 8.696 | 13.9772 | 10.6085 | 11.598 | 14.3145 | 15.7057 | 13.8657 | 14.6915
| Exports | R |  |  |  |  | 16.5995 | 12.8684 | 15.2335 | 14.5443 | 14.4889 | 14.0406 | 14.0548 | 14.1359
H2 | NH3 Imports | R | [8 empty] | 8.437 | 9.034 | 9.2302 | 8.9931
| Non-EU Imports | R | [8 empty] | 0 | 0 | 0 | 0
| EU Imports | R |  |  |  |  | 0.040634 | 0.089122 | 0.03797 | 0.060605 | 0.13651 | 0.16709 | 0.1456 | 0.15238
| EU Exports | R |  |  |  |  | 2.7549 | 2.2032 | 2.5582 | 2.4528 | 15.7222 | 16.8339 | 16.14 | 16.334
E-Fuels | SNG Imports [TWh H2] | R |  |  |  |  | EU27 level specific | EU27 level specific | EU27 level specific | EU27 level specific | EU27 level specific | EU27 level specific | EU27 level specific | EU27 level specific
| E-Liquid Imports [TWh H2] | R |  |  |  |  | EU27 level specific | EU27 level specific | EU27 level specific | EU27 level specific | EU27 level specific | EU27 level specific | EU27 level specific | EU27 level specific
Consumption [TWh]
Electricity | Native Demand (Prosumer) | I |  |  |  |  | 7.4156 | 5.8683 | 6.7022 | 6.5148 | 12.7741 | 11.0021 | 12.0274 | 11.7666
| Fixed Load (Prosumer) | I |  |  |  |  | 0 | 0 | 0 | 0 | 0 | 0 | 0 | 0
| Charging Station Load (Prosumer) | R |  |  |  |  | 3.8653 | 3.8829 | 3.8906 | 3.8812 | 7.156 | 7.0736 | 7.0201 | 7.0687
| Native Demand (E-Market) | I |  |  |  |  | 57.9195 | 56.9915 | 57.997 | 57.546 | 65.033 | 62.779 | 63.8854 | 63.6723
| Fixed Load (Emarket) | I |  |  |  |  | -3.2231 | -3.2231 | -3.2231 | -3.2231 | -3.2231 | -3.2231 | -3.2231 | -3.2231
| Charging Station Load (E-Market) | R |  |  |  |  | 1.5927 | 1.5875 | 1.5961 | 1.5916 | 3.0011 | 2.9866 | 2.9804 | 2.987
| PS Pump Load | R |  |  |  |  | 6.0134 | 6.1364 | 5.9789 | 6.0549 | 7.8557 | 9.1544 | 7.5286 | 8.2443
| Electrolyzers E-Market (P2G) | R |  |  |  |  | 1.9563 | 1.8378 | 1.3981 | 1.7212 | 4.2328 | 5.5179 | 4.6101 | 4.8977
| Electricity for H2 HHPs | R
| Electricity for CH4 HHPs | R |  |  |  |  | 0.01139 | 0.011867 | 0.011806 | 0.011732 | 0 | 0 | 0 | 0
H2 | H2 Demand | I |  |  |  |  | 0.69607 | 0.69607 | 0.69607 | 0.69607 | 2.57 | 2.5888 | 2.5952 | 2.5876
| Shortage Quantity | R |  |  |  |  | 0 | 0 | 0 | 0 | 0.0010035 | 0.0039427 | 0.0010688 | 0.0022053
| H2 for Hydrogen GT | R
| H2 for HHP Boilers | R
| H2 to SNG | R |  |  |  |  | 0.15414 | 0.23443 | 0.15601 | 0.18928 | 0.19854 | 0.26193 | 0.22683 | 0.23521
| H2 to E-Liquids | R |  |  |  |  | 0.80594 | 1.3739 | 0.85407 | 1.066 | 1.0703 | 1.3185 | 1.0417 | 1.1581
Methane | CH4 for HHP Boilers | R |  |  |  |  | 0.0023152 | 0.00010228 | 0.00054401 | 0.00077915 | 0 | 0 | 0 | 0
CO2 | CO2 to E-Fuels [kt] | R |  |  |  |  | EU27 level specific | EU27 level specific | EU27 level specific | EU27 level specific | EU27 level specific | EU27 level specific | EU27 level specific | EU27 level specific
Fuels | E-Fuel Demand [TWh H2] | I |  |  |  |  | EU27 level specific | EU27 level specific | EU27 level specific | EU27 level specific | EU27 level specific | EU27 level specific | EU27 level specific | EU27 level specific
| E-Fuel Shortage [TWh H2] | R |  |  |  |  | EU27 level specific | EU27 level specific | EU27 level specific | EU27 level specific | EU27 level specific | EU27 level specific | EU27 level specific | EU27 level specific
Prices [€/MWh]
Electricity | 10%-Quan. | R |  |  |  |  | 11.3896 | 9.6664 | 8.9828 | 9.8544 | 10.9483 | 15.1162 | 24.0881 | 17.8714
| Load-Weighted Average | R |  |  |  |  | 105.4722 | 91.4443 | 100.4352 | 97.778 | 126.4774 | 115.6524 | 131.2269 | 124.0472
| 90%-Quan. | R |  |  |  |  | 154.3912 | 144.1706 | 146.1026 | 147.2611 | 180.5431 | 175.8491 | 181.8807 | 179.2005
H2 | 10%-Quan. | R |  |  |  |  | 12.3159 | 0.51857 | 12.268 | 7.2272 | 98.7229 | 96.9302 | 99.68 | 98.3887
| Load-Weighted Average | R |  |  |  |  | 145.7647 | 125.5129 | 139.3978 | 134.9553 | 294.2862 | 725.6172 | 440.3321 | 525.237
| 90%-Quan. | R |  |  |  |  | 195.8425 | 183.0529 | 186.0162 | 187.1003 | 233.2774 | 2999.98 | 278.55 | 1358.0675
Import Share [%]
H2 | Share of Domestic Production (Supply %) | R |  |  |  |  | EU27 level specific | EU27 level specific | EU27 level specific | EU27 level specific | EU27 level specific | EU27 level specific | EU27 level specific | EU27 level specific
| Share of Non-EU Imports (Supply %) | R |  |  |  |  | EU27 level specific | EU27 level specific | EU27 level specific | EU27 level specific | EU27 level specific | EU27 level specific | EU27 level specific | EU27 level specific
Energy Balance [TWh]
Electricity + | Electricity Generation | R |  |  |  |  | 83.6924 | 72.2364 | 79.2001 | 77.2838 | 97.3356 | 94.0568 | 95.4686 | 95.2773
| DSR | R |  |  |  |  | 0 | 0 | 0 | 0 | 0 | 0.0045 | 0 | 0.0018
| Net Imports | R |  |  |  |  | -7.9035 | 1.1088 | -4.625 | -2.9463 | -0.17445 | 1.6651 | -0.18904 | 0.55552
| Electricity Shortage | R |  |  |  |  | 0 | 0 | 0 | 0 | 6.0759e-05 | 0.0009171 | 0.0018045 | 0.0011008
Electricity - | Electricity Demand (Native + Fixed) | I |  |  |  |  | 62.112 | 59.6366 | 61.4761 | 60.8378 | 74.5841 | 70.558 | 72.6897 | 72.2159
| Pump Load | R |  |  |  |  | 6.0134 | 6.1364 | 5.9789 | 6.0549 | 7.8557 | 9.1544 | 7.5286 | 8.2443
| Electrolyzer Load | R |  |  |  |  | 1.9563 | 1.8378 | 1.3981 | 1.7212 | 4.2328 | 5.5179 | 4.6101 | 4.8977
| Heat Electrical Usage | R |  |  |  |  | 0.01139 | 0.011867 | 0.011806 | 0.011732 | 0 | 0 | 0 | 0
| Net Battery Load | R |  |  |  |  | 0.42131 | 0.44667 | 0.43236 | 0.43586 | 0.54584 | 0.56559 | 0.52853 | 0.54681
| Net EV Load | R |  |  |  |  | 5.2744 | 5.2758 | 5.2777 | 5.2761 | 9.9427 | 9.9314 | 9.9245 | 9.9309
Electricity Balance |  | R |  |  |  |  | 4.4764e-12 | -1.0417e-11 | -1.5987e-11 | -8.6806e-12 | 8.5265e-12 | -6.1249e-12 | -4.2817e-11 | -1.7872e-11
H2 + | H2 Domestic Production | R |  |  |  |  | 4.3704 | 4.4184 | 4.2264 | 4.3435 | 10.9866 | 11.7981 | 10.6269 | 11.1673
| NH3 Imports | R | [8 empty] | 8.437 | 9.034 | 9.2302 | 8.9931
| Non-EU Imports | R | [8 empty] | 0 | 0 | 0 | 0
| Net Imports | R |  |  |  |  | -2.7143 | -2.1141 | -2.5202 | -2.3922 | -15.5857 | -16.6668 | -15.9944 | -16.1816
| H2 Shortage | R |  |  |  |  | 0 | 0 | 0 | 0 | 0.0010035 | 0.0039427 | 0.0010688 | 0.0022053
H2 - | H2 Demand | I |  |  |  |  | 0.69607 | 0.69607 | 0.69607 | 0.69607 | 2.57 | 2.5888 | 2.5952 | 2.5876
| H2 to Hydrogen GT | R
| H2 to Heat | R
| H2 to eFuels | R |  |  |  |  | 0.96008 | 1.6083 | 1.0101 | 1.2553 | 1.2689 | 1.5804 | 1.2685 | 1.3934
| Net H2 Storage Load | R
H2 Balance |  | R |  |  |  |  | -2.6201e-12 | -2.4092e-12 | -2.7998e-12 | -2.5887e-12 | 1.9829e-11 | 1.0218e-11 | 1.3306e-11 | 1.3376e-11
Note on C3: Input Value / Result

## HR
|  | I/R | 2030 |  |  |  | 2035 |  |  |  | 2040 |  |  |  | 2050
|  |  | CY1 | CY2 | CY3 | Weighted WS | WS032 | WS037 | WS059 | Weighted WS | WS065 | WS071 | WS077 | Weighted WS | CY1 | CY2 | CY3 | Weighted WS
Installed Capacity [GW]
Electricity | Wind Onshore | I |  |  |  |  | 0.8271 | 0.8271 | 0.8271 | 0.8271 | 0.8271 | 0.8271 | 0.8271 | 0.8271
| Wind Offshore Radial | I |  |  |  |  | 0.51 | 0.51 | 0.51 | 0.51 | 0.51 | 0.51 | 0.51 | 0.51
| Wind Offshore Hub | I
| Solar PV | I |  |  |  |  | 1.0932 | 1.0932 | 1.0932 | 1.0932 | 1.0932 | 1.0932 | 1.0932 | 1.0932
| Solar CSP | I
| SRES Electricity | I |  |  |  |  | 1.2896 | 1.2896 | 1.2896 | 1.2896 | 3.0696 | 3.0696 | 3.0696 | 3.0696
| Run of River | I |  |  |  |  | 0.06488 | 0.06488 | 0.06488 | 0.06488 | 0.06488 | 0.06488 | 0.06488 | 0.06488
| Pondage | I |  |  |  |  | 0.31334 | 0.31334 | 0.31334 | 0.31334 | 0.31334 | 0.31334 | 0.31334 | 0.31334
| Reservoir | I |  |  |  |  | 1.4233 | 1.4233 | 1.4233 | 1.4233 | 1.9593 | 1.9593 | 1.9593 | 1.9593
| PS Turbine | I |  |  |  |  | 0.2815 | 0.2815 | 0.2815 | 0.2815 | 0.2815 | 0.2815 | 0.2815 | 0.2815
| PS Pump | I |  |  |  |  | 0.2477 | 0.2477 | 0.2477 | 0.2477 | 0.2477 | 0.2477 | 0.2477 | 0.2477
| Biofuel | I
| Other RES | I |  |  |  |  | 0.4043 | 0.4043 | 0.4043 | 0.4043 | 0.4043 | 0.4043 | 0.4043 | 0.4043
| Nuclear | I
| Natural Gas | I |  |  |  |  | 0.583 | 0.583 | 0.583 | 0.583 | 0.465 | 0.465 | 0.465 | 0.465
| Crude Oil | I
| Coal | I
| Hydrogen GT | I
| Fuel Cell | I
| Other Non RES | I
| Adequacy Units | I
| Batteries | I |  |  |  |  | 0.066 | 0.066 | 0.066 | 0.066 | 0.066 | 0.066 | 0.066 | 0.066
| Batteries [GWh] | I |  |  |  |  | 0.066 | 0.066 | 0.066 | 0.066 | 0.066 | 0.066 | 0.066 | 0.066
H2 | SMR (Blue) and Pyrolisis | I
| SMR (Grey) | I
| Electrolyzers E-Market (P2G) [GW Elec] | I |  |  |  |  | 1.462 | 1.462 | 1.462 | 1.462 | 2.3775 | 2.3775 | 2.3775 | 2.3775
| Electrolyzers DRES (P2G) [GW Elec] | I
| Electrolyzers SRES (P2G) [GW Elec] | I |  |  |  |  | 0.035 | 0.035 | 0.035 | 0.035 | 0.035 | 0.035 | 0.035 | 0.035
| H2 Adequacy Units | I
| NH3 Imports - High Band | I
| NH3 Imports - Low Band | I
| NH3 Terminal Capacity | I
| Non-EU H2 Imports - High Band | I
| Non-EU H2 Imports - Low Band | I
| Non-EU H2 Pipeline Capacity | I
| EU Cross-Border Pipeline Capacity (Import) | I |  |  |  |  | 4.0607 | 4.0607 | 4.0607 | 4.0607 | 6.1794 | 6.1794 | 6.1794 | 6.1794
| EU Cross-Border Pipeline Capacity (Export) | I |  |  |  |  | 4.0607 | 4.0607 | 4.0607 | 4.0607 | 6.1794 | 6.1794 | 6.1794 | 6.1794
| H2 Storage Injection Capacity | I |  |  |  |  | 0 | 0 | 0 | 0 | 0 | 0 | 0 | 0
| H2 Storage Withdrawal Capacity [GW] | I
| H2 Storage WGV [TWh] | I
| SNG Capacity (from H2) | I
| E-Liquids Capacity (from H2) | I
Generation [TWh]
Electricity | Wind Onshore | R |  |  |  |  | 1.8981 | 2.446 | 2.1603 | 2.2202 | 2.1333 | 2.2509 | 2.1483 | 2.1863
| Wind Offshore Radial | R |  |  |  |  | 1.0266 | 1.3908 | 1.1891 | 1.2368 | 1.0572 | 1.2267 | 1.119 | 1.1497
| Wind Offshore Hub | R
| Solar PV | R |  |  |  |  | 1.2949 | 1.198 | 1.3223 | 1.2623 | 1.2706 | 1.2215 | 1.2442 | 1.2404
| Solar CSP | R
| SRES Electricity | R |  |  |  |  | 2.5695 | 3.3387 | 2.942 | 3.0232 | 7.1366 | 7.6823 | 7.2581 | 7.4035
| Run of River | R |  |  |  |  | 0.23218 | 0.32028 | 0.27729 | 0.28495 | 0.25215 | 0.28924 | 0.25657 | 0.26875
| Pondage | R |  |  |  |  | 1.495 | 1.8449 | 1.6896 | 1.7097 | 1.5238 | 1.7559 | 1.5979 | 1.6463
| Reservoir | R |  |  |  |  | 2.9078 | 5.4819 | 4.3569 | 4.4928 | 4.3718 | 7.6932 | 4.4314 | 5.7242
| PS Turbine | R |  |  |  |  | 0.98787 | 1.1176 | 1.0728 | 1.0717 | 1.002 | 1.0721 | 1.0027 | 1.0303
| Biofuel | R
| Other RES | R |  |  |  |  | 3.541 | 3.5415 | 3.5417 | 3.5414 | 3.5417 | 3.5417 | 3.5417 | 3.5417
| Nuclear | R
| Natural Gas | R |  |  |  |  | 1.3569 | 0.20798 | 0.18699 | 0.4768 | 0.28114 | 0.38202 | 0.40641 | 0.3716
| Crude Oil | R
| Coal | R
| Hydrogen GT | R
| Fuel Cell | R
| Other Non RES | R
| Adequacy Units | R
| ENS | R |  |  |  |  | 0 | 0 | 0 | 0 | 0 | 0 | 0 | 0
| RES Curtailment | R |  |  |  |  | 0.011143 | 0.010749 | 0.00017441 | 0.0073541 | 0.00021508 | 0.00080523 | 0.0010168 | 0.00077182
Electricity - Flexibility | Batteries Charging | R |  |  |  |  | 0.022345 | 0.02392 | 0.020167 | 0.022304 | 0.021521 | 0.023397 | 0.020794 | 0.021981
| Batteries Discharging | R |  |  |  |  | 0.020558 | 0.022007 | 0.018553 | 0.020519 | 0.0198 | 0.021525 | 0.01913 | 0.020222
| EV Discharging (Prosumer) | R |  |  |  |  | 0.030079 | 0.028837 | 0.028122 | 0.028899 | 0.043866 | 0.045787 | 0.037609 | 0.042131
| EV Discharging (E-Market) | R |  |  |  |  | 0.00069225 | 0.00046451 | 0.00069225 | 0.00059432 | 0.0015956 | 0.0011671 | 0.00033195 | 0.00091873
| DSR | R |  |  |  |  | 0 | 0 | 0 | 0 | 0 | 0 | 0 | 0
H2 | SMR (Blue) and Pyrolisis | R
| SMR (Grey) | R
| Electrolyzers E-Market (P2G) | R |  |  |  |  | 3.1097 | 3.2114 | 3.058 | 3.1364 | 2.1045 | 4.904 | 2.6559 | 3.4448
| Electrolyzers DRES (P2G) | R
| Electrolyzers SRES (P2G) | R |  |  |  |  | 0.20304 | 0.20514 | 0.20675 | 0.20517 | 0.21488 | 0.21572 | 0.21541 | 0.21543
| H2 Adequacy Units | R
| NH3 Imports - High Band | R
| NH3 Imports - Low Band | R
| Non-EU H2 Imports - High Band | R
| Non-EU H2 Imports - Low Band | R
| H2 Storage Injection | R
| H2 Storage Withdrawal | R
| Max Hourly State of Charge [%] | R
Heat | Heat Production from H2 HHP [TWh Heat] | I |  |  |  |  | 0.67153 | 0.66933 | 0.67153 | 0.67058 | 1.5568 | 1.5568 | 1.5568 | 1.5568
| Share of Heat from H2 Boilers [%] | R |  |  |  |  | 2.0533 | 1.7357 | 2.0461 | 1.9144 | 0.01679 | 0 | 0.012923 | 0.008527
| Heat Production from CH4 HHP [TWh Heat] | I |  |  |  |  | 2.8065 | 2.7954 | 2.8065 | 2.8017 | 2.4357 | 2.4357 | 2.4357 | 2.4357
| Share of Heat from CH4 Boilers [%] | R |  |  |  |  | 19.2374 | 6.8194 | 4.8369 | 9.1455 | 4.2756 | 8.0624 | 1.3871 | 4.6349
CO2 | CO2 Emissions Electricity Sector [Mt] | R |  |  |  |  | 0.40807 | 0.062546 | 0.056235 | 0.14339 | 0.071617 | 0.097314 | 0.10353 | 0.094659
| CO2 Emissions Hydrogen Sector [Mt] | R |  |  |  |  | 0 | 0 | 0 | 0 | 0 | 0 | 0 | 0
FLH [h]
Electricity | Wind Onshore | R |  |  |  |  | 2294.8861 | 2957.3575 | 2611.868 | 2684.3528 | 2579.292 | 2721.393 | 2597.421 | 2643.384
| Wind Offshore Radial | R |  |  |  |  | 2012.9474 | 2727.0042 | 2331.564 | 2425.1353 | 2072.851 | 2405.226 | 2194.173 | 2254.3298
| Wind Offshore Hub | R
| Solar PV | R |  |  |  |  | 1184.5006 | 1095.8915 | 1209.5875 | 1154.6773 | 1162.2703 | 1117.3234 | 1138.1059 | 1134.6258
| Solar CSP | R
| SRES Electricity | R |  |  |  |  | 1992.5077 | 2588.9983 | 2281.3879 | 2344.3291 | 2324.9394 | 2502.7184 | 2364.5259 | 2411.8856
| Run of River | R |  |  |  |  | 3578.6789 | 4936.4872 | 4273.8903 | 4391.9562 | 3886.4094 | 4458.0962 | 3954.5031 | 4142.3216
| Pondage | R |  |  |  |  | 4771.1638 | 5887.766 | 5392.3207 | 5456.2845 | 4863.0622 | 5603.7396 | 5099.4899 | 5253.9042
| Reservoir | R |  |  |  |  | 2042.9922 | 3851.5451 | 3061.1241 | 3156.6535 | 2231.3156 | 3926.499 | 2261.7546 | 2921.5646
| PS Turbine | R |  |  |  |  | 3509.3111 | 3970.0049 | 3811.0016 | 3806.9673 | 3559.5455 | 3808.5466 | 3561.8935 | 3660.0851
| Biofuel | R
| Other RES | R |  |  |  |  | 8758.2596 | 8759.634 | 8760 | 8759.4249 | 8760 | 8760 | 8760 | 8760
| Nuclear | R
| Natural Gas | R |  |  |  |  | 2327.4823 | 356.7411 | 320.7456 | 817.8405 | 604.6088 | 821.55 | 873.992 | 799.1385
| Crude Oil | R
| Coal | R
| Hydrogen GT | R
| Fuel Cell | R
| Other Non RES | R
| Adequacy Units | R
| Batteries | R |  |  |  |  | 311.4813 | 333.4364 | 281.1098 | 310.8994 | 299.9958 | 326.1419 | 289.8546 | 306.3978
H2 | SMR (Blue) and Pyrolisis | R
| SMR (Grey) | R
| Electrolyzers E-Market (P2G) | R |  |  |  |  | 3038.5696 | 3138.003 | 2988.1055 | 3064.6728 | 1246.7266 | 2905.1612 | 1573.3656 | 2040.756
| Electrolyzers DRES (P2G) | R
| Electrolyzers SRES (P2G) | R |  |  |  |  | 8287.476 | 8373.022 | 8438.6411 | 8374.1452 | 8647.141 | 8680.8289 | 8668.2369 | 8669.0545
| H2 Adequacy Units | R
| NH3 Terminals (Import) | R
| Non-EU H2 Pipelines (Import) | R
| H2 Pipelines (Import) | R |  |  |  |  | 0 | 0 | 0 | 0 | 612.4542 | 472.4754 | 621.0708 | 559.9093
| H2 Pipelines (Export) | R |  |  |  |  | 0 | 0 | 0 | 0 | 211.0899 | 437.3639 | 254.8987 | 319.123
| H2 to SNG | R
| H2 to E-Liquids | R
Exchange [TWh]
Electricity | Imports | R |  |  |  |  | 11.5448 | 8.0253 | 10.1685 | 9.5772 | 9.7962 | 10.1414 | 10.2556 | 10.118
| Exports | R |  |  |  |  | 4.9481 | 5.1561 | 4.4212 | 4.8637 | 8.5826 | 10.3009 | 8.9432 | 9.4142
H2 | NH3 Imports | R
| Non-EU Imports | R
| EU Imports | R |  |  |  |  | 0 | 0 | 0 | 0 | 3.7846 | 2.9196 | 3.8378 | 3.4599
| EU Exports | R |  |  |  |  | 0 | 0 | 0 | 0 | 1.3044 | 2.7026 | 1.5751 | 1.972
E-Fuels | SNG Imports [TWh H2] | R |  |  |  |  | EU27 level specific | EU27 level specific | EU27 level specific | EU27 level specific | EU27 level specific | EU27 level specific | EU27 level specific | EU27 level specific
| E-Liquid Imports [TWh H2] | R |  |  |  |  | EU27 level specific | EU27 level specific | EU27 level specific | EU27 level specific | EU27 level specific | EU27 level specific | EU27 level specific | EU27 level specific
Consumption [TWh]
Electricity | Native Demand (Prosumer) | I |  |  |  |  | 1.1965 | 1.0102 | 1.105 | 1.0862 | 1.5971 | 1.3364 | 1.3465 | 1.3925
| Fixed Load (Prosumer) | I |  |  |  |  | 0 | 0 | 0 | 0 | 0 | 0 | 0 | 0
| Charging Station Load (Prosumer) | R |  |  |  |  | 0.44878 | 0.44737 | 0.44656 | 0.44744 | 0.75414 | 0.75632 | 0.74706 | 0.75218
| Native Demand (E-Market) | I |  |  |  |  | 16.2702 | 16.0722 | 16.871 | 16.3833 | 16.4511 | 16.0379 | 16.4965 | 16.304
| Fixed Load (Emarket) | I |  |  |  |  | 0 | 0 | 0 | 0 | 0 | 0 | 0 | 0
| Charging Station Load (E-Market) | R |  |  |  |  | 0.17853 | 0.17827 | 0.17853 | 0.17841 | 0.30373 | 0.30325 | 0.3023 | 0.30297
| PS Pump Load | R |  |  |  |  | 0.41034 | 0.38013 | 0.41112 | 0.39761 | 0.40715 | 0.36327 | 0.36893 | 0.37431
| Electrolyzers E-Market (P2G) | R |  |  |  |  | 4.4424 | 4.5878 | 4.3686 | 4.4806 | 2.9641 | 6.907 | 3.7407 | 4.8519
| Electricity for H2 HHPs | R |  |  |  |  | 0.22553 | 0.2236 | 0.2236 | 0.22406 | 0.54427 | 0.53585 | 0.5343 | 0.53692
| Electricity for CH4 HHPs | R |  |  |  |  | 0.76316 | 0.88457 | 0.90901 | 0.8635 | 0.80598 | 0.76093 | 0.81863 | 0.79302
H2 | H2 Demand | I |  |  |  |  | 3.2999 | 3.4058 | 3.2521 | 3.3297 | 4.7993 | 5.3367 | 5.1338 | 5.1481
| Shortage Quantity | R |  |  |  |  | 0 | 0 | 0 | 0 | 0 | 0 | 0 | 0
| H2 for Hydrogen GT | R
| H2 for HHP Boilers | R |  |  |  |  | 0.012767 | 0.010757 | 0.012722 | 0.011888 | 0.00024202 | 0 | 0.00018628 | 0.00012292
| H2 to SNG | R
| H2 to E-Liquids | R
Methane | CH4 for HHP Boilers | R |  |  |  |  | 0.58309 | 0.20588 | 0.14661 | 0.27685 | 0.11247 | 0.21208 | 0.036489 | 0.12192
CO2 | CO2 to E-Fuels [kt] | R |  |  |  |  | EU27 level specific | EU27 level specific | EU27 level specific | EU27 level specific | EU27 level specific | EU27 level specific | EU27 level specific | EU27 level specific
Fuels | E-Fuel Demand [TWh H2] | I |  |  |  |  | EU27 level specific | EU27 level specific | EU27 level specific | EU27 level specific | EU27 level specific | EU27 level specific | EU27 level specific | EU27 level specific
| E-Fuel Shortage [TWh H2] | R |  |  |  |  | EU27 level specific | EU27 level specific | EU27 level specific | EU27 level specific | EU27 level specific | EU27 level specific | EU27 level specific | EU27 level specific
Prices [€/MWh]
Electricity | 10%-Quan. | R |  |  |  |  | 21.6011 | 18.2973 | 17.4159 | 18.7993 | 69.7631 | 52.8508 | 69.7491 | 62.9926
| Load-Weighted Average | R |  |  |  |  | 117.2371 | 104.0434 | 112.5266 | 110.0094 | 143.8996 | 132.8794 | 141.6008 | 138.572
| 90%-Quan. | R |  |  |  |  | 161.5046 | 147.7512 | 149.7652 | 151.7166 | 192.0465 | 199.093 | 191.6197 | 194.6944
H2 | 10%-Quan. | R |  |  |  |  | 32.7332 | 41.4364 | 26.2842 | 34.3474 | 98.7827 | 98.9223 | 99.698 | 99.2047
| Load-Weighted Average | R |  |  |  |  | 159.4726 | 140.9333 | 152.3762 | 149.1589 | 144.8648 | 190.5581 | 157.2039 | 168.0778
| 90%-Quan. | R |  |  |  |  | 212.8468 | 186.5849 | 187.4131 | 193.161 | 194.4359 | 344.0827 | 225.9295 | 266.892
Import Share [%]
H2 | Share of Domestic Production (Supply %) | R |  |  |  |  | EU27 level specific | EU27 level specific | EU27 level specific | EU27 level specific | EU27 level specific | EU27 level specific | EU27 level specific | EU27 level specific
| Share of Non-EU Imports (Supply %) | R |  |  |  |  | EU27 level specific | EU27 level specific | EU27 level specific | EU27 level specific | EU27 level specific | EU27 level specific | EU27 level specific | EU27 level specific
Energy Balance [TWh]
Electricity + | Electricity Generation | R |  |  |  |  | 17.3098 | 20.8876 | 18.739 | 19.3199 | 22.5702 | 27.1153 | 23.0062 | 24.5627
| DSR | R |  |  |  |  | 0 | 0 | 0 | 0 | 0 | 0 | 0 | 0
| Net Imports | R |  |  |  |  | 6.5967 | 2.8692 | 5.7473 | 4.7135 | 1.2136 | -0.15952 | 1.3124 | 0.70387
| Electricity Shortage | R |  |  |  |  | 0 | 0 | 0 | 0 | 0 | 0 | 0 | 0
Electricity - | Electricity Demand (Native + Fixed) | I |  |  |  |  | 17.4667 | 17.0825 | 17.976 | 17.4695 | 18.0482 | 17.3742 | 17.843 | 17.6965
| Pump Load | R |  |  |  |  | 0.41034 | 0.38013 | 0.41112 | 0.39761 | 0.40715 | 0.36327 | 0.36893 | 0.37431
| Electrolyzer Load | R |  |  |  |  | 4.4424 | 4.5878 | 4.3686 | 4.4806 | 2.9641 | 6.907 | 3.7407 | 4.8519
| Heat Electrical Usage | R |  |  |  |  | 0.98869 | 1.1082 | 1.1326 | 1.0876 | 1.3503 | 1.2968 | 1.3529 | 1.3299
| Net Battery Load | R |  |  |  |  | 0.0017876 | 0.0019136 | 0.0016133 | 0.0017843 | 0.0017217 | 0.0018718 | 0.0016635 | 0.0017585
| Net EV Load | R |  |  |  |  | 0.59653 | 0.59634 | 0.59627 | 0.59636 | 1.0124 | 1.0126 | 1.0114 | 1.0121
Electricity Balance |  | R |  |  |  |  | 1.5447e-11 | -6.5974e-12 | -6.1604e-12 | -1.1625e-12 | -1.2275e-11 | 7.8124e-12 | 2.6255e-12 | 1.7202e-12
H2 + | H2 Domestic Production | R |  |  |  |  | 3.3127 | 3.4166 | 3.2648 | 3.3416 | 2.3194 | 5.1197 | 2.8713 | 3.6603
| NH3 Imports | R
| Non-EU Imports | R
| Net Imports | R |  |  |  |  | 0 | 0 | 0 | 0 | 2.4802 | 0.21697 | 2.2627 | 1.4879
| H2 Shortage | R |  |  |  |  | 0 | 0 | 0 | 0 | 0 | 0 | 0 | 0
H2 - | H2 Demand | I |  |  |  |  | 3.2999 | 3.4058 | 3.2521 | 3.3297 | 4.7993 | 5.3367 | 5.1338 | 5.1481
| H2 to Hydrogen GT | R
| H2 to Heat | R |  |  |  |  | 0.012767 | 0.010757 | 0.012722 | 0.011888 | 0.00024202 | 0 | 0.00018628 | 0.00012292
| H2 to eFuels | R
| Net H2 Storage Load | R
H2 Balance |  | R |  |  |  |  | 3.6402e-12 | 4.4995e-12 | 2.3599e-12 | 3.5872e-12 | 5.8975e-13 | -2.0215e-12 | 3.5882e-13 | -5.4712e-13
Note on C3: Input Value / Result

## HU
|  | I/R | 2030 |  |  |  | 2035 |  |  |  | 2040 |  |  |  | 2050
|  |  | CY1 | CY2 | CY3 | Weighted WS | WS032 | WS037 | WS059 | Weighted WS | WS065 | WS071 | WS077 | Weighted WS | CY1 | CY2 | CY3 | Weighted WS
Installed Capacity [GW]
Electricity | Wind Onshore | I |  |  |  |  | 1.675 | 1.675 | 1.675 | 1.675 | 2 | 2 | 2 | 2
| Wind Offshore Radial | I
| Wind Offshore Hub | I
| Solar PV | I |  |  |  |  | 15.4345 | 15.4345 | 15.4345 | 15.4345 | 16.3418 | 16.3418 | 16.3418 | 16.3418
| Solar CSP | I
| SRES Electricity | I
| Run of River | I |  |  |  |  | 0.063 | 0.063 | 0.063 | 0.063 | 0.063 | 0.063 | 0.063 | 0.063
| Pondage | I
| Reservoir | I
| PS Turbine | I
| PS Pump | I
| Biofuel | I |  |  |  |  | 0.0998 | 0.0998 | 0.0998 | 0.0998 | 0.0998 | 0.0998 | 0.0998 | 0.0998
| Other RES | I |  |  |  |  | 0.30924 | 0.30924 | 0.30924 | 0.30924 | 0.37174 | 0.37174 | 0.37174 | 0.37174
| Nuclear | I |  |  |  |  | 4.277 | 4.277 | 4.277 | 4.277 | 4.277 | 4.277 | 4.277 | 4.277
| Natural Gas | I |  |  |  |  | 3.2359 | 3.2359 | 3.2359 | 3.2359 | 3.0835 | 3.0835 | 3.0835 | 3.0835
| Crude Oil | I |  |  |  |  | 0.495 | 0.495 | 0.495 | 0.495 | 0.495 | 0.495 | 0.495 | 0.495
| Coal | I
| Hydrogen GT | I
| Fuel Cell | I
| Other Non RES | I |  |  |  |  | 1.0237 | 1.0237 | 1.0237 | 1.0237 | 1.0237 | 1.0237 | 1.0237 | 1.0237
| Adequacy Units | I
| Batteries | I |  |  |  |  | 0.5385 | 0.5385 | 0.5385 | 0.5385 | 0.5385 | 0.5385 | 0.5385 | 0.5385
| Batteries [GWh] | I |  |  |  |  | 1.0769 | 1.0769 | 1.0769 | 1.0769 | 1.0769 | 1.0769 | 1.0769 | 1.0769
H2 | SMR (Blue) and Pyrolisis | I
| SMR (Grey) | I
| Electrolyzers E-Market (P2G) [GW Elec] | I |  |  |  |  | 0.33 | 0.33 | 0.33 | 0.33 | 0.54 | 0.54 | 0.54 | 0.54
| Electrolyzers DRES (P2G) [GW Elec] | I
| Electrolyzers SRES (P2G) [GW Elec] | I
| H2 Adequacy Units | I
| NH3 Imports - High Band | I
| NH3 Imports - Low Band | I
| NH3 Terminal Capacity | I
| Non-EU H2 Imports - High Band | I
| Non-EU H2 Imports - Low Band | I
| Non-EU H2 Pipeline Capacity | I
| EU Cross-Border Pipeline Capacity (Import) | I |  |  |  |  | 7.0621 | 7.0621 | 7.0621 | 7.0621 | 8.1215 | 8.1215 | 8.1215 | 8.1215
| EU Cross-Border Pipeline Capacity (Export) | I |  |  |  |  | 6.2429 | 6.2429 | 6.2429 | 6.2429 | 7.3023 | 7.3023 | 7.3023 | 7.3023
| H2 Storage Injection Capacity | I |  |  |  |  | 0 | 0 | 0 | 0 | 0 | 0 | 0 | 0
| H2 Storage Withdrawal Capacity [GW] | I
| H2 Storage WGV [TWh] | I
| SNG Capacity (from H2) | I
| E-Liquids Capacity (from H2) | I
Generation [TWh]
Electricity | Wind Onshore | R |  |  |  |  | 4.9998 | 6.1055 | 6.1667 | 5.8603 | 6.4142 | 6.7509 | 7.0196 | 6.791
| Wind Offshore Radial | R
| Wind Offshore Hub | R
| Solar PV | R |  |  |  |  | 18.0985 | 16.6902 | 18.7014 | 17.6919 | 18.9699 | 18.0168 | 19.0442 | 18.6184
| Solar CSP | R
| SRES Electricity | R
| Run of River | R |  |  |  |  | 0.22436 | 0.26174 | 0.22913 | 0.24201 | 0.23415 | 0.2475 | 0.22913 | 0.23748
| Pondage | R
| Reservoir | R
| PS Turbine | R
| Biofuel | R |  |  |  |  | 0.67648 | 0.67304 | 0.66328 | 0.67065 | 0.64837 | 0.64165 | 0.65601 | 0.64874
| Other RES | R |  |  |  |  | 1.0953 | 1.0994 | 1.0997 | 1.0985 | 1.3174 | 1.324 | 1.3241 | 1.3227
| Nuclear | R |  |  |  |  | 32.1225 | 31.959 | 32.0344 | 32.0231 | 32.0534 | 31.9852 | 31.9786 | 31.9962
| Natural Gas | R |  |  |  |  | 7.9997 | 2.9107 | 4.8093 | 4.7586 | 4.5106 | 3.9095 | 5.4264 | 4.6365
| Crude Oil | R |  |  |  |  | 0 | 0 | 0 | 0 | 0 | 0 | 0 | 0
| Coal | R
| Hydrogen GT | R
| Fuel Cell | R
| Other Non RES | R |  |  |  |  | 5.6492 | 4.5123 | 5.7182 | 5.1831 | 4.926 | 3.7279 | 4.9669 | 4.4632
| Adequacy Units | R
| ENS | R |  |  |  |  | 0 | 0 | 0 | 0 | 0 | 0 | 0 | 0
| RES Curtailment | R |  |  |  |  | 0.66671 | 0.45359 | 0.50266 | 0.52093 | 0.86033 | 0.41087 | 0.36716 | 0.48328
Electricity - Flexibility | Batteries Charging | R |  |  |  |  | 0.34608 | 0.3479 | 0.33127 | 0.34198 | 0.34274 | 0.35696 | 0.32475 | 0.34123
| Batteries Discharging | R |  |  |  |  | 0.31147 | 0.31311 | 0.29814 | 0.30778 | 0.30846 | 0.32127 | 0.29228 | 0.30711
| EV Discharging (Prosumer) | R |  |  |  |  | 0.088135 | 0.084219 | 0.084156 | 0.085138 | 0.52758 | 0.48987 | 0.47777 | 0.49257
| EV Discharging (E-Market) | R |  |  |  |  | 0.0023226 | 0.0014601 | 0.0028507 | 0.002126 | 0.034172 | 0.021586 | 0.02114 | 0.023925
| DSR | R
H2 | SMR (Blue) and Pyrolisis | R
| SMR (Grey) | R
| Electrolyzers E-Market (P2G) | R |  |  |  |  | 1.937 | 1.9359 | 1.8953 | 1.9227 | 2.2549 | 2.7785 | 2.4315 | 2.5349
| Electrolyzers DRES (P2G) | R
| Electrolyzers SRES (P2G) | R
| H2 Adequacy Units | R
| NH3 Imports - High Band | R
| NH3 Imports - Low Band | R
| Non-EU H2 Imports - High Band | R
| Non-EU H2 Imports - Low Band | R
| H2 Storage Injection | R
| H2 Storage Withdrawal | R
| Max Hourly State of Charge [%] | R
Heat | Heat Production from H2 HHP [TWh Heat] | I
| Share of Heat from H2 Boilers [%] | R
| Heat Production from CH4 HHP [TWh Heat] | I |  |  |  |  | 2.6085 | 2.5996 | 2.6085 | 2.6047 | 3.3764 | 3.3764 | 3.3764 | 3.3764
| Share of Heat from CH4 Boilers [%] | R |  |  |  |  | 23.6242 | 10.4301 | 8.9706 | 13.1151 | 4.0349 | 8.7283 | 3.6078 | 5.7414
CO2 | CO2 Emissions Electricity Sector [Mt] | R |  |  |  |  | 5.1837 | 3.1353 | 4.2717 | 4.0019 | 3.2092 | 2.5709 | 3.4524 | 3.0511
| CO2 Emissions Hydrogen Sector [Mt] | R |  |  |  |  | 0 | 0 | 0 | 0 | 0 | 0 | 0 | 0
FLH [h]
Electricity | Wind Onshore | R |  |  |  |  | 2984.9738 | 3645.0835 | 3681.5926 | 3498.7052 | 3207.0763 | 3375.4356 | 3509.8101 | 3395.5135
| Wind Offshore Radial | R
| Wind Offshore Hub | R
| Solar PV | R |  |  |  |  | 1172.5978 | 1081.3572 | 1211.6603 | 1146.255 | 1160.8213 | 1102.4989 | 1165.3686 | 1139.3113
| Solar CSP | R
| SRES Electricity | R
| Run of River | R |  |  |  |  | 3561.2522 | 4154.6019 | 3637.053 | 3841.4069 | 3716.659 | 3928.6419 | 3636.9624 | 3769.5735
| Pondage | R
| Reservoir | R
| PS Turbine | R
| Biofuel | R |  |  |  |  | 6778.3929 | 6743.9299 | 6646.0868 | 6719.9128 | 6496.7267 | 6429.4027 | 6573.2945 | 6500.4242
| Other RES | R |  |  |  |  | 3542.0143 | 3555.006 | 3556.0618 | 3552.2364 | 3543.7681 | 3561.5783 | 3561.8599 | 3558.1289
| Nuclear | R |  |  |  |  | 7510.5311 | 7472.2965 | 7489.9178 | 7487.2878 | 7494.3622 | 7478.428 | 7476.8859 | 7480.998
| Natural Gas | R |  |  |  |  | 2472.1777 | 899.5124 | 1486.2288 | 1470.5685 | 1462.8113 | 1267.8799 | 1759.8045 | 1503.636
| Crude Oil | R |  |  |  |  | 0 | 0 | 0 | 0 | 0 | 0 | 0 | 0
| Coal | R
| Hydrogen GT | R
| Fuel Cell | R
| Other Non RES | R |  |  |  |  | 5518.0995 | 4407.6265 | 5585.547 | 5062.8538 | 4811.7142 | 3641.461 | 4851.7192 | 4359.6149
| Adequacy Units | R
| Batteries | R |  |  |  |  | 578.4109 | 581.4543 | 553.6561 | 571.5505 | 572.8212 | 596.5959 | 542.7598 | 570.3065
H2 | SMR (Blue) and Pyrolisis | R
| SMR (Grey) | R
| Electrolyzers E-Market (P2G) | R |  |  |  |  | 8385.1321 | 8380.3093 | 8204.6498 | 8323.4991 | 5881.2678 | 7246.895 | 6341.836 | 6611.746
| Electrolyzers DRES (P2G) | R
| Electrolyzers SRES (P2G) | R
| H2 Adequacy Units | R
| NH3 Terminals (Import) | R
| Non-EU H2 Pipelines (Import) | R
| H2 Pipelines (Import) | R |  |  |  |  | 4359.0312 | 4351.2486 | 4354.3556 | 4354.1417 | 4615.5174 | 4506.7611 | 4537.0441 | 4540.6256
| H2 Pipelines (Export) | R |  |  |  |  | 2809.5855 | 2800.6032 | 2797.6181 | 2801.7739 | 2426.0161 | 2339.2208 | 2346.3687 | 2359.439
| H2 to SNG | R
| H2 to E-Liquids | R
Exchange [TWh]
Electricity | Imports | R |  |  |  |  | 21.8092 | 22.1802 | 21.8534 | 21.9833 | 27.698 | 28.397 | 27.0359 | 27.7128
| Exports | R |  |  |  |  | 33.1004 | 27.3732 | 30.5473 | 29.7952 | 34.201 | 32.6734 | 35.051 | 33.93
H2 | NH3 Imports | R
| Non-EU Imports | R
| EU Imports | R |  |  |  |  | 30.7841 | 30.7292 | 30.7511 | 30.7496 | 37.4848 | 36.6015 | 36.8475 | 36.8765
| EU Exports | R |  |  |  |  | 17.5401 | 17.484 | 17.4654 | 17.4913 | 17.7154 | 17.0816 | 17.1338 | 17.2292
E-Fuels | SNG Imports [TWh H2] | R |  |  |  |  | EU27 level specific | EU27 level specific | EU27 level specific | EU27 level specific | EU27 level specific | EU27 level specific | EU27 level specific | EU27 level specific
| E-Liquid Imports [TWh H2] | R |  |  |  |  | EU27 level specific | EU27 level specific | EU27 level specific | EU27 level specific | EU27 level specific | EU27 level specific | EU27 level specific | EU27 level specific
Consumption [TWh]
Electricity | Native Demand (Prosumer) | I |  |  |  |  | 1.8258 | 1.6367 | 1.8383 | 1.7486 | 1.7583 | 1.56 | 1.5128 | 1.5808
| Fixed Load (Prosumer) | I |  |  |  |  | -0.26373 | -0.24113 | -0.26876 | -0.25567 | -0.32191 | -0.29944 | -0.31461 | -0.31
| Charging Station Load (Prosumer) | R |  |  |  |  | 1.7044 | 1.6999 | 1.6999 | 1.701 | 2.9972 | 2.9545 | 2.9408 | 2.9576
| Native Demand (E-Market) | I |  |  |  |  | 52.2392 | 51.725 | 53.3082 | 52.3708 | 53.3044 | 52.5663 | 53.3738 | 53.0369
| Fixed Load (Emarket) | I |  |  |  |  | 0 | 0 | 0 | 0 | 0 | 0 | 0 | 0
| Charging Station Load (E-Market) | R |  |  |  |  | 0.69032 | 0.68935 | 0.69092 | 0.6901 | 1.0673 | 1.0531 | 1.0526 | 1.0557
| PS Pump Load | R
| Electrolyzers E-Market (P2G) | R |  |  |  |  | 2.7671 | 2.7655 | 2.7075 | 2.7468 | 3.1759 | 3.9133 | 3.4246 | 3.5703
| Electricity for H2 HHPs | R
| Electricity for CH4 HHPs | R |  |  |  |  | 0.66752 | 0.79438 | 0.80594 | 0.76775 | 1.1171 | 1.0551 | 1.1063 | 1.088
H2 | H2 Demand | I |  |  |  |  | 15.181 | 15.181 | 15.181 | 15.181 | 22.0243 | 22.2984 | 22.1451 | 22.1823
| Shortage Quantity | R |  |  |  |  | 0 | 0 | 0 | 0 | 0 | 0 | 0 | 0
| H2 for Hydrogen GT | R
| H2 for HHP Boilers | R
| H2 to SNG | R
| H2 to E-Liquids | R
Methane | CH4 for HHP Boilers | R |  |  |  |  | 0.66554 | 0.29284 | 0.25272 | 0.36905 | 0.14713 | 0.31828 | 0.13156 | 0.20936
CO2 | CO2 to E-Fuels [kt] | R |  |  |  |  | EU27 level specific | EU27 level specific | EU27 level specific | EU27 level specific | EU27 level specific | EU27 level specific | EU27 level specific | EU27 level specific
Fuels | E-Fuel Demand [TWh H2] | I |  |  |  |  | EU27 level specific | EU27 level specific | EU27 level specific | EU27 level specific | EU27 level specific | EU27 level specific | EU27 level specific | EU27 level specific
| E-Fuel Shortage [TWh H2] | R |  |  |  |  | EU27 level specific | EU27 level specific | EU27 level specific | EU27 level specific | EU27 level specific | EU27 level specific | EU27 level specific | EU27 level specific
Prices [€/MWh]
Electricity | 10%-Quan. | R |  |  |  |  | 16.2881 | 16.2881 | 16.2781 | 16.2848 | 8.2446 | 9.8673 | 10.2743 | 9.7056
| Load-Weighted Average | R |  |  |  |  | 108.4697 | 96.3208 | 103.1736 | 101.4979 | 119.8188 | 112.3 | 120.0428 | 116.9009
| 90%-Quan. | R |  |  |  |  | 149.0609 | 137.9371 | 139.3227 | 141.0641 | 175.1638 | 178.0295 | 177.2216 | 177.1332
H2 | 10%-Quan. | R |  |  |  |  | 108.0198 | 106.3354 | 102.76 | 105.5598 | 99.72 | 98.7609 | 99.74 | 99.3443
| Load-Weighted Average | R |  |  |  |  | 1816.0584 | 1789.5617 | 1701.5102 | 1766.8639 | 303.3498 | 829.2974 | 440.3121 | 568.5138
| 90%-Quan. | R |  |  |  |  | 2999.99 | 2999.99 | 2999.99 | 2999.99 | 234.5703 | 2999.99 | 278.56 | 1358.3341
Import Share [%]
H2 | Share of Domestic Production (Supply %) | R |  |  |  |  | EU27 level specific | EU27 level specific | EU27 level specific | EU27 level specific | EU27 level specific | EU27 level specific | EU27 level specific | EU27 level specific
| Share of Non-EU Imports (Supply %) | R |  |  |  |  | EU27 level specific | EU27 level specific | EU27 level specific | EU27 level specific | EU27 level specific | EU27 level specific | EU27 level specific | EU27 level specific
Energy Balance [TWh]
Electricity + | Electricity Generation | R |  |  |  |  | 70.8659 | 64.2119 | 69.422 | 67.5282 | 69.0739 | 66.6035 | 70.645 | 68.7142
| DSR | R
| Net Imports | R |  |  |  |  | -11.2913 | -5.1931 | -8.6939 | -7.8119 | -6.503 | -4.2764 | -8.0151 | -6.2172
| Electricity Shortage | R |  |  |  |  | 0 | 0 | 0 | 0 | 0 | 0 | 0 | 0
Electricity - | Electricity Demand (Native + Fixed) | I |  |  |  |  | 53.8012 | 53.1206 | 54.8777 | 53.8638 | 54.7409 | 53.8269 | 54.5721 | 54.3078
| Pump Load | R
| Electrolyzer Load | R |  |  |  |  | 2.7671 | 2.7655 | 2.7075 | 2.7468 | 3.1759 | 3.9133 | 3.4246 | 3.5703
| Heat Electrical Usage | R |  |  |  |  | 0.66752 | 0.79438 | 0.80594 | 0.76775 | 1.1171 | 1.0551 | 1.1063 | 1.088
| Net Battery Load | R |  |  |  |  | 0.034608 | 0.03479 | 0.033127 | 0.034198 | 0.034274 | 0.035696 | 0.032475 | 0.034123
| Net EV Load | R |  |  |  |  | 2.3042 | 2.3036 | 2.3038 | 2.3038 | 3.5028 | 3.4961 | 3.4945 | 3.4968
Electricity Balance |  | R |  |  |  |  | -7.7947e-12 | 1.3358e-12 | 1.6101e-11 | 4.017e-12 | 1.9789e-11 | 6.6933e-12 | 1.1376e-11 | 1.1185e-11
H2 + | H2 Domestic Production | R |  |  |  |  | 1.937 | 1.9359 | 1.8953 | 1.9227 | 2.2549 | 2.7785 | 2.4315 | 2.5349
| NH3 Imports | R
| Non-EU Imports | R
| Net Imports | R |  |  |  |  | 13.2441 | 13.2452 | 13.2857 | 13.2583 | 19.7694 | 19.5199 | 19.7137 | 19.6473
| H2 Shortage | R |  |  |  |  | 0 | 0 | 0 | 0 | 0 | 0 | 0 | 0
H2 - | H2 Demand | I |  |  |  |  | 15.181 | 15.181 | 15.181 | 15.181 | 22.0243 | 22.2984 | 22.1451 | 22.1823
| H2 to Hydrogen GT | R
| H2 to Heat | R
| H2 to eFuels | R
| Net H2 Storage Load | R
H2 Balance |  | R |  |  |  |  | 6.2403e-12 | 6.2581e-12 | 6.1888e-12 | 6.231e-12 | -1.9682e-12 | -2.6077e-12 | 3.9719e-12 | 1.5206e-13
Note on C3: Input Value / Result

## IE
|  | I/R | 2030 |  |  |  | 2035 |  |  |  | 2040 |  |  |  | 2050
|  |  | CY1 | CY2 | CY3 | Weighted WS | WS032 | WS037 | WS059 | Weighted WS | WS065 | WS071 | WS077 | Weighted WS | CY1 | CY2 | CY3 | Weighted WS
Installed Capacity [GW]
Electricity | Wind Onshore | I |  |  |  |  | 10.8406 | 10.8406 | 10.8406 | 10.8406 | 12 | 12 | 12 | 12
| Wind Offshore Radial | I
| Wind Offshore Hub | I |  |  |  |  | 8.5 | 8.5 | 8.5 | 8.5 | 19 | 19 | 19 | 19
| Solar PV | I |  |  |  |  | 9.725 | 9.725 | 9.725 | 9.725 | 12.25 | 12.25 | 12.25 | 12.25
| Solar CSP | I
| SRES Electricity | I
| Run of River | I |  |  |  |  | 0.215 | 0.215 | 0.215 | 0.215 | 0.215 | 0.215 | 0.215 | 0.215
| Pondage | I
| Reservoir | I
| PS Turbine | I |  |  |  |  | 0.652 | 0.652 | 0.652 | 0.652 | 0.652 | 0.652 | 0.652 | 0.652
| PS Pump | I |  |  |  |  | 0.652 | 0.652 | 0.652 | 0.652 | 0.652 | 0.652 | 0.652 | 0.652
| Biofuel | I
| Other RES | I | [8 empty] | 0.27 | 0.27 | 0.27 | 0.27
| Nuclear | I
| Natural Gas | I |  |  |  |  | 5.9894 | 5.9894 | 5.9894 | 5.9894 | 6.117 | 6.117 | 6.117 | 6.117
| Crude Oil | I |  |  |  |  | 0.208 | 0.208 | 0.208 | 0.208 | 0.208 | 0.208 | 0.208 | 0.208
| Coal | I
| Hydrogen GT | I |  |  |  |  | 0.81423 | 0.81423 | 0.81423 | 0.81423 | 1.997 | 1.997 | 1.997 | 1.997
| Fuel Cell | I
| Other Non RES | I
| Adequacy Units | I
| Batteries | I |  |  |  |  | 6.3742 | 6.3742 | 6.3742 | 6.3742 | 8.3342 | 8.3342 | 8.3342 | 8.3342
| Batteries [GWh] | I |  |  |  |  | 51.119 | 51.119 | 51.119 | 51.119 | 83.019 | 83.019 | 83.019 | 83.019
H2 | SMR (Blue) and Pyrolisis | I
| SMR (Grey) | I
| Electrolyzers E-Market (P2G) [GW Elec] | I
| Electrolyzers DRES (P2G) [GW Elec] | I |  |  |  |  | 3.7558 | 3.7558 | 3.7558 | 3.7558 | 4.7463 | 4.7463 | 4.7463 | 4.7463
| Electrolyzers SRES (P2G) [GW Elec] | I
| H2 Adequacy Units | I
| NH3 Imports - High Band | I
| NH3 Imports - Low Band | I
| NH3 Terminal Capacity | I
| Non-EU H2 Imports - High Band | I
| Non-EU H2 Imports - Low Band | I
| Non-EU H2 Pipeline Capacity | I
| EU Cross-Border Pipeline Capacity (Import) | I
| EU Cross-Border Pipeline Capacity (Export) | I
| H2 Storage Injection Capacity | I
| H2 Storage Withdrawal Capacity [GW] | I
| H2 Storage WGV [TWh] | I
| SNG Capacity (from H2) | I
| E-Liquids Capacity (from H2) | I |  |  |  |  | 0.078893 | 0.078893 | 0.078893 | 0.078893
Generation [TWh]
Electricity | Wind Onshore | R |  |  |  |  | 29.4683 | 29.8288 | 28.7457 | 29.3849 | 16.4177 | 14.3322 | 14.9222 | 14.9853
| Wind Offshore Radial | R
| Wind Offshore Hub | R |  |  |  |  | 26.9112 | 29.2291 | 29.0203 | 28.6039 | 49.9721 | 53.132 | 53.3571 | 52.5901
| Solar PV | R |  |  |  |  | 6.7315 | 6.3111 | 5.9777 | 6.302 | 7.5011 | 7.4693 | 6.3504 | 7.0281
| Solar CSP | R
| SRES Electricity | R
| Run of River | R |  |  |  |  | 0.19264 | 0.28008 | 0.29053 | 0.26255 | 0.13162 | 0.17279 | 0.17338 | 0.16479
| Pondage | R
| Reservoir | R
| PS Turbine | R |  |  |  |  | 2.2591 | 2.4403 | 2.0452 | 2.2664 | 2.6589 | 2.0272 | 2.2902 | 2.2587
| Biofuel | R
| Other RES | R | [8 empty] | 0.94252 | 1.1321 | 0.90309 | 1.0026
| Nuclear | R
| Natural Gas | R |  |  |  |  | 1.2968 | 1.4081 | 1.0144 | 1.2515 | 1.345 | 1.9162 | 1.0951 | 1.4735
| Crude Oil | R |  |  |  |  | 0 | 0 | 0 | 0 | 0 | 0.014419 | 0 | 0.0057677
| Coal | R
| Hydrogen GT | R |  |  |  |  | 0.45842 | 0.54079 | 0.62997 | 0.55045 | 0.10557 | 0.17708 | 0.11424 | 0.13764
| Fuel Cell | R
| Other Non RES | R
| Adequacy Units | R
| ENS | R |  |  |  |  | 0 | 0 | 0 | 0 | 0 | 0 | 0 | 0
| RES Curtailment | R |  |  |  |  | 26.3353 | 24.819 | 26.7568 | 25.8224 | 77.4455 | 60.8605 | 75.8025 | 70.1543
Electricity - Flexibility | Batteries Charging | R |  |  |  |  | 7.8879 | 9.0535 | 8.0222 | 8.4334 | 13.3018 | 12.1919 | 12.4783 | 12.5285
| Batteries Discharging | R |  |  |  |  | 7.2569 | 8.3292 | 7.3804 | 7.7588 | 12.2377 | 11.2166 | 11.4801 | 11.5262
| EV Discharging (Prosumer) | R |  |  |  |  | 0.20626 | 0.13652 | 0.19916 | 0.17393 | 0.19474 | 0.28351 | 0.20906 | 0.23598
| EV Discharging (E-Market) | R |  |  |  |  | 0.0091264 | 0.0065214 | 0.0091176 | 0.0080033 | 0.017732 | 0.02592 | 0.018877 | 0.021465
| DSR | R |  |  |  |  | 0.30834 | 0.29801 | 0.33785 | 0.31364 | 0.20261 | 0.25014 | 0.19813 | 0.21983
H2 | SMR (Blue) and Pyrolisis | R
| SMR (Grey) | R
| Electrolyzers E-Market (P2G) | R
| Electrolyzers DRES (P2G) | R |  |  |  |  | 8.5894 | 8.7915 | 9.1327 | 8.8556 | 12.6042 | 12.697 | 12.9455 | 12.7779
| Electrolyzers SRES (P2G) | R
| H2 Adequacy Units | R
| NH3 Imports - High Band | R
| NH3 Imports - Low Band | R
| Non-EU H2 Imports - High Band | R
| Non-EU H2 Imports - Low Band | R
| H2 Storage Injection | R
| H2 Storage Withdrawal | R
| Max Hourly State of Charge [%] | R
Heat | Heat Production from H2 HHP [TWh Heat] | I |  |  |  |  | 0.55765 | 0.55605 | 0.55765 | 0.55696 | 0.16736 | 0.16736 | 0.16736 | 0.16736
| Share of Heat from H2 Boilers [%] | R |  |  |  |  | 80.5806 | 80.9479 | 80.8753 | 80.8358 | 78.0096 | 74.9303 | 79.5727 | 77.4031
| Heat Production from CH4 HHP [TWh Heat] | I |  |  |  |  | 2.6194 | 2.613 | 2.6194 | 2.6166 | 0.80321 | 0.80321 | 0.80321 | 0.80321
| Share of Heat from CH4 Boilers [%] | R |  |  |  |  | 0.57437 | 1.1072 | 0 | 0.61394 | 1.1001 | 2.1847 | 0 | 1.0939
CO2 | CO2 Emissions Electricity Sector [Mt] | R |  |  |  |  | 0.41096 | 0.44621 | 0.31596 | 0.39477 | 0.35933 | 0.52672 | 0.28905 | 0.39818
| CO2 Emissions Hydrogen Sector [Mt] | R |  |  |  |  | 0 | 0 | 0 | 0 | 0 | 0 | 0 | 0
FLH [h]
Electricity | Wind Onshore | R |  |  |  |  | 2718.3228 | 2751.586 | 2651.6702 | 2710.6306 | 1368.1386 | 1194.3488 | 1243.5172 | 1248.7741
| Wind Offshore Radial | R
| Wind Offshore Hub | R |  |  |  |  | 3166.0206 | 3438.7186 | 3414.1483 | 3365.1629 | 2630.1088 | 2796.4228 | 2808.268 | 2767.8981
| Solar PV | R |  |  |  |  | 692.1878 | 648.955 | 614.677 | 648.0191 | 612.3337 | 609.7376 | 518.4034 | 573.7231
| Solar CSP | R
| SRES Electricity | R
| Run of River | R |  |  |  |  | 896.0098 | 1302.7139 | 1351.3122 | 1221.1423 | 612.2021 | 803.6572 | 806.425 | 766.4733
| Pondage | R
| Reservoir | R
| PS Turbine | R |  |  |  |  | 3464.8077 | 3742.7156 | 3136.793 | 3476.0633 | 4078.1225 | 3109.1537 | 3512.509 | 3464.2896
| Biofuel | R
| Other RES | R | [8 empty] | 3490.8247 | 4192.8973 | 3344.7689 | 3713.2314
| Nuclear | R
| Natural Gas | R |  |  |  |  | 216.5134 | 235.101 | 169.3622 | 208.9462 | 219.8858 | 313.2586 | 179.0314 | 240.8932
| Crude Oil | R |  |  |  |  | 0 | 0 | 0 | 0 | 0 | 69.3232 | 0 | 27.7293
| Coal | R
| Hydrogen GT | R |  |  |  |  | 563.0093 | 664.172 | 773.6979 | 676.0365 | 52.8626 | 88.6751 | 57.2037 | 68.924
| Fuel Cell | R
| Other Non RES | R
| Adequacy Units | R
| Batteries | R |  |  |  |  | 1138.4812 | 1306.7093 | 1157.8543 | 1217.2124 | 1468.3686 | 1345.8478 | 1377.4649 | 1382.9988
H2 | SMR (Blue) and Pyrolisis | R
| SMR (Grey) | R
| Electrolyzers E-Market (P2G) | R
| Electrolyzers DRES (P2G) | R |  |  |  |  | 3267.1484 | 3343.988 | 3473.7902 | 3368.3812 | 3740.255 | 3767.7812 | 3841.5273 | 3791.7744
| Electrolyzers SRES (P2G) | R
| H2 Adequacy Units | R
| NH3 Terminals (Import) | R
| Non-EU H2 Pipelines (Import) | R
| H2 Pipelines (Import) | R
| H2 Pipelines (Export) | R
| H2 to SNG | R
| H2 to E-Liquids | R |  |  |  |  | 7477.1797 | 7561.2506 | 7618.1758 | 7559.8589
Exchange [TWh]
Electricity | Imports | R |  |  |  |  | 6.1895 | 5.4797 | 6.3825 | 5.948 | 1.8118 | 2.0593 | 1.325 | 1.7161
| Exports | R |  |  |  |  | 8.7414 | 9.6523 | 8.3933 | 9.0182 | 15.5381 | 18.1752 | 16.3518 | 16.9184
H2 | NH3 Imports | R
| Non-EU Imports | R
| EU Imports | R
| EU Exports | R
E-Fuels | SNG Imports [TWh H2] | R |  |  |  |  | EU27 level specific | EU27 level specific | EU27 level specific | EU27 level specific | EU27 level specific | EU27 level specific | EU27 level specific | EU27 level specific
| E-Liquid Imports [TWh H2] | R |  |  |  |  | EU27 level specific | EU27 level specific | EU27 level specific | EU27 level specific | EU27 level specific | EU27 level specific | EU27 level specific | EU27 level specific
Consumption [TWh]
Electricity | Native Demand (Prosumer) | I |  |  |  |  | 4.7359 | 5.2701 | 5.5451 | 5.2327 | 2.988 | 2.9445 | 2.7036 | 2.8568
| Fixed Load (Prosumer) | I |  |  |  |  | 0 | 0 | 0 | 0 | 0 | 0 | 0 | 0
| Charging Station Load (Prosumer) | R |  |  |  |  | 3.6163 | 3.5374 | 3.6083 | 3.5797 | 6.3967 | 6.4972 | 6.4129 | 6.4434
| Native Demand (E-Market) | I |  |  |  |  | 50.9147 | 51.1442 | 51.3398 | 51.1537 | 48.821 | 48.7416 | 48.4883 | 48.6562
| Fixed Load (Emarket) | I |  |  |  |  | 0 | 0 | 0 | 0 | 0 | 0 | 0 | 0
| Charging Station Load (E-Market) | R |  |  |  |  | 1.4601 | 1.4572 | 1.4601 | 1.4589 | 2.667 | 2.6763 | 2.6683 | 2.6713
| PS Pump Load | R |  |  |  |  | 3.0131 | 3.2547 | 2.7279 | 3.0229 | 3.5463 | 2.7039 | 3.0546 | 3.0126
| Electrolyzers E-Market (P2G) | R
| Electricity for H2 HHPs | R |  |  |  |  | 0.035588 | 0.035514 | 0.036408 | 0.035827 | 0.012086 | 0.013996 | 0.011288 | 0.012531
| Electricity for CH4 HHPs | R |  |  |  |  | 0.88285 | 0.88329 | 0.89962 | 0.88858 | 0.26812 | 0.26417 | 0.26773 | 0.26638
H2 | H2 Demand | I |  |  |  |  | 7.0717 | 7.0632 | 7.1747 | 7.102 | 13.5688 | 13.5612 | 13.5841 | 13.5719
| Shortage Quantity | R |  |  |  |  | 0.41452 | 0.38474 | 0.32636 | 0.37262 | 1.2731 | 1.3037 | 0.96113 | 1.1606
| H2 for Hydrogen GT | R |  |  |  |  | 0.9263 | 1.0997 | 1.2658 | 1.1129 | 0.18768 | 0.32343 | 0.19921 | 0.24659
| H2 for HHP Boilers | R |  |  |  |  | 0.41607 | 0.41677 | 0.41759 | 0.41687 | 0.12088 | 0.11611 | 0.12331 | 0.11994
| H2 to SNG | R
| H2 to E-Liquids | R |  |  |  |  | 0.5899 | 0.59653 | 0.60102 | 0.59642
Methane | CH4 for HHP Boilers | R |  |  |  |  | 0.016249 | 0.031245 | 0 | 0.017335 | 0.0095432 | 0.018951 | 0 | 0.0094892
CO2 | CO2 to E-Fuels [kt] | R |  |  |  |  | EU27 level specific | EU27 level specific | EU27 level specific | EU27 level specific | EU27 level specific | EU27 level specific | EU27 level specific | EU27 level specific
Fuels | E-Fuel Demand [TWh H2] | I |  |  |  |  | EU27 level specific | EU27 level specific | EU27 level specific | EU27 level specific | EU27 level specific | EU27 level specific | EU27 level specific | EU27 level specific
| E-Fuel Shortage [TWh H2] | R |  |  |  |  | EU27 level specific | EU27 level specific | EU27 level specific | EU27 level specific | EU27 level specific | EU27 level specific | EU27 level specific | EU27 level specific
Prices [€/MWh]
Electricity | 10%-Quan. | R |  |  |  |  | 2.1576 | 2.5307 | 3.3304 | 2.705 | 1.7372 | 1.8904 | 1.5679 | 1.7308
| Load-Weighted Average | R |  |  |  |  | 33.9329 | 34.5816 | 37.7501 | 35.4715 | 24.2937 | 37.8085 | 22.0474 | 28.8011
| 90%-Quan. | R |  |  |  |  | 135.3405 | 134.2596 | 136.8463 | 135.3726 | 74.8221 | 160.8601 | 71.5495 | 107.9283
H2 | 10%-Quan. | R |  |  |  |  | 0.47143 | 0.47143 | 0.47143 | 0.47143 | 0.46479 | 0.46479 | 0.46479 | 0.46479
| Load-Weighted Average | R |  |  |  |  | 335.5715 | 362.4962 | 353.3357 | 353.0113 | 664.0369 | 701.8444 | 529.1396 | 625.201
| 90%-Quan. | R |  |  |  |  | 3000 | 3000 | 3000 | 3000 | 3000 | 3000 | 3000 | 3000
Import Share [%]
H2 | Share of Domestic Production (Supply %) | R |  |  |  |  | EU27 level specific | EU27 level specific | EU27 level specific | EU27 level specific | EU27 level specific | EU27 level specific | EU27 level specific | EU27 level specific
| Share of Non-EU Imports (Supply %) | R |  |  |  |  | EU27 level specific | EU27 level specific | EU27 level specific | EU27 level specific | EU27 level specific | EU27 level specific | EU27 level specific | EU27 level specific
Energy Balance [TWh]
Electricity + | Electricity Generation | R |  |  |  |  | 67.3179 | 70.0383 | 67.7238 | 68.6216 | 79.0745 | 80.3733 | 79.2057 | 79.6465
| DSR | R |  |  |  |  | 0.30834 | 0.29801 | 0.33785 | 0.31364 | 0.20261 | 0.25014 | 0.19813 | 0.21983
| Net Imports | R |  |  |  |  | -2.552 | -4.1726 | -2.0108 | -3.0703 | -13.7262 | -16.1159 | -15.0268 | -15.2023
| Electricity Shortage | R |  |  |  |  | 0 | 0 | 0 | 0 | 0 | 0 | 0 | 0
Electricity - | Electricity Demand (Native + Fixed) | I |  |  |  |  | 55.6506 | 56.4144 | 56.8849 | 56.3864 | 51.809 | 51.6861 | 51.192 | 51.513
| Pump Load | R |  |  |  |  | 3.0131 | 3.2547 | 2.7279 | 3.0229 | 3.5463 | 2.7039 | 3.0546 | 3.0126
| Electrolyzer Load | R
| Heat Electrical Usage | R |  |  |  |  | 0.91844 | 0.91881 | 0.93603 | 0.9244 | 0.2802 | 0.27817 | 0.27902 | 0.27892
| Net Battery Load | R |  |  |  |  | 0.63104 | 0.72428 | 0.64177 | 0.67467 | 1.0641 | 0.97535 | 0.99827 | 1.0023
| Net EV Load | R |  |  |  |  | 4.861 | 4.8515 | 4.8601 | 4.8566 | 8.8513 | 8.864 | 8.8533 | 8.8572
Electricity Balance |  | R |  |  |  |  | -1.4964e-11 | 1.5419e-11 | 6.7786e-12 | 5.2756e-12 | 2.1316e-13 | 7.7449e-12 | -1.5163e-11 | -2.9246e-12
H2 + | H2 Domestic Production | R |  |  |  |  | 8.5894 | 8.7915 | 9.1327 | 8.8556 | 12.6042 | 12.697 | 12.9455 | 12.7779
| NH3 Imports | R
| Non-EU Imports | R
| Net Imports | R
| H2 Shortage | R |  |  |  |  | 0.41452 | 0.38474 | 0.32636 | 0.37262 | 1.2731 | 1.3037 | 0.96113 | 1.1606
H2 - | H2 Demand | I |  |  |  |  | 7.0717 | 7.0632 | 7.1747 | 7.102 | 13.5688 | 13.5612 | 13.5841 | 13.5719
| H2 to Hydrogen GT | R |  |  |  |  | 0.9263 | 1.0997 | 1.2658 | 1.1129 | 0.18768 | 0.32343 | 0.19921 | 0.24659
| H2 to Heat | R |  |  |  |  | 0.41607 | 0.41677 | 0.41759 | 0.41687 | 0.12088 | 0.11611 | 0.12331 | 0.11994
| H2 to eFuels | R |  |  |  |  | 0.5899 | 0.59653 | 0.60102 | 0.59642
| Net H2 Storage Load | R
H2 Balance |  | R |  |  |  |  | -8.141e-12 | -5.7305e-12 | 6.4393e-12 | -2.293e-12 | 2.7516e-12 | 4.8868e-12 | 4.7784e-13 | 2.6962e-12
Note on C3: Input Value / Result

## IT
|  | I/R | 2030 |  |  |  | 2035 |  |  |  | 2040 |  |  |  | 2050
|  |  | CY1 | CY2 | CY3 | Weighted WS | WS032 | WS037 | WS059 | Weighted WS | WS065 | WS071 | WS077 | Weighted WS | CY1 | CY2 | CY3 | Weighted WS
Installed Capacity [GW]
Electricity | Wind Onshore | I |  |  |  |  | 29 | 29 | 29 | 29 | 32.5 | 32.5 | 32.5 | 32.5
| Wind Offshore Radial | I |  |  |  |  | 6.45 | 6.45 | 6.45 | 6.45 | 13.6001 | 13.6001 | 13.6001 | 13.6001
| Wind Offshore Hub | I
| Solar PV | I |  |  |  |  | 97.5071 | 97.5071 | 97.5071 | 97.5071 | 116.0069 | 116.0069 | 116.0069 | 116.0069
| Solar CSP | I |  |  |  |  | 0.08 | 0.08 | 0.08 | 0.08 | 0.08 | 0.08 | 0.08 | 0.08
| SRES Electricity | I
| Run of River | I |  |  |  |  | 6.9378 | 6.9378 | 6.9378 | 6.9378 | 6.9378 | 6.9378 | 6.9378 | 6.9378
| Pondage | I
| Reservoir | I |  |  |  |  | 8.5183 | 8.5183 | 8.5183 | 8.5183 | 8.5183 | 8.5183 | 8.5183 | 8.5183
| PS Turbine | I |  |  |  |  | 7.6822 | 7.6822 | 7.6822 | 7.6822 | 7.6822 | 7.6822 | 7.6822 | 7.6822
| PS Pump | I |  |  |  |  | 6.396 | 6.396 | 6.396 | 6.396 | 6.396 | 6.396 | 6.396 | 6.396
| Biofuel | I
| Other RES | I |  |  |  |  | 4.1947 | 4.1947 | 4.1947 | 4.1947 | 4.1947 | 4.1947 | 4.1947 | 4.1947
| Nuclear | I
| Natural Gas | I |  |  |  |  | 45.7716 | 45.7716 | 45.7716 | 45.7716 | 45.7716 | 45.7716 | 45.7716 | 45.7716
| Crude Oil | I |  |  |  |  | 0.132 | 0.132 | 0.132 | 0.132 | 0.132 | 0.132 | 0.132 | 0.132
| Coal | I
| Hydrogen GT | I
| Fuel Cell | I
| Other Non RES | I |  |  |  |  | 3.7822 | 3.7822 | 3.7822 | 3.7822 | 3.7822 | 3.7822 | 3.7822 | 3.7822
| Adequacy Units | I
| Batteries | I |  |  |  |  | 20.4383 | 20.4383 | 20.4383 | 20.4383 | 26.9383 | 26.9383 | 26.9383 | 26.9383
| Batteries [GWh] | I |  |  |  |  | 109.3787 | 109.3787 | 109.3787 | 109.3787 | 154.7287 | 154.7287 | 154.7287 | 154.7287
H2 | SMR (Blue) and Pyrolisis | I |  |  |  |  | 0.42 | 0.42 | 0.42 | 0.42 | 0.71 | 0.71 | 0.71 | 0.71
| SMR (Grey) | I
| Electrolyzers E-Market (P2G) [GW Elec] | I |  |  |  |  | 5.175 | 5.175 | 5.175 | 5.175 | 7.35 | 7.35 | 7.35 | 7.35
| Electrolyzers DRES (P2G) [GW Elec] | I
| Electrolyzers SRES (P2G) [GW Elec] | I
| H2 Adequacy Units | I
| NH3 Imports - High Band | I | [8 empty] | 0.573 | 0.573 | 0.573 | 0.573
| NH3 Imports - Low Band | I | [8 empty] | 0.573 | 0.573 | 0.573 | 0.573
| NH3 Terminal Capacity | I | [8 empty] | 1.1458 | 1.1458 | 1.1458 | 1.1458
| Non-EU H2 Imports - High Band | I |  |  |  |  | 6.7421 | 6.7421 | 6.7421 | 6.7421 | 8.9521 | 8.9521 | 8.9521 | 8.9521
| Non-EU H2 Imports - Low Band | I |  |  |  |  | 4.7921 | 4.7921 | 4.7921 | 4.7921 | 6.5764 | 6.5764 | 6.5764 | 6.5764
| Non-EU H2 Pipeline Capacity | I |  |  |  |  | 15.8192 | 15.8192 | 15.8192 | 15.8192 | 15.8192 | 15.8192 | 15.8192 | 15.8192
| EU Cross-Border Pipeline Capacity (Import) | I |  |  |  |  | 4.4492 | 4.4492 | 4.4492 | 4.4492 | 14.9718 | 14.9718 | 14.9718 | 14.9718
| EU Cross-Border Pipeline Capacity (Export) | I |  |  |  |  | 5.9322 | 5.9322 | 5.9322 | 5.9322 | 11.1582 | 11.1582 | 11.1582 | 11.1582
| H2 Storage Injection Capacity | I |  |  |  |  | 3.428 | 3.428 | 3.428 | 3.428 | 10.874 | 10.874 | 10.874 | 10.874
| H2 Storage Withdrawal Capacity [GW] | I |  |  |  |  | 3.428 | 3.428 | 3.428 | 3.428 | 10.874 | 10.874 | 10.874 | 10.874
| H2 Storage WGV [TWh] | I |  |  |  |  | 0.71 | 0.71 | 0.71 | 0.71 | 4.68 | 4.68 | 4.68 | 4.68
| SNG Capacity (from H2) | I |  |  |  |  | 0.084612 | 0.084612 | 0.084612 | 0.084612 | 0.16922 | 0.16922 | 0.16922 | 0.16922
| E-Liquids Capacity (from H2) | I |  |  |  |  | 1.219 | 1.219 | 1.219 | 1.219 | 2.438 | 2.438 | 2.438 | 2.438
Generation [TWh]
Electricity | Wind Onshore | R |  |  |  |  | 56.312 | 72.5828 | 65.1763 | 66.2336 | 64.8317 | 71.64 | 64.9477 | 67.6014
| Wind Offshore Radial | R |  |  |  |  | 14.5825 | 18.416 | 16.2459 | 16.7798 | 33.0396 | 34.9836 | 33.2041 | 33.883
| Wind Offshore Hub | R
| Solar PV | R |  |  |  |  | 133.2847 | 131.872 | 135.4202 | 133.3819 | 157.8262 | 157.1542 | 156.0275 | 156.838
| Solar CSP | R |  |  |  |  | 0.096264 | 0.096858 | 0.11003 | 0.10106 | 0.10386 | 0.10164 | 0.10239 | 0.10239
| SRES Electricity | R
| Run of River | R |  |  |  |  | 18.7645 | 19.54 | 19.6055 | 19.3755 | 19.282 | 21.8344 | 20.876 | 20.9406
| Pondage | R
| Reservoir | R |  |  |  |  | 16.6971 | 17.0012 | 17.6641 | 17.147 | 17.4794 | 19.3674 | 18.3893 | 18.5986
| PS Turbine | R |  |  |  |  | 11.2596 | 11.9218 | 11.8425 | 11.7367 | 11.4059 | 12.1815 | 10.8971 | 11.5126
| Biofuel | R
| Other RES | R |  |  |  |  | 19.6931 | 19.7039 | 19.7784 | 19.7259 | 19.7822 | 19.708 | 19.7784 | 19.751
| Nuclear | R
| Natural Gas | R |  |  |  |  | 77.9201 | 57.9874 | 60.8728 | 63.7234 | 60.275 | 62.0904 | 65.4584 | 63.0745
| Crude Oil | R |  |  |  |  | 0 | 0 | 0 | 0 | 0.00069394 | 0.0001716 | 0 | 0.00020743
| Coal | R
| Hydrogen GT | R
| Fuel Cell | R
| Other Non RES | R |  |  |  |  | 8.5232 | 7.3369 | 8.7712 | 8.095 | 8.1447 | 6.8177 | 7.9467 | 7.5347
| Adequacy Units | R
| ENS | R |  |  |  |  | 0 | 0 | 0 | 0 | 0.017778 | 0 | 0 | 0.0035556
| RES Curtailment | R |  |  |  |  | 5.9501 | 5.3832 | 3.709 | 4.9667 | 3.562 | 6.8033 | 5.0489 | 5.4533
Electricity - Flexibility | Batteries Charging | R |  |  |  |  | 30.3092 | 31.3989 | 31.6221 | 31.211 | 42.4522 | 42.9087 | 41.4576 | 42.237
| Batteries Discharging | R |  |  |  |  | 25.7628 | 26.6891 | 26.8788 | 26.5294 | 36.0843 | 36.4724 | 35.239 | 35.9014
| EV Discharging (Prosumer) | R |  |  |  |  | 1.4285 | 1.3675 | 1.4354 | 1.4045 | 2.7112 | 2.7523 | 2.3803 | 2.5953
| EV Discharging (E-Market) | R |  |  |  |  | 0.07043 | 0.054113 | 0.066771 | 0.062206 | 0.16732 | 0.091072 | 0.072794 | 0.09901
| DSR | R
H2 | SMR (Blue) and Pyrolisis | R |  |  |  |  | 3.6792 | 3.6792 | 3.6792 | 3.6792 | 6.2196 | 6.2196 | 6.2196 | 6.2196
| SMR (Grey) | R
| Electrolyzers E-Market (P2G) | R |  |  |  |  | 7.3399 | 9.4567 | 7.7656 | 8.3906 | 8.7878 | 13.0545 | 9.4221 | 10.7482
| Electrolyzers DRES (P2G) | R
| Electrolyzers SRES (P2G) | R
| H2 Adequacy Units | R
| NH3 Imports - High Band | R | [8 empty] | 0.15344 | 0.67232 | 0.63933 | 0.55535
| NH3 Imports - Low Band | R | [8 empty] | 5.0195 | 5.0195 | 5.0195 | 5.0195
| Non-EU H2 Imports - High Band | R |  |  |  |  | 39.845 | 40.3438 | 35.5321 | 38.6362 | 40.732 | 41.369 | 46.4482 | 43.2733
| Non-EU H2 Imports - Low Band | R |  |  |  |  | 41.979 | 41.979 | 41.979 | 41.979 | 57.6077 | 57.6091 | 57.6091 | 57.6089
| H2 Storage Injection | R |  |  |  |  | 4.4919 | 5.0769 | 4.1443 | 4.6287 | 8.4152 | 9.7133 | 9.2333 | 9.2617
| H2 Storage Withdrawal | R |  |  |  |  | 4.447 | 5.0265 | 4.1028 | 4.5826 | 8.331 | 9.6162 | 9.141 | 9.1691
| Max Hourly State of Charge [%] | R |  |  |  |  | 100 | 100 | 100 | 100 | 100 | 100 | 100 | 100
Heat | Heat Production from H2 HHP [TWh Heat] | I |  |  |  |  | 0.5416 | 0.53854 | 0.5416 | 0.54029 | 0.82518 | 0.82518 | 0.82518 | 0.82518
| Share of Heat from H2 Boilers [%] | R |  |  |  |  | 2.3719 | 0.66065 | 6.9724 | 3.1542 | 4.8572 | 0.62642 | 2.0742 | 2.0517
| Heat Production from CH4 HHP [TWh Heat] | I |  |  |  |  | 11.3514 | 11.2872 | 11.3514 | 11.3238 | 20.4767 | 20.4767 | 20.4767 | 20.4767
| Share of Heat from CH4 Boilers [%] | R |  |  |  |  | 73.7867 | 63.9627 | 68.9148 | 67.9547 | 62.1814 | 61.4822 | 64.6704 | 62.8973
CO2 | CO2 Emissions Electricity Sector [Mt] | R |  |  |  |  | 31.7635 | 24.1814 | 25.79 | 26.5319 | 21.1538 | 21.1774 | 22.6482 | 21.761
| CO2 Emissions Hydrogen Sector [Mt] | R |  |  |  |  | 0.092997 | 0.092997 | 0.092997 | 0.092997 | 0.13316 | 0.13317 | 0.13317 | 0.13317
FLH [h]
Electricity | Wind Onshore | R |  |  |  |  | 1941.7923 | 2502.8554 | 2247.4573 | 2283.9189 | 1994.823 | 2204.3076 | 1998.3908 | 2080.0439
| Wind Offshore Radial | R |  |  |  |  | 2260.8455 | 2855.1935 | 2518.7471 | 2601.5227 | 2429.3651 | 2572.3043 | 2441.4595 | 2491.3785
| Wind Offshore Hub | R
| Solar PV | R |  |  |  |  | 1366.9227 | 1352.4344 | 1388.8244 | 1367.9203 | 1360.4902 | 1354.6973 | 1344.9851 | 1351.971
| Solar CSP | R |  |  |  |  | 1203.3007 | 1210.7199 | 1375.4325 | 1263.2945 | 1298.274 | 1270.5562 | 1279.8616 | 1279.8219
| SRES Electricity | R
| Run of River | R |  |  |  |  | 2704.6654 | 2816.4568 | 2825.8873 | 2792.7389 | 2779.2577 | 3147.1591 | 3009.0248 | 3018.3251
| Pondage | R
| Reservoir | R |  |  |  |  | 1960.1566 | 1995.8576 | 2073.6743 | 2012.9689 | 2051.9876 | 2273.6362 | 2158.8135 | 2183.3774
| PS Turbine | R |  |  |  |  | 1465.6695 | 1551.878 | 1541.5513 | 1527.7801 | 1484.7153 | 1585.6845 | 1418.482 | 1498.6096
| Biofuel | R
| Other RES | R |  |  |  |  | 4694.7596 | 4697.3251 | 4715.0841 | 4702.5699 | 4715.9933 | 4698.3048 | 4715.0961 | 4708.559
| Nuclear | R
| Natural Gas | R |  |  |  |  | 1702.3652 | 1266.8846 | 1329.9246 | 1392.2031 | 1316.8634 | 1356.5261 | 1430.1093 | 1378.0268
| Crude Oil | R |  |  |  |  | 0 | 0 | 0 | 0 | 5.2571 | 1.3 | 0 | 1.5714
| Coal | R
| Hydrogen GT | R
| Fuel Cell | R
| Other Non RES | R |  |  |  |  | 2253.4799 | 1939.8329 | 2319.0615 | 2140.2536 | 2153.4063 | 1802.5633 | 2101.0458 | 1992.1249
| Adequacy Units | R
| Batteries | R |  |  |  |  | 1260.516 | 1305.8369 | 1315.1193 | 1298.0231 | 1339.5181 | 1353.9235 | 1308.1375 | 1332.728
H2 | SMR (Blue) and Pyrolisis | R |  |  |  |  | 8760 | 8760 | 8760 | 8760 | 8759.9834 | 8760 | 8760 | 8759.9967
| SMR (Grey) | R
| Electrolyzers E-Market (P2G) | R |  |  |  |  | 2026.1974 | 2610.5539 | 2143.6997 | 2316.2464 | 1683.9627 | 2501.5794 | 1805.5189 | 2059.6319
| Electrolyzers DRES (P2G) | R
| Electrolyzers SRES (P2G) | R
| H2 Adequacy Units | R
| NH3 Terminals (Import) | R | [8 empty] | 4514.5418 | 4967.3859 | 4938.5941 | 4865.3003
| Non-EU H2 Pipelines (Import) | R |  |  |  |  | 5172.4413 | 5203.9774 | 4899.8098 | 5096.0334 | 6216.4788 | 6256.8321 | 6577.9085 | 6377.192
| H2 Pipelines (Import) | R |  |  |  |  | 0.94325 | 3.7386 | 10.086 | 5.1624 | 422.606 | 329.1946 | 254.4105 | 317.9632
| H2 Pipelines (Export) | R |  |  |  |  | 6260.2238 | 6699.4679 | 5558.7358 | 6217.6077 | 3663.4601 | 4285.349 | 4442.9279 | 4224.0028
| H2 to SNG | R |  |  |  |  | 7765.123 | 7797.527 | 8748 | 8103.4062 | 5342.3413 | 4472.5318 | 4264 | 4563.081
| H2 to E-Liquids | R |  |  |  |  | 8760 | 8760 | 8760 | 8760 | 7748.6633 | 6551.4166 | 5911.8261 | 6535.0297
Exchange [TWh]
Electricity | Imports | R |  |  |  |  | 91.3289 | 93.3359 | 99.4968 | 94.8873 | 97.7073 | 87.3303 | 93.0405 | 91.6898
| Exports | R |  |  |  |  | 11.2854 | 11.2512 | 9.3256 | 10.6239 | 13.0604 | 18.2937 | 15.3018 | 16.0503
H2 | NH3 Imports | R | [8 empty] | 5.1729 | 5.6918 | 5.6588 | 5.5748
| Non-EU Imports | R |  |  |  |  | 81.8239 | 82.3228 | 77.5111 | 80.6152 | 98.3398 | 98.9781 | 104.0573 | 100.8821
| EU Imports | R |  |  |  |  | 0.0041967 | 0.016633 | 0.044874 | 0.022968 | 6.3272 | 4.9286 | 3.809 | 4.7605
| EU Exports | R |  |  |  |  | 37.1369 | 39.7426 | 32.9756 | 36.8841 | 40.8776 | 47.8168 | 49.575 | 47.1322
E-Fuels | SNG Imports [TWh H2] | R |  |  |  |  | EU27 level specific | EU27 level specific | EU27 level specific | EU27 level specific | EU27 level specific | EU27 level specific | EU27 level specific | EU27 level specific
| E-Liquid Imports [TWh H2] | R |  |  |  |  | EU27 level specific | EU27 level specific | EU27 level specific | EU27 level specific | EU27 level specific | EU27 level specific | EU27 level specific | EU27 level specific
Consumption [TWh]
Electricity | Native Demand (Prosumer) | I |  |  |  |  | 29.6023 | 27.6741 | 28.8015 | 28.5089 | 46.7735 | 40.8161 | 43.0892 | 42.9168
| Fixed Load (Prosumer) | I |  |  |  |  | 0 | 0 | 0 | 0 | 0 | 0 | 0 | 0
| Charging Station Load (Prosumer) | R |  |  |  |  | 20.1906 | 20.1215 | 20.1984 | 20.1635 | 30.9106 | 30.9571 | 30.536 | 30.7794
| Native Demand (E-Market) | I |  |  |  |  | 349.9794 | 349.1834 | 357.8623 | 352.2385 | 353.7985 | 351.4884 | 356.5298 | 353.967
| Fixed Load (Emarket) | I |  |  |  |  | 3.256 | 3.256 | 3.256 | 3.256 | 3.256 | 3.256 | 3.256 | 3.256
| Charging Station Load (E-Market) | R |  |  |  |  | 8.0399 | 8.0215 | 8.0358 | 8.0306 | 12.1217 | 12.0354 | 12.0147 | 12.0444
| PS Pump Load | R |  |  |  |  | 11.4895 | 12.0538 | 11.9269 | 11.8765 | 11.4125 | 11.6335 | 10.3819 | 11.0887
| Electrolyzers E-Market (P2G) | R |  |  |  |  | 10.4856 | 13.5096 | 11.0936 | 11.9866 | 12.3771 | 18.3866 | 13.2706 | 15.1383
| Electricity for H2 HHPs | R |  |  |  |  | 0.18001 | 0.18114 | 0.16876 | 0.17678 | 0.26392 | 0.27513 | 0.26964 | 0.27069
| Electricity for CH4 HHPs | R |  |  |  |  | 0.90568 | 1.2544 | 1.0738 | 1.1111 | 2.4328 | 2.4746 | 2.253 | 2.3776
H2 | H2 Demand | I |  |  |  |  | 44.3179 | 44.3407 | 44.5301 | 44.3977 | 64.0529 | 64.2246 | 64.3488 | 64.24
| Shortage Quantity | R |  |  |  |  | 0 | 0 | 0 | 0 | 0 | 0 | 0 | 0
| H2 for Hydrogen GT | R
| H2 for HHP Boilers | R |  |  |  |  | 0.011895 | 0.0032943 | 0.034966 | 0.01581 | 0.037111 | 0.0047862 | 0.015848 | 0.015676
| H2 to SNG | R |  |  |  |  | 0.65702 | 0.65976 | 0.74019 | 0.68565 | 0.90405 | 0.75686 | 0.72157 | 0.77218
| H2 to E-Liquids | R |  |  |  |  | 10.6785 | 10.6785 | 10.6785 | 10.6785 | 18.8914 | 15.9725 | 14.4132 | 15.9325
Methane | CH4 for HHP Boilers | R |  |  |  |  | 9.0459 | 7.7972 | 8.4486 | 8.3118 | 13.7513 | 13.5967 | 14.3017 | 13.9096
CO2 | CO2 to E-Fuels [kt] | R |  |  |  |  | EU27 level specific | EU27 level specific | EU27 level specific | EU27 level specific | EU27 level specific | EU27 level specific | EU27 level specific | EU27 level specific
Fuels | E-Fuel Demand [TWh H2] | I |  |  |  |  | EU27 level specific | EU27 level specific | EU27 level specific | EU27 level specific | EU27 level specific | EU27 level specific | EU27 level specific | EU27 level specific
| E-Fuel Shortage [TWh H2] | R |  |  |  |  | EU27 level specific | EU27 level specific | EU27 level specific | EU27 level specific | EU27 level specific | EU27 level specific | EU27 level specific | EU27 level specific
Prices [€/MWh]
Electricity | 10%-Quan. | R |  |  |  |  | 38.668 | 33.2767 | 44.222 | 38.1825 | 67.3603 | 45.3355 | 57.5335 | 54.6197
| Load-Weighted Average | R |  |  |  |  | 121.2817 | 108.6337 | 118.6496 | 114.9745 | 155.2052 | 141.6296 | 149.691 | 147.5693
| 90%-Quan. | R |  |  |  |  | 185.109 | 171.2712 | 171.4758 | 174.6598 | 223.3267 | 227.8344 | 226.5256 | 226.4093
H2 | 10%-Quan. | R |  |  |  |  | 102.7 | 102.7 | 102.7 | 102.7 | 98.703 | 96.3246 | 99.7 | 98.1505
| Load-Weighted Average | R |  |  |  |  | 124.3199 | 126.0533 | 115.757 | 122.2395 | 129.7555 | 139.3685 | 144.2501 | 139.3986
| 90%-Quan. | R |  |  |  |  | 160.7525 | 165.1024 | 138.6487 | 155.3287 | 164.575 | 195.6017 | 197.4084 | 190.119
Import Share [%]
H2 | Share of Domestic Production (Supply %) | R |  |  |  |  | EU27 level specific | EU27 level specific | EU27 level specific | EU27 level specific | EU27 level specific | EU27 level specific | EU27 level specific | EU27 level specific
| Share of Non-EU Imports (Supply %) | R |  |  |  |  | EU27 level specific | EU27 level specific | EU27 level specific | EU27 level specific | EU27 level specific | EU27 level specific | EU27 level specific | EU27 level specific
Energy Balance [TWh]
Electricity + | Electricity Generation | R |  |  |  |  | 357.1329 | 356.4589 | 355.487 | 356.2999 | 392.1712 | 405.8791 | 397.6277 | 399.837
| DSR | R
| Net Imports | R |  |  |  |  | 80.0435 | 82.0847 | 90.1713 | 84.2634 | 84.6469 | 69.0366 | 77.7387 | 75.6395
| Electricity Shortage | R |  |  |  |  | 0 | 0 | 0 | 0 | 0.017778 | 0 | 0 | 0.0035556
Electricity - | Electricity Demand (Native + Fixed) | I |  |  |  |  | 382.8377 | 380.1135 | 389.9198 | 384.0034 | 403.8279 | 395.5604 | 402.8749 | 400.1397
| Pump Load | R |  |  |  |  | 11.4895 | 12.0538 | 11.9269 | 11.8765 | 11.4125 | 11.6335 | 10.3819 | 11.0887
| Electrolyzer Load | R |  |  |  |  | 10.4856 | 13.5096 | 11.0936 | 11.9866 | 12.3771 | 18.3866 | 13.2706 | 15.1383
| Heat Electrical Usage | R |  |  |  |  | 1.0857 | 1.4356 | 1.2426 | 1.2879 | 2.6967 | 2.7497 | 2.5227 | 2.6483
| Net Battery Load | R |  |  |  |  | 4.5464 | 4.7098 | 4.7433 | 4.6817 | 6.3678 | 6.4363 | 6.2186 | 6.3355
| Net EV Load | R |  |  |  |  | 26.7316 | 26.7214 | 26.732 | 26.7273 | 40.1538 | 40.1491 | 40.0977 | 40.1295
Electricity Balance |  | R |  |  |  |  | 5.4001e-12 | -3.1321e-11 | -1.0232e-11 | -1.5548e-11 | 3.9336e-11 | 3.979e-11 | -4.718e-12 | 2.1896e-11
H2 + | H2 Domestic Production | R |  |  |  |  | 11.0191 | 13.1359 | 11.4448 | 12.0698 | 15.0073 | 19.2741 | 15.6417 | 16.9678
| NH3 Imports | R | [8 empty] | 5.1729 | 5.6918 | 5.6588 | 5.5748
| Non-EU Imports | R |  |  |  |  | 81.8239 | 82.3228 | 77.5111 | 80.6152 | 98.3398 | 98.9781 | 104.0573 | 100.8821
| Net Imports | R |  |  |  |  | -37.1327 | -39.726 | -32.9307 | -36.8611 | -34.5504 | -42.8881 | -45.7661 | -42.3718
| H2 Shortage | R |  |  |  |  | 0 | 0 | 0 | 0 | 0 | 0 | 0 | 0
H2 - | H2 Demand | I |  |  |  |  | 44.3179 | 44.3407 | 44.5301 | 44.3977 | 64.0529 | 64.2246 | 64.3488 | 64.24
| H2 to Hydrogen GT | R
| H2 to Heat | R |  |  |  |  | 0.011895 | 0.0032943 | 0.034966 | 0.01581 | 0.037111 | 0.0047862 | 0.015848 | 0.015676
| H2 to eFuels | R |  |  |  |  | 11.3356 | 11.3383 | 11.4187 | 11.3642 | 19.7955 | 16.7293 | 15.1347 | 16.7047
| Net H2 Storage Load | R |  |  |  |  | 0.044919 | 0.050422 | 0.041443 | 0.046138 | 0.084152 | 0.097133 | 0.092333 | 0.092617
H2 Balance |  | R |  |  |  |  | 2.8571e-11 | -4.8388e-12 | 1.4111e-11 | 9.4331e-12 | 6.0822e-12 | -1.5191e-11 | -2.0549e-11 | -1.308e-11
Note on C3: Input Value / Result

## LT
|  | I/R | 2030 |  |  |  | 2035 |  |  |  | 2040 |  |  |  | 2050
|  |  | CY1 | CY2 | CY3 | Weighted WS | WS032 | WS037 | WS059 | Weighted WS | WS065 | WS071 | WS077 | Weighted WS | CY1 | CY2 | CY3 | Weighted WS
Installed Capacity [GW]
Electricity | Wind Onshore | I |  |  |  |  | 5.5204 | 5.5204 | 5.5204 | 5.5204 | 6.5004 | 6.5004 | 6.5004 | 6.5004
| Wind Offshore Radial | I |  |  |  |  | 1.4 | 1.4 | 1.4 | 1.4 | 1.4 | 1.4 | 1.4 | 1.4
| Wind Offshore Hub | I | [8 empty] | 1.4 | 1.4 | 1.4 | 1.4
| Solar PV | I |  |  |  |  | 5 | 5 | 5 | 5 | 7 | 7 | 7 | 7
| Solar CSP | I
| SRES Electricity | I
| Run of River | I |  |  |  |  | 0.1274 | 0.1274 | 0.1274 | 0.1274 | 0.1274 | 0.1274 | 0.1274 | 0.1274
| Pondage | I
| Reservoir | I
| PS Turbine | I |  |  |  |  | 0.938 | 0.938 | 0.938 | 0.938 | 0.938 | 0.938 | 0.938 | 0.938
| PS Pump | I |  |  |  |  | 0.99 | 0.99 | 0.99 | 0.99 | 0.99 | 0.99 | 0.99 | 0.99
| Biofuel | I
| Other RES | I |  |  |  |  | 0.21001 | 0.21001 | 0.21001 | 0.21001 | 0.21001 | 0.21001 | 0.21001 | 0.21001
| Nuclear | I | [8 empty] | 1 | 1 | 1 | 1
| Natural Gas | I |  |  |  |  | 0.503 | 0.503 | 0.503 | 0.503 | 0.503 | 0.503 | 0.503 | 0.503
| Crude Oil | I
| Coal | I
| Hydrogen GT | I
| Fuel Cell | I
| Other Non RES | I |  |  |  |  | 0.121 | 0.121 | 0.121 | 0.121 | 0.103 | 0.103 | 0.103 | 0.103
| Adequacy Units | I
| Batteries | I |  |  |  |  | 1.75 | 1.75 | 1.75 | 1.75 | 2 | 2 | 2 | 2
| Batteries [GWh] | I |  |  |  |  | 5.1757 | 5.1757 | 5.1757 | 5.1757 | 5.9007 | 5.9007 | 5.9007 | 5.9007
H2 | SMR (Blue) and Pyrolisis | I
| SMR (Grey) | I |  |  |  |  | 1.6 | 1.6 | 1.6 | 1.6 | 0.8 | 0.8 | 0.8 | 0.8
| Electrolyzers E-Market (P2G) [GW Elec] | I |  |  |  |  | 1.3 | 1.3 | 1.3 | 1.3 | 5.5 | 5.5 | 5.5 | 5.5
| Electrolyzers DRES (P2G) [GW Elec] | I
| Electrolyzers SRES (P2G) [GW Elec] | I
| H2 Adequacy Units | I
| NH3 Imports - High Band | I
| NH3 Imports - Low Band | I
| NH3 Terminal Capacity | I
| Non-EU H2 Imports - High Band | I
| Non-EU H2 Imports - Low Band | I
| Non-EU H2 Pipeline Capacity | I
| EU Cross-Border Pipeline Capacity (Import) | I |  |  |  |  | 10.5932 | 10.5932 | 10.5932 | 10.5932 | 10.5932 | 10.5932 | 10.5932 | 10.5932
| EU Cross-Border Pipeline Capacity (Export) | I |  |  |  |  | 10.5932 | 10.5932 | 10.5932 | 10.5932 | 10.5932 | 10.5932 | 10.5932 | 10.5932
| H2 Storage Injection Capacity | I
| H2 Storage Withdrawal Capacity [GW] | I
| H2 Storage WGV [TWh] | I
| SNG Capacity (from H2) | I
| E-Liquids Capacity (from H2) | I
Generation [TWh]
Electricity | Wind Onshore | R |  |  |  |  | 15.7643 | 15.0635 | 16.5735 | 15.73 | 16.3098 | 18.8685 | 16.0723 | 17.2383
| Wind Offshore Radial | R |  |  |  |  | 5.9903 | 5.8661 | 6.4378 | 6.0845 | 6.1766 | 6.5182 | 5.385 | 5.9966
| Wind Offshore Hub | R | [8 empty] | 6.117 | 6.4226 | 5.3305 | 5.9246
| Solar PV | R |  |  |  |  | 4.5787 | 4.292 | 4.673 | 4.4865 | 7.1664 | 5.6418 | 6.8452 | 6.4281
| Solar CSP | R
| SRES Electricity | R
| Run of River | R |  |  |  |  | 0.38033 | 0.49519 | 0.40086 | 0.4365 | 0.43259 | 0.55686 | 0.39212 | 0.46611
| Pondage | R
| Reservoir | R
| PS Turbine | R |  |  |  |  | 1.0709 | 0.78222 | 1.1942 | 0.98746 | 0.79045 | 0.62762 | 0.70074 | 0.68944
| Biofuel | R
| Other RES | R |  |  |  |  | 1.7449 | 1.8052 | 1.753 | 1.7735 | 1.8397 | 1.8397 | 1.8393 | 1.8395
| Nuclear | R | [8 empty] | 6.3467 | 6.4121 | 6.5232 | 6.4434
| Natural Gas | R |  |  |  |  | 0.25052 | 0.26696 | 0.29859 | 0.27345 | 0.27179 | 0.69946 | 0.49692 | 0.53291
| Crude Oil | R
| Coal | R
| Hydrogen GT | R
| Fuel Cell | R
| Other Non RES | R |  |  |  |  | 0.54541 | 0.62161 | 0.36598 | 0.51897 | 0.17078 | 0.28505 | 0.31293 | 0.27335
| Adequacy Units | R
| ENS | R |  |  |  |  | 0 | 0 | 0.12009 | 0.03963 | 0 | 0.010566 | 0 | 0.0042265
| RES Curtailment | R |  |  |  |  | 0.86294 | 0.32797 | 0.79931 | 0.6119 | 0.059669 | 0.095569 | 0.056207 | 0.072644
Electricity - Flexibility | Batteries Charging | R |  |  |  |  | 1.2738 | 0.95153 | 1.1678 | 1.1003 | 1.2197 | 0.92916 | 1.1209 | 1.064
| Batteries Discharging | R |  |  |  |  | 1.1719 | 0.87541 | 1.0744 | 1.0122 | 1.1221 | 0.85482 | 1.0312 | 0.97884
| EV Discharging (Prosumer) | R |  |  |  |  | 0.17272 | 0.1702 | 0.19065 | 0.17755 | 0.33158 | 0.28234 | 0.3552 | 0.32133
| EV Discharging (E-Market) | R |  |  |  |  | 0.0058403 | 0.0051436 | 0.0082098 | 0.0063227 | 0.021208 | 0.026574 | 0.024713 | 0.024757
| DSR | R |  |  |  |  | 0 | 0.00016 | 0.0016 | 0.0005968 | 0.002 | 0.0048 | 0.0032 | 0.0036
H2 | SMR (Blue) and Pyrolisis | R
| SMR (Grey) | R |  |  |  |  | 7.031 | 7.4636 | 5.6117 | 6.7486 | 4.2468 | 4.8407 | 4.9988 | 4.7852
| Electrolyzers E-Market (P2G) | R |  |  |  |  | 3.6385 | 2.7552 | 4.1282 | 3.4203 | 16.7584 | 17.7735 | 15.1908 | 16.5374
| Electrolyzers DRES (P2G) | R
| Electrolyzers SRES (P2G) | R
| H2 Adequacy Units | R
| NH3 Imports - High Band | R
| NH3 Imports - Low Band | R
| Non-EU H2 Imports - High Band | R
| Non-EU H2 Imports - Low Band | R
| H2 Storage Injection | R
| H2 Storage Withdrawal | R
| Max Hourly State of Charge [%] | R
Heat | Heat Production from H2 HHP [TWh Heat] | I
| Share of Heat from H2 Boilers [%] | R
| Heat Production from CH4 HHP [TWh Heat] | I
| Share of Heat from CH4 Boilers [%] | R
CO2 | CO2 Emissions Electricity Sector [Mt] | R |  |  |  |  | 0.31358 | 0.35019 | 0.25173 | 0.30891 | 0.13477 | 0.29201 | 0.24737 | 0.24271
| CO2 Emissions Hydrogen Sector [Mt] | R |  |  |  |  | 1.6137 | 1.713 | 1.2879 | 1.5489 | 0.8256 | 0.94107 | 0.9718 | 0.93027
FLH [h]
Electricity | Wind Onshore | R |  |  |  |  | 2855.6481 | 2728.696 | 3002.2302 | 2849.4308 | 2509.048 | 2902.665 | 2472.5076 | 2651.8786
| Wind Offshore Radial | R |  |  |  |  | 4278.7576 | 4190.0504 | 4598.4271 | 4346.1044 | 4411.888 | 4655.825 | 3846.413 | 4283.2728
| Wind Offshore Hub | R | [8 empty] | 4369.2675 | 4587.5614 | 3807.531 | 4231.8905
| Solar PV | R |  |  |  |  | 915.7439 | 858.3966 | 934.603 | 897.3081 | 1023.7663 | 805.9672 | 977.8884 | 918.2955
| Solar CSP | R
| SRES Electricity | R
| Run of River | R |  |  |  |  | 2985.2873 | 3886.9093 | 3146.4918 | 3426.1822 | 3395.5253 | 4370.9633 | 3077.8259 | 3658.6207
| Pondage | R
| Reservoir | R
| PS Turbine | R |  |  |  |  | 1141.6842 | 833.9235 | 1273.1363 | 1052.7263 | 842.6967 | 669.1098 | 747.0556 | 735.0055
| Biofuel | R
| Other RES | R |  |  |  |  | 8308.5253 | 8595.9749 | 8347.4583 | 8444.9765 | 8760 | 8760 | 8758 | 8759.2
| Nuclear | R | [8 empty] | 6346.6847 | 6412.11 | 6523.163 | 6443.4461
| Natural Gas | R |  |  |  |  | 498.0449 | 530.7459 | 593.6194 | 543.6459 | 540.3315 | 1390.5754 | 987.9239 | 1059.466
| Crude Oil | R
| Coal | R
| Hydrogen GT | R
| Fuel Cell | R
| Other Non RES | R |  |  |  |  | 4507.5394 | 5137.2871 | 3024.643 | 4288.9751 | 1658.0197 | 2767.5001 | 3038.1887 | 2653.8795
| Adequacy Units | R
| Batteries | R |  |  |  |  | 669.6581 | 500.2338 | 613.9505 | 578.4221 | 561.0634 | 427.4121 | 515.6069 | 489.4203
H2 | SMR (Blue) and Pyrolisis | R
| SMR (Grey) | R |  |  |  |  | 4394.3553 | 4664.757 | 3507.3062 | 4217.9019 | 5308.45 | 6050.9217 | 6248.4976 | 5981.4577
| Electrolyzers E-Market (P2G) | R |  |  |  |  | 3998.3151 | 3027.6668 | 4536.4507 | 3758.5211 | 4291.5329 | 4551.4788 | 3890.0838 | 4234.9316
| Electrolyzers DRES (P2G) | R
| Electrolyzers SRES (P2G) | R
| H2 Adequacy Units | R
| NH3 Terminals (Import) | R
| Non-EU H2 Pipelines (Import) | R
| H2 Pipelines (Import) | R |  |  |  |  | 1464.864 | 2205.3731 | 1320.3068 | 1735.579 | 1454.2196 | 1578.7842 | 1579.8271 | 1554.2885
| H2 Pipelines (Export) | R |  |  |  |  | 1705.9265 | 2403.8945 | 1473.6174 | 1929.3908 | 1794.5025 | 1792.3313 | 1799.3553 | 1795.5752
| H2 to SNG | R
| H2 to E-Liquids | R
Exchange [TWh]
Electricity | Imports | R |  |  |  |  | 8.4148 | 8.5782 | 8.4275 | 8.4893 | 13.7012 | 12.6546 | 12.9282 | 12.9734
| Exports | R |  |  |  |  | 11.426 | 11.723 | 11.6133 | 11.6155 | 9.0035 | 9.3353 | 8.8327 | 9.0679
H2 | NH3 Imports | R
| Non-EU Imports | R
| EU Imports | R |  |  |  |  | 15.5176 | 23.362 | 13.9863 | 18.3854 | 15.4049 | 16.7244 | 16.7355 | 16.4649
| EU Exports | R |  |  |  |  | 18.0713 | 25.465 | 15.6104 | 20.4385 | 19.0096 | 18.9866 | 19.061 | 19.0209
E-Fuels | SNG Imports [TWh H2] | R |  |  |  |  | EU27 level specific | EU27 level specific | EU27 level specific | EU27 level specific | EU27 level specific | EU27 level specific | EU27 level specific | EU27 level specific
| E-Liquid Imports [TWh H2] | R |  |  |  |  | EU27 level specific | EU27 level specific | EU27 level specific | EU27 level specific | EU27 level specific | EU27 level specific | EU27 level specific | EU27 level specific
Consumption [TWh]
Electricity | Native Demand (Prosumer) | I |  |  |  |  | 1.2321 | 1.619 | 1.6736 | 1.5441 | 2.3352 | 2.0876 | 2.3202 | 2.2301
| Fixed Load (Prosumer) | I |  |  |  |  | 0 | 0 | 0 | 0 | 0 | 0 | 0 | 0
| Charging Station Load (Prosumer) | R |  |  |  |  | 1.4357 | 1.4329 | 1.456 | 1.4412 | 2.5887 | 2.5329 | 2.6154 | 2.5771
| Native Demand (E-Market) | I |  |  |  |  | 17.553 | 17.5773 | 17.574 | 17.5704 | 20.0228 | 19.9719 | 20.0453 | 20.0114
| Fixed Load (Emarket) | I |  |  |  |  | 0 | 0 | 0 | 0 | 0 | 0 | 0 | 0
| Charging Station Load (E-Market) | R |  |  |  |  | 0.53816 | 0.53737 | 0.54084 | 0.5387 | 0.9726 | 0.97867 | 0.97657 | 0.97661
| PS Pump Load | R |  |  |  |  | 1.4339 | 1.0449 | 1.5965 | 1.3203 | 1.0539 | 0.83683 | 0.93432 | 0.91925
| Electrolyzers E-Market (P2G) | R |  |  |  |  | 5.1978 | 3.936 | 5.8974 | 4.8861 | 23.6034 | 25.0331 | 21.3955 | 23.2921
| Electricity for H2 HHPs | R
| Electricity for CH4 HHPs | R
H2 | H2 Demand | I |  |  |  |  | 8.1158 | 8.1158 | 8.1158 | 8.1158 | 17.4005 | 20.3769 | 17.8641 | 18.7765
| Shortage Quantity | R |  |  |  |  | 0 | 0 | 0 | 0 | 0 | 0.02526 | 0 | 0.010104
| H2 for Hydrogen GT | R
| H2 for HHP Boilers | R
| H2 to SNG | R
| H2 to E-Liquids | R
Methane | CH4 for HHP Boilers | R
CO2 | CO2 to E-Fuels [kt] | R |  |  |  |  | EU27 level specific | EU27 level specific | EU27 level specific | EU27 level specific | EU27 level specific | EU27 level specific | EU27 level specific | EU27 level specific
Fuels | E-Fuel Demand [TWh H2] | I |  |  |  |  | EU27 level specific | EU27 level specific | EU27 level specific | EU27 level specific | EU27 level specific | EU27 level specific | EU27 level specific | EU27 level specific
| E-Fuel Shortage [TWh H2] | R |  |  |  |  | EU27 level specific | EU27 level specific | EU27 level specific | EU27 level specific | EU27 level specific | EU27 level specific | EU27 level specific | EU27 level specific
Prices [€/MWh]
Electricity | 10%-Quan. | R |  |  |  |  | 13.2932 | 26.7751 | 11.2133 | 18.404 | 36.4016 | 56.2224 | 64.1571 | 55.4321
| Load-Weighted Average | R |  |  |  |  | 93.1306 | 119.3207 | 164.2719 | 127.869 | 150.7361 | 245.9843 | 181.7057 | 201.2232
| 90%-Quan. | R |  |  |  |  | 155.4135 | 168.9174 | 168.7135 | 165.6092 | 212.221 | 400.6563 | 295.0261 | 320.7172
H2 | 10%-Quan. | R |  |  |  |  | 103.5592 | 103.8697 | 102.735 | 103.4207 | 99.0871 | 99.6501 | 99.7141 | 99.5631
| Load-Weighted Average | R |  |  |  |  | 104.7007 | 104.8716 | 104.3871 | 104.6707 | 184.937 | 345.7391 | 238.2129 | 270.5682
| 90%-Quan. | R |  |  |  |  | 104.1254 | 104.1254 | 104.1254 | 104.1254 | 226.7636 | 547.1929 | 355.621 | 406.4783
Import Share [%]
H2 | Share of Domestic Production (Supply %) | R |  |  |  |  | EU27 level specific | EU27 level specific | EU27 level specific | EU27 level specific | EU27 level specific | EU27 level specific | EU27 level specific | EU27 level specific
| Share of Non-EU Imports (Supply %) | R |  |  |  |  | EU27 level specific | EU27 level specific | EU27 level specific | EU27 level specific | EU27 level specific | EU27 level specific | EU27 level specific | EU27 level specific
Energy Balance [TWh]
Electricity + | Electricity Generation | R |  |  |  |  | 30.3253 | 29.1928 | 31.697 | 30.291 | 45.6218 | 47.8718 | 43.8982 | 45.8323
| DSR | R |  |  |  |  | 0 | 0.00016 | 0.0016 | 0.0005968 | 0.002 | 0.0048 | 0.0032 | 0.0036
| Net Imports | R |  |  |  |  | -3.0113 | -3.1447 | -3.1858 | -3.1263 | 4.6976 | 3.3193 | 4.0956 | 3.9055
| Electricity Shortage | R |  |  |  |  | 0 | 0 | 0.12009 | 0.03963 | 0 | 0.010566 | 0 | 0.0042265
Electricity - | Electricity Demand (Native + Fixed) | I |  |  |  |  | 18.7851 | 19.1962 | 19.2476 | 19.1145 | 22.358 | 22.0595 | 22.3654 | 22.2416
| Pump Load | R |  |  |  |  | 1.4339 | 1.0449 | 1.5965 | 1.3203 | 1.0539 | 0.83683 | 0.93432 | 0.91925
| Electrolyzer Load | R |  |  |  |  | 5.1978 | 3.936 | 5.8974 | 4.8861 | 23.6034 | 25.0331 | 21.3955 | 23.2921
| Heat Electrical Usage | R
| Net Battery Load | R |  |  |  |  | 0.1019 | 0.076123 | 0.093427 | 0.088021 | 0.097576 | 0.074333 | 0.089671 | 0.085117
| Net EV Load | R |  |  |  |  | 1.7953 | 1.7949 | 1.798 | 1.796 | 3.2085 | 3.2027 | 3.212 | 3.2076
Electricity Balance |  | R |  |  |  |  | -6.235e-12 | -9.5888e-12 | -1.2029e-11 | -9.5893e-12 | -9.4005e-12 | -1.2996e-11 | -1.1973e-11 | -1.1867e-11
H2 + | H2 Domestic Production | R |  |  |  |  | 10.6694 | 10.2188 | 9.7399 | 10.1689 | 21.0052 | 22.6143 | 20.1896 | 21.3226
| NH3 Imports | R
| Non-EU Imports | R
| Net Imports | R |  |  |  |  | -2.5536 | -2.103 | -1.6241 | -2.0531 | -3.6047 | -2.2622 | -2.3255 | -2.556
| H2 Shortage | R |  |  |  |  | 0 | 0 | 0 | 0 | 0 | 0.02526 | 0 | 0.010104
H2 - | H2 Demand | I |  |  |  |  | 8.1158 | 8.1158 | 8.1158 | 8.1158 | 17.4005 | 20.3769 | 17.8641 | 18.7765
| H2 to Hydrogen GT | R
| H2 to Heat | R
| H2 to eFuels | R
| Net H2 Storage Load | R
H2 Balance |  | R |  |  |  |  | -1.4982e-11 | -1.5651e-11 | -1.2239e-11 | -1.4365e-11 | 3.6105e-05 | 0.00047695 | 7.7622e-07 | 0.00019831
Note on C3: Input Value / Result

## LU
|  | I/R | 2030 |  |  |  | 2035 |  |  |  | 2040 |  |  |  | 2050
|  |  | CY1 | CY2 | CY3 | Weighted WS | WS032 | WS037 | WS059 | Weighted WS | WS065 | WS071 | WS077 | Weighted WS | CY1 | CY2 | CY3 | Weighted WS
Installed Capacity [GW]
Electricity | Wind Onshore | I |  |  |  |  | 0.5629 | 0.5629 | 0.5629 | 0.5629 | 0.6215 | 0.6215 | 0.6215 | 0.6215
| Wind Offshore Radial | I
| Wind Offshore Hub | I
| Solar PV | I |  |  |  |  | 1.0566 | 1.0566 | 1.0566 | 1.0566 | 1.205 | 1.205 | 1.205 | 1.205
| Solar CSP | I
| SRES Electricity | I
| Run of River | I |  |  |  |  | 0.027 | 0.027 | 0.027 | 0.027 | 0.027 | 0.027 | 0.027 | 0.027
| Pondage | I
| Reservoir | I
| PS Turbine | I |  |  |  |  | 1.3 | 1.3 | 1.3 | 1.3 | 1.3 | 1.3 | 1.3 | 1.3
| PS Pump | I |  |  |  |  | 1.1 | 1.1 | 1.1 | 1.1 | 1.1 | 1.1 | 1.1 | 1.1
| Biofuel | I
| Other RES | I |  |  |  |  | 0.11124 | 0.11124 | 0.11124 | 0.11124 | 0.101 | 0.101 | 0.101 | 0.101
| Nuclear | I
| Natural Gas | I
| Crude Oil | I
| Coal | I
| Hydrogen GT | I
| Fuel Cell | I | [8 empty] | 0.03 | 0.03 | 0.03 | 0.03
| Other Non RES | I
| Adequacy Units | I
| Batteries | I
| Batteries [GWh] | I
H2 | SMR (Blue) and Pyrolisis | I
| SMR (Grey) | I
| Electrolyzers E-Market (P2G) [GW Elec] | I |  |  |  |  | 0.045 | 0.045 | 0.045 | 0.045 | 0.06 | 0.06 | 0.06 | 0.06
| Electrolyzers DRES (P2G) [GW Elec] | I
| Electrolyzers SRES (P2G) [GW Elec] | I
| H2 Adequacy Units | I
| NH3 Imports - High Band | I
| NH3 Imports - Low Band | I
| NH3 Terminal Capacity | I
| Non-EU H2 Imports - High Band | I
| Non-EU H2 Imports - Low Band | I
| Non-EU H2 Pipeline Capacity | I
| EU Cross-Border Pipeline Capacity (Import) | I | [8 empty] | 3.4958 | 3.4958 | 3.4958 | 3.4958
| EU Cross-Border Pipeline Capacity (Export) | I | [8 empty] | 3.4958 | 3.4958 | 3.4958 | 3.4958
| H2 Storage Injection Capacity | I
| H2 Storage Withdrawal Capacity [GW] | I
| H2 Storage WGV [TWh] | I
| SNG Capacity (from H2) | I
| E-Liquids Capacity (from H2) | I
Generation [TWh]
Electricity | Wind Onshore | R |  |  |  |  | 0.96558 | 1.2639 | 1.1273 | 1.1472 | 1.2155 | 1.1521 | 0.98646 | 1.0985
| Wind Offshore Radial | R
| Wind Offshore Hub | R
| Solar PV | R |  |  |  |  | 1.0702 | 0.98786 | 1.0877 | 1.0406 | 1.3887 | 1.1282 | 1.1763 | 1.1995
| Solar CSP | R
| SRES Electricity | R
| Run of River | R |  |  |  |  | 0.073881 | 0.12011 | 0.085683 | 0.097656 | 0.060803 | 0.068474 | 0.070692 | 0.067827
| Pondage | R
| Reservoir | R
| PS Turbine | R |  |  |  |  | 1.2229 | 1.029 | 1.2536 | 1.1496 | 1.2808 | 1.0726 | 1.1633 | 1.1506
| Biofuel | R
| Other RES | R |  |  |  |  | 0.97446 | 0.97446 | 0.97446 | 0.97446 | 0.8848 | 0.8848 | 0.8848 | 0.8848
| Nuclear | R
| Natural Gas | R
| Crude Oil | R
| Coal | R
| Hydrogen GT | R
| Fuel Cell | R | [8 empty] | 0.0033863 | 0.010286 | 0.00168 | 0.0054635
| Other Non RES | R
| Adequacy Units | R
| ENS | R |  |  |  |  | 0 | 0 | 0 | 0 | 0.019849 | 0.05699 | 0 | 0.026766
| RES Curtailment | R |  |  |  |  | 0 | 0 | 0 | 0 | 0 | 0 | 0 | 0
Electricity - Flexibility | Batteries Charging | R
| Batteries Discharging | R
| EV Discharging (Prosumer) | R |  |  |  |  | 0.10116 | 0.068751 | 0.10465 | 0.088376 | 0.1976 | 0.18868 | 0.18337 | 0.18834
| EV Discharging (E-Market) | R |  |  |  |  | 0.005286 | 0.003127 | 0.0060358 | 0.004605 | 0.015643 | 0.013836 | 0.012762 | 0.013768
| DSR | R
H2 | SMR (Blue) and Pyrolisis | R
| SMR (Grey) | R
| Electrolyzers E-Market (P2G) | R |  |  |  |  | 0.27575 | 0.27575 | 0.27563 | 0.27571 | 0.15789 | 0.13514 | 0.12912 | 0.13728
| Electrolyzers DRES (P2G) | R
| Electrolyzers SRES (P2G) | R
| H2 Adequacy Units | R
| NH3 Imports - High Band | R
| NH3 Imports - Low Band | R
| Non-EU H2 Imports - High Band | R
| Non-EU H2 Imports - Low Band | R
| H2 Storage Injection | R
| H2 Storage Withdrawal | R
| Max Hourly State of Charge [%] | R
Heat | Heat Production from H2 HHP [TWh Heat] | I
| Share of Heat from H2 Boilers [%] | R
| Heat Production from CH4 HHP [TWh Heat] | I
| Share of Heat from CH4 Boilers [%] | R
CO2 | CO2 Emissions Electricity Sector [Mt] | R |  |  |  |  | 0 | 0 | 0 | 0 | 0 | 0 | 0 | 0
| CO2 Emissions Hydrogen Sector [Mt] | R |  |  |  |  | 0 | 0 | 0 | 0 | 0 | 0 | 0 | 0
FLH [h]
Electricity | Wind Onshore | R |  |  |  |  | 1715.36 | 2245.29 | 2002.657 | 2038.0379 | 1955.784 | 1853.8 | 1587.231 | 1767.5692
| Wind Offshore Radial | R
| Wind Offshore Hub | R
| Solar PV | R |  |  |  |  | 1012.8976 | 934.9391 | 1029.4636 | 984.8423 | 1152.4712 | 936.2849 | 976.1582 | 995.4715
| Solar CSP | R
| SRES Electricity | R
| Run of River | R |  |  |  |  | 2736.3378 | 4448.6756 | 3173.4578 | 3616.8926 | 2251.9467 | 2536.0622 | 2618.2311 | 2512.1067
| Pondage | R
| Reservoir | R
| PS Turbine | R |  |  |  |  | 940.718 | 791.5269 | 964.2826 | 884.3422 | 985.251 | 825.1031 | 894.8738 | 885.0409
| Biofuel | R
| Other RES | R |  |  |  |  | 8760 | 8760 | 8760 | 8760 | 8760 | 8760 | 8760 | 8760
| Nuclear | R
| Natural Gas | R
| Crude Oil | R
| Coal | R
| Hydrogen GT | R
| Fuel Cell | R | [8 empty] | 112.8774 | 342.8538 | 56 | 182.117
| Other Non RES | R
| Adequacy Units | R
| Batteries | R
H2 | SMR (Blue) and Pyrolisis | R
| SMR (Grey) | R
| Electrolyzers E-Market (P2G) | R |  |  |  |  | 8754 | 8754 | 8750 | 8752.68 | 3706.369 | 3172.2252 | 3030.9819 | 3222.5567
| Electrolyzers DRES (P2G) | R
| Electrolyzers SRES (P2G) | R
| H2 Adequacy Units | R
| NH3 Terminals (Import) | R
| Non-EU H2 Pipelines (Import) | R
| H2 Pipelines (Import) | R | [8 empty] | 2722.2472 | 2652.0427 | 2772.5701 | 2714.2946
| H2 Pipelines (Export) | R | [8 empty] | 448.2561 | 343.0565 | 477.2299 | 417.7658
| H2 to SNG | R
| H2 to E-Liquids | R
Exchange [TWh]
Electricity | Imports | R |  |  |  |  | 10.609 | 10.0662 | 10.5725 | 10.3636 | 11.5071 | 11.2122 | 11.5292 | 11.398
| Exports | R |  |  |  |  | 2.1075 | 1.8484 | 2.2047 | 2.0282 | 2.082 | 1.7898 | 1.9337 | 1.9058
H2 | NH3 Imports | R
| Non-EU Imports | R
| EU Imports | R | [8 empty] | 9.5163 | 9.2709 | 9.6922 | 9.4885
| EU Exports | R | [8 empty] | 1.567 | 1.1992 | 1.6683 | 1.4604
E-Fuels | SNG Imports [TWh H2] | R |  |  |  |  | EU27 level specific | EU27 level specific | EU27 level specific | EU27 level specific | EU27 level specific | EU27 level specific | EU27 level specific | EU27 level specific
| E-Liquid Imports [TWh H2] | R |  |  |  |  | EU27 level specific | EU27 level specific | EU27 level specific | EU27 level specific | EU27 level specific | EU27 level specific | EU27 level specific | EU27 level specific
Consumption [TWh]
Electricity | Native Demand (Prosumer) | I |  |  |  |  | 0.74968 | 0.79696 | 0.77826 | 0.77944 | 1.1872 | 1.0485 | 1.0122 | 1.0617
| Fixed Load (Prosumer) | I |  |  |  |  | 0 | 0 | 0 | 0 | 0 | 0 | 0 | 0
| Charging Station Load (Prosumer) | R |  |  |  |  | 0.7538 | 0.71713 | 0.75776 | 0.73934 | 1.1903 | 1.1802 | 1.1742 | 1.1798
| Native Demand (E-Market) | I |  |  |  |  | 9.107 | 9.1074 | 9.1252 | 9.1132 | 9.7526 | 9.7226 | 9.7269 | 9.7303
| Fixed Load (Emarket) | I |  |  |  |  | 0 | 0 | 0 | 0 | 0 | 0 | 0 | 0
| Charging Station Load (E-Market) | R |  |  |  |  | 0.27998 | 0.27753 | 0.28082 | 0.2792 | 0.43199 | 0.42994 | 0.42873 | 0.42986
| PS Pump Load | R |  |  |  |  | 1.6306 | 1.372 | 1.6714 | 1.5329 | 1.7078 | 1.4268 | 1.5511 | 1.5327
| Electrolyzers E-Market (P2G) | R |  |  |  |  | 0.39393 | 0.39393 | 0.39375 | 0.39387 | 0.22238 | 0.19033 | 0.18186 | 0.19335
| Electricity for H2 HHPs | R
| Electricity for CH4 HHPs | R
H2 | H2 Demand | I |  |  |  |  | 2.7123 | 2.7332 | 2.7172 | 2.7229 | 8.1016 | 8.1897 | 8.1503 | 8.1563
| Shortage Quantity | R |  |  |  |  | 2.4365 | 2.4575 | 2.4416 | 2.4472 | 0 | 0 | 0 | 0
| H2 for Hydrogen GT | R |  |  |  |  | 0 | 0 | 0 | 0 | 0.0056439 | 0.017143 | 0.0028 | 0.0091058
| H2 for HHP Boilers | R
| H2 to SNG | R
| H2 to E-Liquids | R
Methane | CH4 for HHP Boilers | R
CO2 | CO2 to E-Fuels [kt] | R |  |  |  |  | EU27 level specific | EU27 level specific | EU27 level specific | EU27 level specific | EU27 level specific | EU27 level specific | EU27 level specific | EU27 level specific
Fuels | E-Fuel Demand [TWh H2] | I |  |  |  |  | EU27 level specific | EU27 level specific | EU27 level specific | EU27 level specific | EU27 level specific | EU27 level specific | EU27 level specific | EU27 level specific
| E-Fuel Shortage [TWh H2] | R |  |  |  |  | EU27 level specific | EU27 level specific | EU27 level specific | EU27 level specific | EU27 level specific | EU27 level specific | EU27 level specific | EU27 level specific
Prices [€/MWh]
Electricity | 10%-Quan. | R |  |  |  |  | 0.01 | 0.01 | 0.01 | 0.01 | 0.01 | 0.02 | 0.01 | 0.014
| Load-Weighted Average | R |  |  |  |  | 82.8038 | 80.2619 | 71.4336 | 77.9586 | 114.2622 | 239.4126 | 169.6207 | 186.4658
| 90%-Quan. | R |  |  |  |  | 151.6155 | 130.7343 | 133.4655 | 136.6471 | 231.5544 | 432.5626 | 281.7312 | 332.0284
H2 | 10%-Quan. | R |  |  |  |  | 3000 | 3000 | 3000 | 3000 | 98.6651 | 96.4016 | 99.66 | 98.1577
| Load-Weighted Average | R |  |  |  |  | 3000 | 3000 | 3000 | 3000 | 138.2305 | 168.6639 | 148.2193 | 154.3994
| 90%-Quan. | R |  |  |  |  | 3000 | 3000 | 3000 | 3000 | 166.0505 | 316.5089 | 220.7469 | 248.1124
Import Share [%]
H2 | Share of Domestic Production (Supply %) | R |  |  |  |  | EU27 level specific | EU27 level specific | EU27 level specific | EU27 level specific | EU27 level specific | EU27 level specific | EU27 level specific | EU27 level specific
| Share of Non-EU Imports (Supply %) | R |  |  |  |  | EU27 level specific | EU27 level specific | EU27 level specific | EU27 level specific | EU27 level specific | EU27 level specific | EU27 level specific | EU27 level specific
Energy Balance [TWh]
Electricity + | Electricity Generation | R |  |  |  |  | 4.3071 | 4.3753 | 4.5287 | 4.4096 | 4.8341 | 4.3165 | 4.2832 | 4.4067
| DSR | R
| Net Imports | R |  |  |  |  | 8.5015 | 8.2178 | 8.3678 | 8.3354 | 9.4251 | 9.4224 | 9.5955 | 9.4922
| Electricity Shortage | R |  |  |  |  | 0 | 0 | 0 | 0 | 0.019849 | 0.05699 | 0 | 0.026766
Electricity - | Electricity Demand (Native + Fixed) | I |  |  |  |  | 9.8567 | 9.9044 | 9.9035 | 9.8926 | 10.9398 | 10.7711 | 10.739 | 10.792
| Pump Load | R |  |  |  |  | 1.6306 | 1.372 | 1.6714 | 1.5329 | 1.7078 | 1.4268 | 1.5511 | 1.5327
| Electrolyzer Load | R |  |  |  |  | 0.39393 | 0.39393 | 0.39375 | 0.39387 | 0.22238 | 0.19033 | 0.18186 | 0.19335
| Heat Electrical Usage | R
| Net Battery Load | R
| Net EV Load | R |  |  |  |  | 0.92734 | 0.92278 | 0.92789 | 0.92556 | 1.409 | 1.4076 | 1.4068 | 1.4076
Electricity Balance |  | R |  |  |  |  | -2.8724e-12 | 3.2259e-12 | -1.3038e-12 | 2.6748e-13 | 3.7339e-12 | -8.7574e-12 | -7.4625e-12 | -5.7412e-12
H2 + | H2 Domestic Production | R |  |  |  |  | 0.27575 | 0.27575 | 0.27563 | 0.27571 | 0.15789 | 0.13514 | 0.12912 | 0.13728
| NH3 Imports | R
| Non-EU Imports | R
| Net Imports | R | [8 empty] | 7.9493 | 8.0717 | 8.024 | 8.0281
| H2 Shortage | R |  |  |  |  | 2.4365 | 2.4575 | 2.4416 | 2.4472 | 0 | 0 | 0 | 0
H2 - | H2 Demand | I |  |  |  |  | 2.7123 | 2.7332 | 2.7172 | 2.7229 | 8.1016 | 8.1897 | 8.1503 | 8.1563
| H2 to Hydrogen GT | R |  |  |  |  | 0 | 0 | 0 | 0 | 0.0056439 | 0.017143 | 0.0028 | 0.0091058
| H2 to Heat | R
| H2 to eFuels | R
| Net H2 Storage Load | R
H2 Balance |  | R |  |  |  |  | 4.4409e-16 | 4.4409e-16 | 0 | 2.9754e-16 | -1.2079e-13 | -4.011e-12 | -2.4887e-12 | -2.624e-12
Note on C3: Input Value / Result

## LV
|  | I/R | 2030 |  |  |  | 2035 |  |  |  | 2040 |  |  |  | 2050
|  |  | CY1 | CY2 | CY3 | Weighted WS | WS032 | WS037 | WS059 | Weighted WS | WS065 | WS071 | WS077 | Weighted WS | CY1 | CY2 | CY3 | Weighted WS
Installed Capacity [GW]
Electricity | Wind Onshore | I |  |  |  |  | 0.644 | 0.644 | 0.644 | 0.644 | 1.286 | 1.286 | 1.286 | 1.286
| Wind Offshore Radial | I
| Wind Offshore Hub | I
| Solar PV | I |  |  |  |  | 1.29 | 1.29 | 1.29 | 1.29 | 1.545 | 1.545 | 1.545 | 1.545
| Solar CSP | I |  |  |  |  | 0.07 | 0.07 | 0.07 | 0.07 | 0.05 | 0.05 | 0.05 | 0.05
| SRES Electricity | I
| Run of River | I
| Pondage | I |  |  |  |  | 1.592 | 1.592 | 1.592 | 1.592 | 1.592 | 1.592 | 1.592 | 1.592
| Reservoir | I
| PS Turbine | I
| PS Pump | I
| Biofuel | I
| Other RES | I |  |  |  |  | 0.166 | 0.166 | 0.166 | 0.166 | 0.171 | 0.171 | 0.171 | 0.171
| Nuclear | I
| Natural Gas | I |  |  |  |  | 1.051 | 1.051 | 1.051 | 1.051 | 1.003 | 1.003 | 1.003 | 1.003
| Crude Oil | I
| Coal | I
| Hydrogen GT | I
| Fuel Cell | I
| Other Non RES | I
| Adequacy Units | I
| Batteries | I |  |  |  |  | 0.42 | 0.42 | 0.42 | 0.42 | 0.42 | 0.42 | 0.42 | 0.42
| Batteries [GWh] | I |  |  |  |  | 0.84 | 0.84 | 0.84 | 0.84 | 0.84 | 0.84 | 0.84 | 0.84
H2 | SMR (Blue) and Pyrolisis | I
| SMR (Grey) | I
| Electrolyzers E-Market (P2G) [GW Elec] | I |  |  |  |  | 1 | 1 | 1 | 1 | 1 | 1 | 1 | 1
| Electrolyzers DRES (P2G) [GW Elec] | I
| Electrolyzers SRES (P2G) [GW Elec] | I
| H2 Adequacy Units | I
| NH3 Imports - High Band | I
| NH3 Imports - Low Band | I
| NH3 Terminal Capacity | I
| Non-EU H2 Imports - High Band | I
| Non-EU H2 Imports - Low Band | I
| Non-EU H2 Pipeline Capacity | I
| EU Cross-Border Pipeline Capacity (Import) | I |  |  |  |  | 10.5932 | 10.5932 | 10.5932 | 10.5932 | 10.5932 | 10.5932 | 10.5932 | 10.5932
| EU Cross-Border Pipeline Capacity (Export) | I |  |  |  |  | 10.5932 | 10.5932 | 10.5932 | 10.5932 | 10.5932 | 10.5932 | 10.5932 | 10.5932
| H2 Storage Injection Capacity | I |  |  |  |  | 0 | 0 | 0 | 0 | 0 | 0 | 0 | 0
| H2 Storage Withdrawal Capacity [GW] | I
| H2 Storage WGV [TWh] | I
| SNG Capacity (from H2) | I
| E-Liquids Capacity (from H2) | I
Generation [TWh]
Electricity | Wind Onshore | R |  |  |  |  | 1.8065 | 1.5961 | 1.8507 | 1.7306 | 3.0895 | 3.5667 | 3.1303 | 3.2967
| Wind Offshore Radial | R
| Wind Offshore Hub | R
| Solar PV | R |  |  |  |  | 1.1294 | 1.0772 | 1.122 | 1.1045 | 1.4145 | 1.1955 | 1.3826 | 1.3141
| Solar CSP | R |  |  |  |  | 0.053392 | 0.047652 | 0.051865 | 0.05042 | 0.041429 | 0.02689 | 0.038541 | 0.034458
| SRES Electricity | R
| Run of River | R
| Pondage | R |  |  |  |  | 2.6651 | 3.6 | 2.7499 | 3.0951 | 2.7677 | 3.7884 | 2.5693 | 3.0966
| Reservoir | R
| PS Turbine | R
| Biofuel | R
| Other RES | R |  |  |  |  | 1.4542 | 1.4542 | 1.4542 | 1.4542 | 1.498 | 1.498 | 1.498 | 1.498
| Nuclear | R
| Natural Gas | R |  |  |  |  | 0.96754 | 1.1402 | 0.89586 | 1.0181 | 0.82019 | 1.6252 | 1.3817 | 1.3668
| Crude Oil | R
| Coal | R
| Hydrogen GT | R
| Fuel Cell | R
| Other Non RES | R
| Adequacy Units | R
| ENS | R |  |  |  |  | 0 | 0 | 0 | 0 | 0 | 0 | 0 | 0
| RES Curtailment | R |  |  |  |  | 0 | 0 | 0 | 0 | 0 | 0 | 0 | 0
Electricity - Flexibility | Batteries Charging | R |  |  |  |  | 0.12985 | 0.097685 | 0.1207 | 0.113 | 0.10304 | 0.068168 | 0.083858 | 0.081418
| Batteries Discharging | R |  |  |  |  | 0.10388 | 0.078148 | 0.096558 | 0.090399 | 0.082429 | 0.054534 | 0.067086 | 0.065134
| EV Discharging (Prosumer) | R |  |  |  |  | 4.9827e-05 | 4.6965e-05 | 5.0716e-05 | 4.889e-05 | 5.5369e-05 | 5.6587e-05 | 5.5293e-05 | 5.5826e-05
| EV Discharging (E-Market) | R |  |  |  |  | 9.5847e-07 | 9.4416e-07 | 1.1794e-06 | 1.0252e-06 | 1.9445e-06 | 2.4948e-06 | 2.6458e-06 | 2.4452e-06
| DSR | R |  |  |  |  | 0.0097191 | 0.01299 | 0.04002 | 0.021125 | 0.046224 | 0.11667 | 0.082426 | 0.088883
H2 | SMR (Blue) and Pyrolisis | R
| SMR (Grey) | R
| Electrolyzers E-Market (P2G) | R |  |  |  |  | 2.3914 | 1.5948 | 2.7191 | 2.157 | 2.0813 | 1.9693 | 1.8059 | 1.9264
| Electrolyzers DRES (P2G) | R
| Electrolyzers SRES (P2G) | R
| H2 Adequacy Units | R
| NH3 Imports - High Band | R
| NH3 Imports - Low Band | R
| Non-EU H2 Imports - High Band | R
| Non-EU H2 Imports - Low Band | R
| H2 Storage Injection | R
| H2 Storage Withdrawal | R
| Max Hourly State of Charge [%] | R
Heat | Heat Production from H2 HHP [TWh Heat] | I
| Share of Heat from H2 Boilers [%] | R
| Heat Production from CH4 HHP [TWh Heat] | I
| Share of Heat from CH4 Boilers [%] | R
CO2 | CO2 Emissions Electricity Sector [Mt] | R |  |  |  |  | 0.28175 | 0.33198 | 0.26107 | 0.29653 | 0.20196 | 0.4002 | 0.34023 | 0.33656
| CO2 Emissions Hydrogen Sector [Mt] | R |  |  |  |  | 0 | 0 | 0 | 0 | 0 | 0 | 0 | 0
FLH [h]
Electricity | Wind Onshore | R |  |  |  |  | 2805.171 | 2478.415 | 2873.713 | 2687.2848 | 2402.417 | 2773.483 | 2434.119 | 2563.5242
| Wind Offshore Radial | R
| Wind Offshore Hub | R
| Solar PV | R |  |  |  |  | 875.526 | 835.064 | 869.739 | 856.2176 | 915.549 | 773.765 | 894.861 | 850.5602
| Solar CSP | R |  |  |  |  | 762.747 | 680.736 | 740.93 | 720.2827 | 828.58 | 537.791 | 770.826 | 689.1628
| SRES Electricity | R
| Run of River | R
| Pondage | R |  |  |  |  | 1674.0733 | 2261.337 | 1727.3158 | 1944.1667 | 1738.4748 | 2379.6725 | 1613.8883 | 1945.1193
| Reservoir | R
| PS Turbine | R
| Biofuel | R
| Other RES | R |  |  |  |  | 8760 | 8760 | 8760 | 8760 | 8760 | 8760 | 8760 | 8760
| Nuclear | R
| Natural Gas | R |  |  |  |  | 920.5836 | 1084.907 | 852.3858 | 968.7374 | 817.7358 | 1620.3736 | 1377.5606 | 1362.7208
| Crude Oil | R
| Coal | R
| Hydrogen GT | R
| Fuel Cell | R
| Other Non RES | R
| Adequacy Units | R
| Batteries | R |  |  |  |  | 247.335 | 186.0664 | 229.8991 | 215.2357 | 196.2607 | 129.8429 | 159.7292 | 155.081
H2 | SMR (Blue) and Pyrolisis | R
| SMR (Grey) | R
| Electrolyzers E-Market (P2G) | R |  |  |  |  | 3416.3428 | 2278.2225 | 3884.4272 | 3081.4189 | 2931.355 | 2773.7243 | 2543.5255 | 2713.1709
| Electrolyzers DRES (P2G) | R
| Electrolyzers SRES (P2G) | R
| H2 Adequacy Units | R
| NH3 Terminals (Import) | R
| Non-EU H2 Pipelines (Import) | R
| H2 Pipelines (Import) | R |  |  |  |  | 1514.8876 | 2363.87 | 1223.8966 | 1783.923 | 1284.3346 | 1431.5111 | 1406.1179 | 1391.9185
| H2 Pipelines (Export) | R |  |  |  |  | 1740.6396 | 2514.4149 | 1480.5795 | 1987.5431 | 1480.8057 | 1617.4172 | 1576.5952 | 1573.7661
| H2 to SNG | R
| H2 to E-Liquids | R
Exchange [TWh]
Electricity | Imports | R |  |  |  |  | 9.4386 | 8.7187 | 9.6387 | 9.1951 | 11.0058 | 9.2531 | 10.1677 | 9.9695
| Exports | R |  |  |  |  | 3.1013 | 4.2649 | 2.8822 | 3.5293 | 6.0026 | 6.5735 | 5.9037 | 6.1914
H2 | NH3 Imports | R
| Non-EU Imports | R
| EU Imports | R |  |  |  |  | 16.0475 | 25.041 | 12.965 | 18.8975 | 13.6052 | 15.1643 | 14.8953 | 14.7449
| EU Exports | R |  |  |  |  | 18.439 | 26.6358 | 15.6841 | 21.0545 | 15.6865 | 17.1337 | 16.7012 | 16.6713
E-Fuels | SNG Imports [TWh H2] | R |  |  |  |  | EU27 level specific | EU27 level specific | EU27 level specific | EU27 level specific | EU27 level specific | EU27 level specific | EU27 level specific | EU27 level specific
| E-Liquid Imports [TWh H2] | R |  |  |  |  | EU27 level specific | EU27 level specific | EU27 level specific | EU27 level specific | EU27 level specific | EU27 level specific | EU27 level specific | EU27 level specific
Consumption [TWh]
Electricity | Native Demand (Prosumer) | I |  |  |  |  | 0 | 0 | 0 | 0 | 0 | 0 | 0 | 0
| Fixed Load (Prosumer) | I |  |  |  |  | 0 | 0 | 0 | 0 | 0 | 0 | 0 | 0
| Charging Station Load (Prosumer) | R |  |  |  |  | 0.00060994 | 0.0006067 | 0.00061095 | 0.00060888 | 0.0006109 | 0.00061228 | 0.00061082 | 0.00061142
| Native Demand (E-Market) | I |  |  |  |  | 10.9801 | 11.0836 | 11.0117 | 11.035 | 11.7279 | 11.7088 | 11.7857 | 11.7434
| Fixed Load (Emarket) | I |  |  |  |  | 0 | 0 | 0 | 0 | 0 | 0 | 0 | 0
| Charging Station Load (E-Market) | R |  |  |  |  | 0.00023171 | 0.0002317 | 0.00023196 | 0.00023179 | 0.00023114 | 0.00023176 | 0.00023194 | 0.00023171
| PS Pump Load | R
| Electrolyzers E-Market (P2G) | R |  |  |  |  | 3.4163 | 2.2782 | 3.8844 | 3.0814 | 2.9314 | 2.7737 | 2.5435 | 2.7132
| Electricity for H2 HHPs | R
| Electricity for CH4 HHPs | R
H2 | H2 Demand | I |  |  |  |  | 0 | 0 | 0 | 0 | 0 | 0 | 0 | 0
| Shortage Quantity | R |  |  |  |  | 0 | 0 | 0 | 0 | 0 | 0 | 0 | 0
| H2 for Hydrogen GT | R
| H2 for HHP Boilers | R
| H2 to SNG | R
| H2 to E-Liquids | R
Methane | CH4 for HHP Boilers | R
CO2 | CO2 to E-Fuels [kt] | R |  |  |  |  | EU27 level specific | EU27 level specific | EU27 level specific | EU27 level specific | EU27 level specific | EU27 level specific | EU27 level specific | EU27 level specific
Fuels | E-Fuel Demand [TWh H2] | I |  |  |  |  | EU27 level specific | EU27 level specific | EU27 level specific | EU27 level specific | EU27 level specific | EU27 level specific | EU27 level specific | EU27 level specific
| E-Fuel Shortage [TWh H2] | R |  |  |  |  | EU27 level specific | EU27 level specific | EU27 level specific | EU27 level specific | EU27 level specific | EU27 level specific | EU27 level specific | EU27 level specific
Prices [€/MWh]
Electricity | 10%-Quan. | R |  |  |  |  | 0.012647 | 16.2898 | 0.018043 | 7.0136 | 16.2901 | 54.6571 | 64.0197 | 50.7288
| Load-Weighted Average | R |  |  |  |  | 85.0047 | 105.5273 | 139.3439 | 111.7614 | 127.1624 | 224.3817 | 161.4486 | 179.7646
| 90%-Quan. | R |  |  |  |  | 130.256 | 131.8171 | 130.2633 | 130.9297 | 162.8182 | 321.1002 | 243.988 | 258.5989
H2 | 10%-Quan. | R
| Load-Weighted Average | R
| 90%-Quan. | R
Import Share [%]
H2 | Share of Domestic Production (Supply %) | R |  |  |  |  | EU27 level specific | EU27 level specific | EU27 level specific | EU27 level specific | EU27 level specific | EU27 level specific | EU27 level specific | EU27 level specific
| Share of Non-EU Imports (Supply %) | R |  |  |  |  | EU27 level specific | EU27 level specific | EU27 level specific | EU27 level specific | EU27 level specific | EU27 level specific | EU27 level specific | EU27 level specific
Energy Balance [TWh]
Electricity + | Electricity Generation | R |  |  |  |  | 8.0762 | 8.9154 | 8.1244 | 8.453 | 9.6313 | 11.7007 | 10.0003 | 10.6067
| DSR | R |  |  |  |  | 0.0097191 | 0.01299 | 0.04002 | 0.021125 | 0.046224 | 0.11667 | 0.082426 | 0.088883
| Net Imports | R |  |  |  |  | 6.3373 | 4.4537 | 6.7566 | 5.6657 | 5.0031 | 2.6796 | 4.264 | 3.7781
| Electricity Shortage | R |  |  |  |  | 0 | 0 | 0 | 0 | 0 | 0 | 0 | 0
Electricity - | Electricity Demand (Native + Fixed) | I |  |  |  |  | 10.9801 | 11.0836 | 11.0117 | 11.035 | 11.7279 | 11.7088 | 11.7857 | 11.7434
| Pump Load | R
| Electrolyzer Load | R |  |  |  |  | 3.4163 | 2.2782 | 3.8844 | 3.0814 | 2.9314 | 2.7737 | 2.5435 | 2.7132
| Heat Electrical Usage | R
| Net Battery Load | R |  |  |  |  | 0.02597 | 0.019537 | 0.024139 | 0.0226 | 0.020607 | 0.013634 | 0.016772 | 0.016284
| Net EV Load | R |  |  |  |  | 0.00079087 | 0.00079049 | 0.00079101 | 0.00079075 | 0.00078473 | 0.00078496 | 0.00078481 | 0.00078486
Electricity Balance |  | R |  |  |  |  | 7.6383e-12 | 4.6683e-12 | 2.462e-12 | 4.653e-12 | 8.8871e-12 | 1.504e-11 | 1.6861e-11 | 1.4538e-11
H2 + | H2 Domestic Production | R |  |  |  |  | 2.3914 | 1.5948 | 2.7191 | 2.157 | 2.0813 | 1.9693 | 1.8059 | 1.9264
| NH3 Imports | R
| Non-EU Imports | R
| Net Imports | R |  |  |  |  | -2.3914 | -1.5948 | -2.7191 | -2.157 | -2.0813 | -1.9693 | -1.8059 | -1.9264
| H2 Shortage | R |  |  |  |  | 0 | 0 | 0 | 0 | 0 | 0 | 0 | 0
H2 - | H2 Demand | I |  |  |  |  | 0 | 0 | 0 | 0 | 0 | 0 | 0 | 0
| H2 to Hydrogen GT | R
| H2 to Heat | R
| H2 to eFuels | R
| Net H2 Storage Load | R
H2 Balance |  | R |  |  |  |  | -6.9988e-13 | -5.4978e-13 | -1.1093e-12 | -7.7046e-13 | -3.6104e-13 | -1.4189e-13 | -5.7043e-13 | -3.5714e-13
Note on C3: Input Value / Result

## MD
|  | I/R | 2030 |  |  |  | 2035 |  |  |  | 2040 |  |  |  | 2050
|  |  | CY1 | CY2 | CY3 | Weighted WS | WS032 | WS037 | WS059 | Weighted WS | WS065 | WS071 | WS077 | Weighted WS | CY1 | CY2 | CY3 | Weighted WS
Installed Capacity [GW]
Electricity | Wind Onshore | I |  |  |  |  | 0.8675 | 0.8675 | 0.8675 | 0.8675 | 0.9045 | 0.9045 | 0.9045 | 0.9045
| Wind Offshore Radial | I
| Wind Offshore Hub | I
| Solar PV | I
| Solar CSP | I
| SRES Electricity | I
| Run of River | I |  |  |  |  | 0.0645 | 0.0645 | 0.0645 | 0.0645 | 0.0645 | 0.0645 | 0.0645 | 0.0645
| Pondage | I
| Reservoir | I
| PS Turbine | I
| PS Pump | I
| Biofuel | I
| Other RES | I |  |  |  |  | 0.00342 | 0.00342 | 0.00342 | 0.00342 | 0.00342 | 0.00342 | 0.00342 | 0.00342
| Nuclear | I
| Natural Gas | I |  |  |  |  | 0.78 | 0.78 | 0.78 | 0.78 | 0.78 | 0.78 | 0.78 | 0.78
| Crude Oil | I
| Coal | I |  |  |  |  | 0.55 | 0.55 | 0.55 | 0.55 | 0.55 | 0.55 | 0.55 | 0.55
| Hydrogen GT | I
| Fuel Cell | I
| Other Non RES | I
| Adequacy Units | I
| Batteries | I
| Batteries [GWh] | I
H2 | SMR (Blue) and Pyrolisis | I
| SMR (Grey) | I
| Electrolyzers E-Market (P2G) [GW Elec] | I
| Electrolyzers DRES (P2G) [GW Elec] | I
| Electrolyzers SRES (P2G) [GW Elec] | I
| H2 Adequacy Units | I
| NH3 Imports - High Band | I
| NH3 Imports - Low Band | I
| NH3 Terminal Capacity | I
| Non-EU H2 Imports - High Band | I
| Non-EU H2 Imports - Low Band | I
| Non-EU H2 Pipeline Capacity | I
| EU Cross-Border Pipeline Capacity (Import) | I
| EU Cross-Border Pipeline Capacity (Export) | I
| H2 Storage Injection Capacity | I
| H2 Storage Withdrawal Capacity [GW] | I
| H2 Storage WGV [TWh] | I
| SNG Capacity (from H2) | I
| E-Liquids Capacity (from H2) | I
Generation [TWh]
Electricity | Wind Onshore | R |  |  |  |  | 2.5366 | 3.0415 | 3.0478 | 2.9224 | 2.7979 | 2.8115 | 2.6182 | 2.7314
| Wind Offshore Radial | R
| Wind Offshore Hub | R
| Solar PV | R
| Solar CSP | R
| SRES Electricity | R
| Run of River | R |  |  |  |  | 0.27051 | 0.27051 | 0.27051 | 0.27051 | 0.27051 | 0.27051 | 0.27051 | 0.27051
| Pondage | R
| Reservoir | R
| PS Turbine | R
| Biofuel | R
| Other RES | R |  |  |  |  | 0.029959 | 0.029959 | 0.029959 | 0.029959 | 0.029959 | 0.029959 | 0.029959 | 0.029959
| Nuclear | R
| Natural Gas | R |  |  |  |  | 1.3388 | 0.72181 | 1.3376 | 1.0731 | 0.2413 | 0.22232 | 0.24192 | 0.23396
| Crude Oil | R
| Coal | R |  |  |  |  | 0.024406 | 0.0025421 | 0.04666 | 0.022349 | 0.007743 | 0.0034271 | 0 | 0.0029194
| Hydrogen GT | R
| Fuel Cell | R
| Other Non RES | R
| Adequacy Units | R
| ENS | R |  |  |  |  | 0 | 0 | 0 | 0 | 0 | 0 | 0 | 0
| RES Curtailment | R |  |  |  |  | 0 | 0 | 0 | 0 | 0 | 0 | 0 | 0
Electricity - Flexibility | Batteries Charging | R
| Batteries Discharging | R
| EV Discharging (Prosumer) | R
| EV Discharging (E-Market) | R
| DSR | R
H2 | SMR (Blue) and Pyrolisis | R
| SMR (Grey) | R
| Electrolyzers E-Market (P2G) | R
| Electrolyzers DRES (P2G) | R
| Electrolyzers SRES (P2G) | R
| H2 Adequacy Units | R
| NH3 Imports - High Band | R
| NH3 Imports - Low Band | R
| Non-EU H2 Imports - High Band | R
| Non-EU H2 Imports - Low Band | R
| H2 Storage Injection | R
| H2 Storage Withdrawal | R
| Max Hourly State of Charge [%] | R
Heat | Heat Production from H2 HHP [TWh Heat] | I
| Share of Heat from H2 Boilers [%] | R
| Heat Production from CH4 HHP [TWh Heat] | I
| Share of Heat from CH4 Boilers [%] | R
CO2 | CO2 Emissions Electricity Sector [Mt] | R |  |  |  |  | 0.67226 | 0.35217 | 0.69316 | 0.54152 | 0.10652 | 0.094556 | 0.099284 | 0.098839
| CO2 Emissions Hydrogen Sector [Mt] | R |  |  |  |  | 0 | 0 | 0 | 0 | 0 | 0 | 0 | 0
FLH [h]
Electricity | Wind Onshore | R |  |  |  |  | 2924.023 | 3506.085 | 3513.344 | 3368.7856 | 3093.293 | 3108.344 | 2894.6 | 3019.8362
| Wind Offshore Radial | R
| Wind Offshore Hub | R
| Solar PV | R
| Solar CSP | R
| SRES Electricity | R
| Run of River | R |  |  |  |  | 4193.9349 | 4193.9349 | 4193.9349 | 4193.9349 | 4193.9349 | 4193.9349 | 4193.9349 | 4193.9349
| Pondage | R
| Reservoir | R
| PS Turbine | R
| Biofuel | R
| Other RES | R |  |  |  |  | 8760 | 8760 | 8760 | 8760 | 8760 | 8760 | 8760 | 8760
| Nuclear | R
| Natural Gas | R |  |  |  |  | 1716.4532 | 925.3935 | 1714.8141 | 1375.7566 | 309.36 | 285.0313 | 310.1538 | 299.9461
| Crude Oil | R
| Coal | R |  |  |  |  | 44.3753 | 4.6219 | 84.8368 | 40.6337 | 14.0782 | 6.231 | 0 | 5.308
| Hydrogen GT | R
| Fuel Cell | R
| Other Non RES | R
| Adequacy Units | R
| Batteries | R
H2 | SMR (Blue) and Pyrolisis | R
| SMR (Grey) | R
| Electrolyzers E-Market (P2G) | R
| Electrolyzers DRES (P2G) | R
| Electrolyzers SRES (P2G) | R
| H2 Adequacy Units | R
| NH3 Terminals (Import) | R
| Non-EU H2 Pipelines (Import) | R
| H2 Pipelines (Import) | R
| H2 Pipelines (Export) | R
| H2 to SNG | R
| H2 to E-Liquids | R
Exchange [TWh]
Electricity | Imports | R |  |  |  |  | 5.6645 | 5.624 | 5.4895 | 5.5894 | 6.9522 | 6.8042 | 7.0819 | 6.9449
| Exports | R |  |  |  |  | 1.2475 | 1.1945 | 1.4435 | 1.2894 | 0.53898 | 0.58976 | 0.47799 | 0.53489
H2 | NH3 Imports | R
| Non-EU Imports | R
| EU Imports | R
| EU Exports | R
E-Fuels | SNG Imports [TWh H2] | R |  |  |  |  | EU27 level specific | EU27 level specific | EU27 level specific | EU27 level specific | EU27 level specific | EU27 level specific | EU27 level specific | EU27 level specific
| E-Liquid Imports [TWh H2] | R |  |  |  |  | EU27 level specific | EU27 level specific | EU27 level specific | EU27 level specific | EU27 level specific | EU27 level specific | EU27 level specific | EU27 level specific
Consumption [TWh]
Electricity | Native Demand (Prosumer) | I
| Fixed Load (Prosumer) | I
| Charging Station Load (Prosumer) | R
| Native Demand (E-Market) | I |  |  |  |  | 8.6174 | 8.4959 | 8.7785 | 8.6183 | 9.7606 | 9.5522 | 9.7644 | 9.6788
| Fixed Load (Emarket) | I |  |  |  |  | 0 | 0 | 0 | 0 | 0 | 0 | 0 | 0
| Charging Station Load (E-Market) | R
| PS Pump Load | R
| Electrolyzers E-Market (P2G) | R
| Electricity for H2 HHPs | R
| Electricity for CH4 HHPs | R
H2 | H2 Demand | I |  |  |  |  | 0 | 0 | 0 | 0 | 0 | 0 | 0 | 0
| Shortage Quantity | R |  |  |  |  | 0 | 0 | 0 | 0 | 0 | 0 | 0 | 0
| H2 for Hydrogen GT | R
| H2 for HHP Boilers | R
| H2 to SNG | R
| H2 to E-Liquids | R
Methane | CH4 for HHP Boilers | R
CO2 | CO2 to E-Fuels [kt] | R |  |  |  |  | EU27 level specific | EU27 level specific | EU27 level specific | EU27 level specific | EU27 level specific | EU27 level specific | EU27 level specific | EU27 level specific
Fuels | E-Fuel Demand [TWh H2] | I |  |  |  |  | EU27 level specific | EU27 level specific | EU27 level specific | EU27 level specific | EU27 level specific | EU27 level specific | EU27 level specific | EU27 level specific
| E-Fuel Shortage [TWh H2] | R |  |  |  |  | EU27 level specific | EU27 level specific | EU27 level specific | EU27 level specific | EU27 level specific | EU27 level specific | EU27 level specific | EU27 level specific
Prices [€/MWh]
Electricity | 10%-Quan. | R |  |  |  |  | 16.3081 | 16.3081 | 16.3081 | 16.3081 | 16.2881 | 14.4936 | 16.2981 | 15.5743
| Load-Weighted Average | R |  |  |  |  | 99.8518 | 88.9763 | 96.4349 | 94.0477 | 117.745 | 104.7023 | 119.2288 | 113.1215
| 90%-Quan. | R |  |  |  |  | 136.7767 | 127.78 | 129.8513 | 130.6227 | 166.232 | 166.232 | 166.232 | 166.232
H2 | 10%-Quan. | R
| Load-Weighted Average | R
| 90%-Quan. | R
Import Share [%]
H2 | Share of Domestic Production (Supply %) | R |  |  |  |  | EU27 level specific | EU27 level specific | EU27 level specific | EU27 level specific | EU27 level specific | EU27 level specific | EU27 level specific | EU27 level specific
| Share of Non-EU Imports (Supply %) | R |  |  |  |  | EU27 level specific | EU27 level specific | EU27 level specific | EU27 level specific | EU27 level specific | EU27 level specific | EU27 level specific | EU27 level specific
Energy Balance [TWh]
Electricity + | Electricity Generation | R |  |  |  |  | 4.2003 | 4.0663 | 4.7325 | 4.3183 | 3.3474 | 3.3377 | 3.1606 | 3.2688
| DSR | R
| Net Imports | R |  |  |  |  | 4.4171 | 4.4295 | 4.046 | 4.3 | 6.4133 | 6.2145 | 6.6039 | 6.41
| Electricity Shortage | R |  |  |  |  | 0 | 0 | 0 | 0 | 0 | 0 | 0 | 0
Electricity - | Electricity Demand (Native + Fixed) | I |  |  |  |  | 8.6174 | 8.4959 | 8.7785 | 8.6183 | 9.7606 | 9.5522 | 9.7644 | 9.6788
| Pump Load | R
| Electrolyzer Load | R
| Heat Electrical Usage | R
| Net Battery Load | R
| Net EV Load | R
Electricity Balance |  | R |  |  |  |  | 2.1139e-13 | -3.8423e-12 | 1.8794e-12 | -9.8124e-13 | 2.6006e-12 | -2.7214e-12 | 1.0285e-12 | -1.5703e-13
H2 + | H2 Domestic Production | R
| NH3 Imports | R
| Non-EU Imports | R
| Net Imports | R
| H2 Shortage | R |  |  |  |  | 0 | 0 | 0 | 0 | 0 | 0 | 0 | 0
H2 - | H2 Demand | I |  |  |  |  | 0 | 0 | 0 | 0 | 0 | 0 | 0 | 0
| H2 to Hydrogen GT | R
| H2 to Heat | R
| H2 to eFuels | R
| Net H2 Storage Load | R
H2 Balance |  | R |  |  |  |  | 0 | 0 | 0 | 0 | 0 | 0 | 0 | 0
Note on C3: Input Value / Result

## ME
|  | I/R | 2030 |  |  |  | 2035 |  |  |  | 2040 |  |  |  | 2050
|  |  | CY1 | CY2 | CY3 | Weighted WS | WS032 | WS037 | WS059 | Weighted WS | WS065 | WS071 | WS077 | Weighted WS | CY1 | CY2 | CY3 | Weighted WS
Installed Capacity [GW]
Electricity | Wind Onshore | I |  |  |  |  | 0.3134 | 0.3134 | 0.3134 | 0.3134 | 0.3134 | 0.3134 | 0.3134 | 0.3134
| Wind Offshore Radial | I
| Wind Offshore Hub | I
| Solar PV | I
| Solar CSP | I
| SRES Electricity | I
| Run of River | I |  |  |  |  | 0.581 | 0.581 | 0.581 | 0.581 | 0.581 | 0.581 | 0.581 | 0.581
| Pondage | I
| Reservoir | I |  |  |  |  | 0.706 | 0.706 | 0.706 | 0.706 | 0.706 | 0.706 | 0.706 | 0.706
| PS Turbine | I
| PS Pump | I
| Biofuel | I
| Other RES | I
| Nuclear | I
| Natural Gas | I
| Crude Oil | I
| Coal | I |  |  |  |  | 0.225 | 0.225 | 0.225 | 0.225
| Hydrogen GT | I
| Fuel Cell | I
| Other Non RES | I
| Adequacy Units | I
| Batteries | I
| Batteries [GWh] | I
H2 | SMR (Blue) and Pyrolisis | I
| SMR (Grey) | I
| Electrolyzers E-Market (P2G) [GW Elec] | I
| Electrolyzers DRES (P2G) [GW Elec] | I
| Electrolyzers SRES (P2G) [GW Elec] | I
| H2 Adequacy Units | I
| NH3 Imports - High Band | I
| NH3 Imports - Low Band | I
| NH3 Terminal Capacity | I
| Non-EU H2 Imports - High Band | I
| Non-EU H2 Imports - Low Band | I
| Non-EU H2 Pipeline Capacity | I
| EU Cross-Border Pipeline Capacity (Import) | I
| EU Cross-Border Pipeline Capacity (Export) | I
| H2 Storage Injection Capacity | I
| H2 Storage Withdrawal Capacity [GW] | I
| H2 Storage WGV [TWh] | I
| SNG Capacity (from H2) | I
| E-Liquids Capacity (from H2) | I
Generation [TWh]
Electricity | Wind Onshore | R |  |  |  |  | 0.814 | 0.99514 | 0.97001 | 0.94337 | 0.83266 | 0.85979 | 0.77184 | 0.81918
| Wind Offshore Radial | R
| Wind Offshore Hub | R
| Solar PV | R
| Solar CSP | R
| SRES Electricity | R
| Run of River | R |  |  |  |  | 1.1443 | 2.2285 | 1.8313 | 1.8372 | 1.3427 | 1.555 | 1.3254 | 1.4207
| Pondage | R
| Reservoir | R |  |  |  |  | 1.4395 | 3.8409 | 2.9569 | 2.9729 | 1.9525 | 2.5976 | 2.0599 | 2.2535
| PS Turbine | R
| Biofuel | R
| Other RES | R
| Nuclear | R
| Natural Gas | R
| Crude Oil | R
| Coal | R |  |  |  |  | 0 | 0 | 0 | 0
| Hydrogen GT | R
| Fuel Cell | R
| Other Non RES | R
| Adequacy Units | R
| ENS | R |  |  |  |  | 0 | 0 | 0 | 0 | 0 | 0 | 0 | 0
| RES Curtailment | R |  |  |  |  | 0.00078531 | 0.0030441 | 0.00026756 | 0.0015858 | 0.00047686 | 0.00048234 | 3.0523e-05 | 0.00030052
Electricity - Flexibility | Batteries Charging | R
| Batteries Discharging | R
| EV Discharging (Prosumer) | R
| EV Discharging (E-Market) | R
| DSR | R
H2 | SMR (Blue) and Pyrolisis | R
| SMR (Grey) | R
| Electrolyzers E-Market (P2G) | R
| Electrolyzers DRES (P2G) | R
| Electrolyzers SRES (P2G) | R
| H2 Adequacy Units | R
| NH3 Imports - High Band | R
| NH3 Imports - Low Band | R
| Non-EU H2 Imports - High Band | R
| Non-EU H2 Imports - Low Band | R
| H2 Storage Injection | R
| H2 Storage Withdrawal | R
| Max Hourly State of Charge [%] | R
Heat | Heat Production from H2 HHP [TWh Heat] | I
| Share of Heat from H2 Boilers [%] | R
| Heat Production from CH4 HHP [TWh Heat] | I
| Share of Heat from CH4 Boilers [%] | R
CO2 | CO2 Emissions Electricity Sector [Mt] | R |  |  |  |  | 0 | 0 | 0 | 0 | 0 | 0 | 0 | 0
| CO2 Emissions Hydrogen Sector [Mt] | R
FLH [h]
Electricity | Wind Onshore | R |  |  |  |  | 2597.3172 | 3175.2977 | 3095.1303 | 3010.1271 | 2656.8664 | 2743.4269 | 2462.7966 | 2613.8627
| Wind Offshore Radial | R
| Wind Offshore Hub | R
| Solar PV | R
| Solar CSP | R
| SRES Electricity | R
| Run of River | R |  |  |  |  | 1969.5554 | 3835.5934 | 3152.0067 | 3162.1607 | 2310.9791 | 2676.4227 | 2281.2367 | 2445.2596
| Pondage | R
| Reservoir | R |  |  |  |  | 2038.9978 | 5440.3992 | 4188.2451 | 4210.852 | 2765.5982 | 3679.3268 | 2917.7728 | 3191.9595
| PS Turbine | R
| Biofuel | R
| Other RES | R
| Nuclear | R
| Natural Gas | R
| Crude Oil | R
| Coal | R |  |  |  |  | 0 | 0 | 0 | 0
| Hydrogen GT | R
| Fuel Cell | R
| Other Non RES | R
| Adequacy Units | R
| Batteries | R
H2 | SMR (Blue) and Pyrolisis | R
| SMR (Grey) | R
| Electrolyzers E-Market (P2G) | R
| Electrolyzers DRES (P2G) | R
| Electrolyzers SRES (P2G) | R
| H2 Adequacy Units | R
| NH3 Terminals (Import) | R
| Non-EU H2 Pipelines (Import) | R
| H2 Pipelines (Import) | R
| H2 Pipelines (Export) | R
| H2 to SNG | R
| H2 to E-Liquids | R
Exchange [TWh]
Electricity | Imports | R |  |  |  |  | 7.843 | 5.6221 | 6.8889 | 6.5732 | 7.8896 | 7.8286 | 7.8148 | 7.8353
| Exports | R |  |  |  |  | 7.6848 | 9.1998 | 9.0201 | 8.7769 | 8.307 | 9.2586 | 8.3194 | 8.6926
H2 | NH3 Imports | R
| Non-EU Imports | R
| EU Imports | R
| EU Exports | R
E-Fuels | SNG Imports [TWh H2] | R |  |  |  |  | EU27 level specific | EU27 level specific | EU27 level specific | EU27 level specific | EU27 level specific | EU27 level specific | EU27 level specific | EU27 level specific
| E-Liquid Imports [TWh H2] | R |  |  |  |  | EU27 level specific | EU27 level specific | EU27 level specific | EU27 level specific | EU27 level specific | EU27 level specific | EU27 level specific | EU27 level specific
Consumption [TWh]
Electricity | Native Demand (Prosumer) | I
| Fixed Load (Prosumer) | I
| Charging Station Load (Prosumer) | R
| Native Demand (E-Market) | I |  |  |  |  | 3.5561 | 3.4868 | 3.627 | 3.5497 | 3.7104 | 3.5824 | 3.6526 | 3.6361
| Fixed Load (Emarket) | I |  |  |  |  | 0 | 0 | 0 | 0 | 0 | 0 | 0 | 0
| Charging Station Load (E-Market) | R
| PS Pump Load | R
| Electrolyzers E-Market (P2G) | R
| Electricity for H2 HHPs | R
| Electricity for CH4 HHPs | R
H2 | H2 Demand | I
| Shortage Quantity | R
| H2 for Hydrogen GT | R
| H2 for HHP Boilers | R
| H2 to SNG | R
| H2 to E-Liquids | R
Methane | CH4 for HHP Boilers | R
CO2 | CO2 to E-Fuels [kt] | R |  |  |  |  | EU27 level specific | EU27 level specific | EU27 level specific | EU27 level specific | EU27 level specific | EU27 level specific | EU27 level specific | EU27 level specific
Fuels | E-Fuel Demand [TWh H2] | I |  |  |  |  | EU27 level specific | EU27 level specific | EU27 level specific | EU27 level specific | EU27 level specific | EU27 level specific | EU27 level specific | EU27 level specific
| E-Fuel Shortage [TWh H2] | R |  |  |  |  | EU27 level specific | EU27 level specific | EU27 level specific | EU27 level specific | EU27 level specific | EU27 level specific | EU27 level specific | EU27 level specific
Prices [€/MWh]
Electricity | 10%-Quan. | R |  |  |  |  | 22.6233 | 16.3581 | 17.8174 | 18.3433 | 63.957 | 21.7408 | 67.3243 | 48.4174
| Load-Weighted Average | R |  |  |  |  | 109.7191 | 94.9087 | 105.0633 | 101.8142 | 129.4236 | 116.8503 | 130.9398 | 125.0007
| 90%-Quan. | R |  |  |  |  | 143.1535 | 129.3704 | 130.5044 | 133.0526 | 164.0392 | 165.6002 | 166.2074 | 165.5309
H2 | 10%-Quan. | R
| Load-Weighted Average | R
| 90%-Quan. | R
Import Share [%]
H2 | Share of Domestic Production (Supply %) | R |  |  |  |  | EU27 level specific | EU27 level specific | EU27 level specific | EU27 level specific | EU27 level specific | EU27 level specific | EU27 level specific | EU27 level specific
| Share of Non-EU Imports (Supply %) | R |  |  |  |  | EU27 level specific | EU27 level specific | EU27 level specific | EU27 level specific | EU27 level specific | EU27 level specific | EU27 level specific | EU27 level specific
Energy Balance [TWh]
Electricity + | Electricity Generation | R |  |  |  |  | 3.3978 | 7.0645 | 5.7582 | 5.7535 | 4.1279 | 5.0124 | 4.1572 | 4.4934
| DSR | R
| Net Imports | R |  |  |  |  | 0.15823 | -3.5777 | -2.1312 | -2.2037 | -0.41742 | -1.43 | -0.5046 | -0.85733
| Electricity Shortage | R |  |  |  |  | 0 | 0 | 0 | 0 | 0 | 0 | 0 | 0
Electricity - | Electricity Demand (Native + Fixed) | I |  |  |  |  | 3.5561 | 3.4868 | 3.627 | 3.5497 | 3.7104 | 3.5824 | 3.6526 | 3.6361
| Pump Load | R
| Electrolyzer Load | R
| Heat Electrical Usage | R
| Net Battery Load | R
| Net EV Load | R
Electricity Balance |  | R |  |  |  |  | 4.6807e-13 | 3.7321e-12 | 4.8406e-14 | 1.7331e-12 | -4.8406e-14 | -1.8652e-14 | -7.0166e-14 | -4.5208e-14
H2 + | H2 Domestic Production | R
| NH3 Imports | R
| Non-EU Imports | R
| Net Imports | R
| H2 Shortage | R
H2 - | H2 Demand | I
| H2 to Hydrogen GT | R
| H2 to Heat | R
| H2 to eFuels | R
| Net H2 Storage Load | R
H2 Balance |  | R
Note on C3: Input Value / Result

## MK
|  | I/R | 2030 |  |  |  | 2035 |  |  |  | 2040 |  |  |  | 2050
|  |  | CY1 | CY2 | CY3 | Weighted WS | WS032 | WS037 | WS059 | Weighted WS | WS065 | WS071 | WS077 | Weighted WS | CY1 | CY2 | CY3 | Weighted WS
Installed Capacity [GW]
Electricity | Wind Onshore | I |  |  |  |  | 0.274 | 0.274 | 0.274 | 0.274 | 0.41 | 0.41 | 0.41 | 0.41
| Wind Offshore Radial | I
| Wind Offshore Hub | I
| Solar PV | I |  |  |  |  | 2.1218 | 2.1218 | 2.1218 | 2.1218 | 2.1418 | 2.1418 | 2.1418 | 2.1418
| Solar CSP | I
| SRES Electricity | I
| Run of River | I |  |  |  |  | 0.2305 | 0.2305 | 0.2305 | 0.2305 | 0.2305 | 0.2305 | 0.2305 | 0.2305
| Pondage | I
| Reservoir | I |  |  |  |  | 0.5386 | 0.5386 | 0.5386 | 0.5386 | 0.7286 | 0.7286 | 0.7286 | 0.7286
| PS Turbine | I |  |  |  |  | 0.33285 | 0.33285 | 0.33285 | 0.33285 | 0.33285 | 0.33285 | 0.33285 | 0.33285
| PS Pump | I |  |  |  |  | 0.34734 | 0.34734 | 0.34734 | 0.34734 | 0.34734 | 0.34734 | 0.34734 | 0.34734
| Biofuel | I
| Other RES | I |  |  |  |  | 0.031 | 0.031 | 0.031 | 0.031 | 0.031 | 0.031 | 0.031 | 0.031
| Nuclear | I
| Natural Gas | I |  |  |  |  | 0.7595 | 0.7595 | 0.7595 | 0.7595 | 0.7595 | 0.7595 | 0.7595 | 0.7595
| Crude Oil | I
| Coal | I
| Hydrogen GT | I
| Fuel Cell | I
| Other Non RES | I
| Adequacy Units | I
| Batteries | I |  |  |  |  | 0.08 | 0.08 | 0.08 | 0.08 | 0.2 | 0.2 | 0.2 | 0.2
| Batteries [GWh] | I |  |  |  |  | 0.32 | 0.32 | 0.32 | 0.32 | 0.8 | 0.8 | 0.8 | 0.8
H2 | SMR (Blue) and Pyrolisis | I
| SMR (Grey) | I
| Electrolyzers E-Market (P2G) [GW Elec] | I
| Electrolyzers DRES (P2G) [GW Elec] | I
| Electrolyzers SRES (P2G) [GW Elec] | I
| H2 Adequacy Units | I
| NH3 Imports - High Band | I
| NH3 Imports - Low Band | I
| NH3 Terminal Capacity | I
| Non-EU H2 Imports - High Band | I
| Non-EU H2 Imports - Low Band | I
| Non-EU H2 Pipeline Capacity | I
| EU Cross-Border Pipeline Capacity (Import) | I | [8 empty] | 0.082239 | 0.082239 | 0.082239 | 0.082239
| EU Cross-Border Pipeline Capacity (Export) | I | [8 empty] | 0 | 0 | 0 | 0
| H2 Storage Injection Capacity | I
| H2 Storage Withdrawal Capacity [GW] | I
| H2 Storage WGV [TWh] | I
| SNG Capacity (from H2) | I
| E-Liquids Capacity (from H2) | I
Generation [TWh]
Electricity | Wind Onshore | R |  |  |  |  | 0.42914 | 0.48754 | 0.49282 | 0.47526 | 0.64789 | 0.70279 | 0.5747 | 0.64057
| Wind Offshore Radial | R
| Wind Offshore Hub | R
| Solar PV | R |  |  |  |  | 3.0671 | 2.8871 | 3.1006 | 3.0007 | 3.0755 | 2.8642 | 2.8759 | 2.9112
| Solar CSP | R
| SRES Electricity | R
| Run of River | R |  |  |  |  | 0.057114 | 0.057047 | 0.057139 | 0.057093 | 0.057224 | 0.057536 | 0.057516 | 0.057465
| Pondage | R
| Reservoir | R |  |  |  |  | 0.72416 | 1.1327 | 0.88811 | 0.95394 | 1.2703 | 1.2307 | 1.2933 | 1.2637
| PS Turbine | R |  |  |  |  | 1.0154 | 1.2276 | 1.1402 | 1.1478 | 1.1425 | 1.1726 | 1.0698 | 1.1254
| Biofuel | R
| Other RES | R |  |  |  |  | 0.26915 | 0.26888 | 0.26931 | 0.26909 | 0.26982 | 0.27112 | 0.27107 | 0.27084
| Nuclear | R
| Natural Gas | R |  |  |  |  | 2.9268 | 0.47523 | 2.4153 | 1.7038 | 2.0456 | 0.98446 | 2.4471 | 1.7817
| Crude Oil | R
| Coal | R
| Hydrogen GT | R
| Fuel Cell | R
| Other Non RES | R
| Adequacy Units | R
| ENS | R |  |  |  |  | 0 | 0 | 0 | 0 | 0 | 0 | 0 | 0
| RES Curtailment | R |  |  |  |  | 0.023637 | 0.028817 | 0.020821 | 0.024935 | 0.017771 | 0.0035744 | 0.0026783 | 0.0060552
Electricity - Flexibility | Batteries Charging | R |  |  |  |  | 0.08821 | 0.098683 | 0.090064 | 0.093325 | 0.21771 | 0.23203 | 0.20816 | 0.21962
| Batteries Discharging | R |  |  |  |  | 0.079389 | 0.088815 | 0.081058 | 0.083993 | 0.19594 | 0.20883 | 0.18735 | 0.19766
| EV Discharging (Prosumer) | R
| EV Discharging (E-Market) | R
| DSR | R
H2 | SMR (Blue) and Pyrolisis | R
| SMR (Grey) | R
| Electrolyzers E-Market (P2G) | R
| Electrolyzers DRES (P2G) | R
| Electrolyzers SRES (P2G) | R
| H2 Adequacy Units | R
| NH3 Imports - High Band | R
| NH3 Imports - Low Band | R
| Non-EU H2 Imports - High Band | R
| Non-EU H2 Imports - Low Band | R
| H2 Storage Injection | R
| H2 Storage Withdrawal | R
| Max Hourly State of Charge [%] | R
Heat | Heat Production from H2 HHP [TWh Heat] | I
| Share of Heat from H2 Boilers [%] | R
| Heat Production from CH4 HHP [TWh Heat] | I
| Share of Heat from CH4 Boilers [%] | R
CO2 | CO2 Emissions Electricity Sector [Mt] | R |  |  |  |  | 0.85083 | 0.13815 | 0.70213 | 0.49531 | 0.50371 | 0.24241 | 0.60257 | 0.43874
| CO2 Emissions Hydrogen Sector [Mt] | R |  |  |  |  | 0 | 0 | 0 | 0 | 0 | 0 | 0 | 0
FLH [h]
Electricity | Wind Onshore | R |  |  |  |  | 1566.1899 | 1779.3448 | 1798.596 | 1734.5405 | 1580.2258 | 1714.1132 | 1401.7064 | 1562.373
| Wind Offshore Radial | R
| Wind Offshore Hub | R
| Solar PV | R |  |  |  |  | 1445.5112 | 1360.6774 | 1461.3115 | 1414.2468 | 1435.9481 | 1337.3049 | 1342.749 | 1359.2112
| Solar CSP | R
| SRES Electricity | R
| Run of River | R |  |  |  |  | 247.7848 | 247.492 | 247.8908 | 247.6939 | 248.2598 | 249.6118 | 249.5262 | 249.3071
| Pondage | R
| Reservoir | R |  |  |  |  | 1344.524 | 2103.0688 | 1648.9216 | 1771.1495 | 1743.4287 | 1689.1978 | 1775.081 | 1734.3973
| PS Turbine | R |  |  |  |  | 3050.6113 | 3688.1774 | 3425.4314 | 3448.4554 | 3432.5426 | 3522.7707 | 3214.0479 | 3381.236
| Biofuel | R
| Other RES | R |  |  |  |  | 8682.1305 | 8673.6265 | 8687.2734 | 8680.1709 | 8703.8393 | 8745.9574 | 8744.1131 | 8736.796
| Nuclear | R
| Natural Gas | R |  |  |  |  | 3853.6299 | 625.7096 | 3180.1174 | 2243.3651 | 2693.3498 | 1296.2001 | 3221.9769 | 2345.9408
| Crude Oil | R
| Coal | R
| Hydrogen GT | R
| Fuel Cell | R
| Other Non RES | R
| Adequacy Units | R
| Batteries | R |  |  |  |  | 992.3619 | 1110.1838 | 1013.2193 | 1049.9083 | 979.6873 | 1044.1509 | 936.7278 | 988.289
H2 | SMR (Blue) and Pyrolisis | R
| SMR (Grey) | R
| Electrolyzers E-Market (P2G) | R
| Electrolyzers DRES (P2G) | R
| Electrolyzers SRES (P2G) | R
| H2 Adequacy Units | R
| NH3 Terminals (Import) | R
| Non-EU H2 Pipelines (Import) | R
| H2 Pipelines (Import) | R | [8 empty] | 0 | 0 | 0 | 0
| H2 Pipelines (Export) | R
| H2 to SNG | R
| H2 to E-Liquids | R
Exchange [TWh]
Electricity | Imports | R |  |  |  |  | 4.3771 | 5.8709 | 4.4704 | 5.0502 | 5.4519 | 6.433 | 5.004 | 5.6652
| Exports | R |  |  |  |  | 2.9879 | 2.8501 | 2.7924 | 2.8641 | 3.2671 | 3.4116 | 3.2209 | 3.3064
H2 | NH3 Imports | R
| Non-EU Imports | R
| EU Imports | R | [8 empty] | 0 | 0 | 0 | 0
| EU Exports | R | [8 empty] | 0 | 0 | 0 | 0
E-Fuels | SNG Imports [TWh H2] | R |  |  |  |  | EU27 level specific | EU27 level specific | EU27 level specific | EU27 level specific | EU27 level specific | EU27 level specific | EU27 level specific | EU27 level specific
| E-Liquid Imports [TWh H2] | R |  |  |  |  | EU27 level specific | EU27 level specific | EU27 level specific | EU27 level specific | EU27 level specific | EU27 level specific | EU27 level specific | EU27 level specific
Consumption [TWh]
Electricity | Native Demand (Prosumer) | I
| Fixed Load (Prosumer) | I
| Charging Station Load (Prosumer) | R
| Native Demand (E-Market) | I |  |  |  |  | 9.1121 | 8.8435 | 9.2441 | 9.0402 | 9.9222 | 9.4678 | 9.713 | 9.6568
| Fixed Load (Emarket) | I |  |  |  |  | 0 | 0 | 0 | 0 | 0 | 0 | 0 | 0
| Charging Station Load (E-Market) | R
| PS Pump Load | R |  |  |  |  | 0.75716 | 0.70346 | 0.78842 | 0.74438 | 0.74968 | 0.81379 | 0.63867 | 0.73092
| Electrolyzers E-Market (P2G) | R
| Electricity for H2 HHPs | R
| Electricity for CH4 HHPs | R
H2 | H2 Demand | I |  |  |  |  | 0 | 0 | 0 | 0 | 0 | 0 | 0 | 0
| Shortage Quantity | R |  |  |  |  | 0 | 0 | 0 | 0 | 0 | 0 | 0 | 0
| H2 for Hydrogen GT | R
| H2 for HHP Boilers | R
| H2 to SNG | R
| H2 to E-Liquids | R
Methane | CH4 for HHP Boilers | R
CO2 | CO2 to E-Fuels [kt] | R |  |  |  |  | EU27 level specific | EU27 level specific | EU27 level specific | EU27 level specific | EU27 level specific | EU27 level specific | EU27 level specific | EU27 level specific
Fuels | E-Fuel Demand [TWh H2] | I |  |  |  |  | EU27 level specific | EU27 level specific | EU27 level specific | EU27 level specific | EU27 level specific | EU27 level specific | EU27 level specific | EU27 level specific
| E-Fuel Shortage [TWh H2] | R |  |  |  |  | EU27 level specific | EU27 level specific | EU27 level specific | EU27 level specific | EU27 level specific | EU27 level specific | EU27 level specific | EU27 level specific
Prices [€/MWh]
Electricity | 10%-Quan. | R |  |  |  |  | 16.2781 | 12.2111 | 12.1661 | 13.1723 | 16.2881 | 16.2881 | 23.3903 | 19.129
| Load-Weighted Average | R |  |  |  |  | 102.3441 | 90.1975 | 99.0736 | 96.0418 | 124.7476 | 111.8796 | 124.403 | 119.4625
| 90%-Quan. | R |  |  |  |  | 136.7627 | 127.8505 | 129.97 | 130.6889 | 162.4949 | 162.3605 | 163.8017 | 162.9639
H2 | 10%-Quan. | R
| Load-Weighted Average | R
| 90%-Quan. | R
Import Share [%]
H2 | Share of Domestic Production (Supply %) | R |  |  |  |  | EU27 level specific | EU27 level specific | EU27 level specific | EU27 level specific | EU27 level specific | EU27 level specific | EU27 level specific | EU27 level specific
| Share of Non-EU Imports (Supply %) | R |  |  |  |  | EU27 level specific | EU27 level specific | EU27 level specific | EU27 level specific | EU27 level specific | EU27 level specific | EU27 level specific | EU27 level specific
Energy Balance [TWh]
Electricity + | Electricity Generation | R |  |  |  |  | 8.4889 | 6.5361 | 8.3634 | 7.6078 | 8.5088 | 7.2835 | 8.5894 | 8.0509
| DSR | R
| Net Imports | R |  |  |  |  | 1.3892 | 3.0208 | 1.6781 | 2.1861 | 2.1848 | 3.0214 | 1.7831 | 2.3588
| Electricity Shortage | R |  |  |  |  | 0 | 0 | 0 | 0 | 0 | 0 | 0 | 0
Electricity - | Electricity Demand (Native + Fixed) | I |  |  |  |  | 9.1121 | 8.8435 | 9.2441 | 9.0402 | 9.9222 | 9.4678 | 9.713 | 9.6568
| Pump Load | R |  |  |  |  | 0.75716 | 0.70346 | 0.78842 | 0.74438 | 0.74968 | 0.81379 | 0.63867 | 0.73092
| Electrolyzer Load | R
| Heat Electrical Usage | R
| Net Battery Load | R |  |  |  |  | 0.008821 | 0.0098683 | 0.0090064 | 0.0093325 | 0.021771 | 0.023203 | 0.020816 | 0.021962
| Net EV Load | R
Electricity Balance |  | R |  |  |  |  | -3.4799e-12 | -1.1058e-11 | 6.1533e-12 | -3.5594e-12 | -8.141e-12 | -1.8776e-12 | -5.5582e-12 | -4.6025e-12
H2 + | H2 Domestic Production | R
| NH3 Imports | R
| Non-EU Imports | R
| Net Imports | R | [8 empty] | 0 | 0 | 0 | 0
| H2 Shortage | R |  |  |  |  | 0 | 0 | 0 | 0 | 0 | 0 | 0 | 0
H2 - | H2 Demand | I |  |  |  |  | 0 | 0 | 0 | 0 | 0 | 0 | 0 | 0
| H2 to Hydrogen GT | R
| H2 to Heat | R
| H2 to eFuels | R
| Net H2 Storage Load | R
H2 Balance |  | R |  |  |  |  | 0 | 0 | 0 | 0 | 0 | 0 | 0 | 0
Note on C3: Input Value / Result

## NI
|  | I/R | 2030 |  |  |  | 2035 |  |  |  | 2040 |  |  |  | 2050
|  |  | CY1 | CY2 | CY3 | Weighted WS | WS032 | WS037 | WS059 | Weighted WS | WS065 | WS071 | WS077 | Weighted WS | CY1 | CY2 | CY3 | Weighted WS
Installed Capacity [GW]
Electricity | Wind Onshore | I |  |  |  |  | 3.3283 | 3.3283 | 3.3283 | 3.3283 | 3.458 | 3.458 | 3.458 | 3.458
| Wind Offshore Radial | I |  |  |  |  | 2 | 2 | 2 | 2 | 3.1747 | 3.1747 | 3.1747 | 3.1747
| Wind Offshore Hub | I
| Solar PV | I |  |  |  |  | 1.426 | 1.426 | 1.426 | 1.426 | 1.889 | 1.889 | 1.889 | 1.889
| Solar CSP | I
| SRES Electricity | I
| Run of River | I
| Pondage | I
| Reservoir | I
| PS Turbine | I
| PS Pump | I
| Biofuel | I
| Other RES | I
| Nuclear | I
| Natural Gas | I |  |  |  |  | 2.151 | 2.151 | 2.151 | 2.151 | 2.151 | 2.151 | 2.151 | 2.151
| Crude Oil | I
| Coal | I
| Hydrogen GT | I |  |  |  |  | 1.1631 | 1.1631 | 1.1631 | 1.1631 | 1.6365 | 1.6365 | 1.6365 | 1.6365
| Fuel Cell | I
| Other Non RES | I
| Adequacy Units | I
| Batteries | I |  |  |  |  | 1.32 | 1.32 | 1.32 | 1.32 | 2.125 | 2.125 | 2.125 | 2.125
| Batteries [GWh] | I |  |  |  |  | 14 | 14 | 14 | 14 | 25.41 | 25.41 | 25.41 | 25.41
H2 | SMR (Blue) and Pyrolisis | I
| SMR (Grey) | I
| Electrolyzers E-Market (P2G) [GW Elec] | I
| Electrolyzers DRES (P2G) [GW Elec] | I
| Electrolyzers SRES (P2G) [GW Elec] | I
| H2 Adequacy Units | I
| NH3 Imports - High Band | I
| NH3 Imports - Low Band | I
| NH3 Terminal Capacity | I
| Non-EU H2 Imports - High Band | I
| Non-EU H2 Imports - Low Band | I
| Non-EU H2 Pipeline Capacity | I
| EU Cross-Border Pipeline Capacity (Import) | I
| EU Cross-Border Pipeline Capacity (Export) | I
| H2 Storage Injection Capacity | I
| H2 Storage Withdrawal Capacity [GW] | I
| H2 Storage WGV [TWh] | I
| SNG Capacity (from H2) | I
| E-Liquids Capacity (from H2) | I
Generation [TWh]
Electricity | Wind Onshore | R |  |  |  |  | 6.6825 | 6.9947 | 6.5925 | 6.787 | 9.5896 | 8.2541 | 9.3392 | 8.9553
| Wind Offshore Radial | R |  |  |  |  | 4.5165 | 4.4623 | 4.5272 | 4.4967 | 10.9509 | 9.8219 | 10.5817 | 10.3516
| Wind Offshore Hub | R
| Solar PV | R |  |  |  |  | 0.761 | 0.68419 | 0.67404 | 0.69928 | 1.2728 | 1.3435 | 1.1445 | 1.2497
| Solar CSP | R
| SRES Electricity | R
| Run of River | R
| Pondage | R
| Reservoir | R
| PS Turbine | R
| Biofuel | R
| Other RES | R
| Nuclear | R
| Natural Gas | R |  |  |  |  | 1.3391 | 1.0888 | 1.1694 | 1.1755 | 1.1688 | 2.2266 | 1.2888 | 1.6399
| Crude Oil | R
| Coal | R
| Hydrogen GT | R |  |  |  |  | 0.26493 | 0.231 | 0.19859 | 0.22845 | 0.05014 | 0.10372 | 0.067242 | 0.078412
| Fuel Cell | R
| Other Non RES | R
| Adequacy Units | R
| ENS | R
| RES Curtailment | R |  |  |  |  | 11.1713 | 9.8872 | 10.4463 | 10.3798 | 7.8605 | 5.3584 | 7.1176 | 6.5625
Electricity - Flexibility | Batteries Charging | R |  |  |  |  | 1.585 | 1.7913 | 1.5112 | 1.6494 | 2.8903 | 2.6721 | 2.9285 | 2.8183
| Batteries Discharging | R |  |  |  |  | 1.268 | 1.433 | 1.209 | 1.3195 | 2.3122 | 2.1376 | 2.3428 | 2.2546
| EV Discharging (Prosumer) | R
| EV Discharging (E-Market) | R
| DSR | R |  |  |  |  | 0 | 0 | 0 | 0 | 0.003708 | 0.015628 | 0.0054881 | 0.0091881
H2 | SMR (Blue) and Pyrolisis | R
| SMR (Grey) | R
| Electrolyzers E-Market (P2G) | R
| Electrolyzers DRES (P2G) | R
| Electrolyzers SRES (P2G) | R
| H2 Adequacy Units | R
| NH3 Imports - High Band | R
| NH3 Imports - Low Band | R
| Non-EU H2 Imports - High Band | R
| Non-EU H2 Imports - Low Band | R
| H2 Storage Injection | R
| H2 Storage Withdrawal | R
| Max Hourly State of Charge [%] | R
Heat | Heat Production from H2 HHP [TWh Heat] | I
| Share of Heat from H2 Boilers [%] | R
| Heat Production from CH4 HHP [TWh Heat] | I
| Share of Heat from CH4 Boilers [%] | R
CO2 | CO2 Emissions Electricity Sector [Mt] | R |  |  |  |  | 0.39049 | 0.31952 | 0.33996 | 0.3433 | 0.29767 | 0.58801 | 0.33484 | 0.42867
| CO2 Emissions Hydrogen Sector [Mt] | R
FLH [h]
Electricity | Wind Onshore | R |  |  |  |  | 2007.778 | 2101.5693 | 1980.7444 | 2039.1872 | 2773.1763 | 2386.9578 | 2700.7578 | 2589.7215
| Wind Offshore Radial | R |  |  |  |  | 2258.2554 | 2231.1729 | 2263.6022 | 2248.3744 | 3449.4396 | 3093.7913 | 3333.1343 | 3260.6582
| Wind Offshore Hub | R
| Solar PV | R |  |  |  |  | 533.6574 | 479.7977 | 472.6822 | 490.3759 | 673.7898 | 711.2162 | 605.8648 | 661.5904
| Solar CSP | R
| SRES Electricity | R
| Run of River | R
| Pondage | R
| Reservoir | R
| PS Turbine | R
| Biofuel | R
| Other RES | R
| Nuclear | R
| Natural Gas | R |  |  |  |  | 622.5258 | 506.1822 | 543.6741 | 546.477 | 543.3792 | 1035.1356 | 599.1529 | 762.3913
| Crude Oil | R
| Coal | R
| Hydrogen GT | R |  |  |  |  | 227.7906 | 198.6145 | 170.7464 | 196.4203 | 30.6392 | 63.3798 | 41.0897 | 47.9156
| Fuel Cell | R
| Other Non RES | R
| Adequacy Units | R
| Batteries | R |  |  |  |  | 960.6065 | 1085.6107 | 915.9063 | 999.6073 | 1088.0945 | 1005.9519 | 1102.4982 | 1060.999
H2 | SMR (Blue) and Pyrolisis | R
| SMR (Grey) | R
| Electrolyzers E-Market (P2G) | R
| Electrolyzers DRES (P2G) | R
| Electrolyzers SRES (P2G) | R
| H2 Adequacy Units | R
| NH3 Terminals (Import) | R
| Non-EU H2 Pipelines (Import) | R
| H2 Pipelines (Import) | R
| H2 Pipelines (Export) | R
| H2 to SNG | R
| H2 to E-Liquids | R
Exchange [TWh]
Electricity | Imports | R |  |  |  |  | 1.182 | 1.3458 | 1.5195 | 1.3638 | 5.0193 | 6.5358 | 5.0047 | 5.6201
| Exports | R |  |  |  |  | 2.4967 | 2.3475 | 2.1516 | 2.3187 | 0.99466 | 1.2024 | 1.1692 | 1.1476
H2 | NH3 Imports | R
| Non-EU Imports | R
| EU Imports | R
| EU Exports | R
E-Fuels | SNG Imports [TWh H2] | R |  |  |  |  | EU27 level specific | EU27 level specific | EU27 level specific | EU27 level specific | EU27 level specific | EU27 level specific | EU27 level specific | EU27 level specific
| E-Liquid Imports [TWh H2] | R |  |  |  |  | EU27 level specific | EU27 level specific | EU27 level specific | EU27 level specific | EU27 level specific | EU27 level specific | EU27 level specific | EU27 level specific
Consumption [TWh]
Electricity | Native Demand (Prosumer) | I
| Fixed Load (Prosumer) | I
| Charging Station Load (Prosumer) | R
| Native Demand (E-Market) | I |  |  |  |  | 11.9323 | 12.101 | 12.2275 | 12.1023 | 26.4826 | 26.5672 | 25.6768 | 26.1941
| Fixed Load (Emarket) | I |  |  |  |  | 0 | 0 | 0 | 0 | 0 | 0 | 0 | 0
| Charging Station Load (E-Market) | R
| PS Pump Load | R
| Electrolyzers E-Market (P2G) | R
| Electricity for H2 HHPs | R
| Electricity for CH4 HHPs | R
H2 | H2 Demand | I
| Shortage Quantity | R
| H2 for Hydrogen GT | R
| H2 for HHP Boilers | R
| H2 to SNG | R
| H2 to E-Liquids | R
Methane | CH4 for HHP Boilers | R
CO2 | CO2 to E-Fuels [kt] | R |  |  |  |  | EU27 level specific | EU27 level specific | EU27 level specific | EU27 level specific | EU27 level specific | EU27 level specific | EU27 level specific | EU27 level specific
Fuels | E-Fuel Demand [TWh H2] | I |  |  |  |  | EU27 level specific | EU27 level specific | EU27 level specific | EU27 level specific | EU27 level specific | EU27 level specific | EU27 level specific | EU27 level specific
| E-Fuel Shortage [TWh H2] | R |  |  |  |  | EU27 level specific | EU27 level specific | EU27 level specific | EU27 level specific | EU27 level specific | EU27 level specific | EU27 level specific | EU27 level specific
Prices [€/MWh]
Electricity | 10%-Quan. | R |  |  |  |  | 0 | 0 | 0 | 0 | 0 | 0 | 0 | 0
| Load-Weighted Average | R |  |  |  |  | 28.4283 | 28.4044 | 32.1813 | 29.6565 | 40.8442 | 121.067 | 47.4757 | 75.5859
| 90%-Quan. | R |  |  |  |  | 129.5193 | 127.8568 | 129.5321 | 128.8086 | 162.0714 | 173.4556 | 162.9574 | 166.9795
H2 | 10%-Quan. | R
| Load-Weighted Average | R
| 90%-Quan. | R
Import Share [%]
H2 | Share of Domestic Production (Supply %) | R |  |  |  |  | EU27 level specific | EU27 level specific | EU27 level specific | EU27 level specific | EU27 level specific | EU27 level specific | EU27 level specific | EU27 level specific
| Share of Non-EU Imports (Supply %) | R |  |  |  |  | EU27 level specific | EU27 level specific | EU27 level specific | EU27 level specific | EU27 level specific | EU27 level specific | EU27 level specific | EU27 level specific
Energy Balance [TWh]
Electricity + | Electricity Generation | R |  |  |  |  | 13.564 | 13.461 | 13.1618 | 13.387 | 23.0323 | 21.7497 | 22.4214 | 22.2749
| DSR | R |  |  |  |  | 0 | 0 | 0 | 0 | 0.003708 | 0.015628 | 0.0054881 | 0.0091881
| Net Imports | R |  |  |  |  | -1.3146 | -1.0017 | -0.63207 | -0.95483 | 4.0246 | 5.3334 | 3.8356 | 4.4725
| Electricity Shortage | R
Electricity - | Electricity Demand (Native + Fixed) | I |  |  |  |  | 11.9323 | 12.101 | 12.2275 | 12.1023 | 26.4826 | 26.5672 | 25.6768 | 26.1941
| Pump Load | R
| Electrolyzer Load | R
| Heat Electrical Usage | R
| Net Battery Load | R |  |  |  |  | 0.317 | 0.35825 | 0.30225 | 0.32987 | 0.57805 | 0.53441 | 0.5857 | 0.56366
| Net EV Load | R
Electricity Balance |  | R |  |  |  |  | -1.218e-11 | -1.8403e-12 | -2.0837e-12 | -4.4023e-12 | 6.9349e-12 | -0.0027688 | -4.48e-12 | -0.0011075
H2 + | H2 Domestic Production | R
| NH3 Imports | R
| Non-EU Imports | R
| Net Imports | R
| H2 Shortage | R
H2 - | H2 Demand | I
| H2 to Hydrogen GT | R
| H2 to Heat | R
| H2 to eFuels | R
| Net H2 Storage Load | R
H2 Balance |  | R
Note on C3: Input Value / Result

## NL
|  | I/R | 2030 |  |  |  | 2035 |  |  |  | 2040 |  |  |  | 2050
|  |  | CY1 | CY2 | CY3 | Weighted WS | WS032 | WS037 | WS059 | Weighted WS | WS065 | WS071 | WS077 | Weighted WS | CY1 | CY2 | CY3 | Weighted WS
Installed Capacity [GW]
Electricity | Wind Onshore | I |  |  |  |  | 9.33 | 9.33 | 9.33 | 9.33 | 10.55 | 10.55 | 10.55 | 10.55
| Wind Offshore Radial | I |  |  |  |  | 18.824 | 18.824 | 18.824 | 18.824 | 18.587 | 18.587 | 18.587 | 18.587
| Wind Offshore Hub | I |  |  |  |  | 8.7 | 8.7 | 8.7 | 8.7 | 26 | 26 | 26 | 26
| Solar PV | I |  |  |  |  | 70.9375 | 70.9375 | 70.9375 | 70.9375 | 87.1068 | 87.1068 | 87.1068 | 87.1068
| Solar CSP | I
| SRES Electricity | I
| Run of River | I |  |  |  |  | 0.037 | 0.037 | 0.037 | 0.037 | 0.037 | 0.037 | 0.037 | 0.037
| Pondage | I
| Reservoir | I
| PS Turbine | I
| PS Pump | I
| Biofuel | I |  |  |  |  | 2.211 | 2.211 | 2.211 | 2.211 | 2.211 | 2.211 | 2.211 | 2.211
| Other RES | I |  |  |  |  | 1.2038 | 1.2038 | 1.2038 | 1.2038 | 0.8573 | 0.8573 | 0.8573 | 0.8573
| Nuclear | I |  |  |  |  | 0.486 | 0.486 | 0.486 | 0.486 | 3.686 | 3.686 | 3.686 | 3.686
| Natural Gas | I |  |  |  |  | 12.725 | 12.725 | 12.725 | 12.725 | 0.756 | 0.756 | 0.756 | 0.756
| Crude Oil | I
| Coal | I
| Hydrogen GT | I |  |  |  |  | 3.072 | 3.072 | 3.072 | 3.072 | 15.133 | 15.133 | 15.133 | 15.133
| Fuel Cell | I
| Other Non RES | I |  |  |  |  | 2.3289 | 2.3289 | 2.3289 | 2.3289 | 0.90508 | 0.90508 | 0.90508 | 0.90508
| Adequacy Units | I
| Batteries | I |  |  |  |  | 21.744 | 21.744 | 21.744 | 21.744 | 36.572 | 36.572 | 36.572 | 36.572
| Batteries [GWh] | I |  |  |  |  | 209.418 | 209.418 | 209.418 | 209.418 | 450.921 | 450.921 | 450.921 | 450.921
H2 | SMR (Blue) and Pyrolisis | I |  |  |  |  | 2.4 | 2.4 | 2.4 | 2.4 | 2.4 | 2.4 | 2.4 | 2.4
| SMR (Grey) | I
| Electrolyzers E-Market (P2G) [GW Elec] | I |  |  |  |  | 6 | 6 | 6 | 6 | 16 | 16 | 16 | 16
| Electrolyzers DRES (P2G) [GW Elec] | I
| Electrolyzers SRES (P2G) [GW Elec] | I
| H2 Adequacy Units | I
| NH3 Imports - High Band | I |  |  |  |  | 2.4065 | 2.4065 | 2.4065 | 2.4065 | 3.93 | 3.93 | 3.93 | 3.93
| NH3 Imports - Low Band | I |  |  |  |  | 2.4065 | 2.4065 | 2.4065 | 2.4065 | 3.93 | 3.93 | 3.93 | 3.93
| NH3 Terminal Capacity | I |  |  |  |  | 4.8129 | 4.8129 | 4.8129 | 4.8129 | 7.8602 | 7.8602 | 7.8602 | 7.8602
| Non-EU H2 Imports - High Band | I | [8 empty] | 1.0274 | 1.0274 | 1.0274 | 1.0274
| Non-EU H2 Imports - Low Band | I | [8 empty] | 1.0274 | 1.0274 | 1.0274 | 1.0274
| Non-EU H2 Pipeline Capacity | I
| EU Cross-Border Pipeline Capacity (Import) | I |  |  |  |  | 14.7705 | 14.7705 | 14.7705 | 14.7705 | 14.7705 | 14.7705 | 14.7705 | 14.7705
| EU Cross-Border Pipeline Capacity (Export) | I |  |  |  |  | 14.1525 | 14.1525 | 14.1525 | 14.1525 | 14.1525 | 14.1525 | 14.1525 | 14.1525
| H2 Storage Injection Capacity | I |  |  |  |  | 9 | 9 | 9 | 9 | 52 | 52 | 52 | 52
| H2 Storage Withdrawal Capacity [GW] | I |  |  |  |  | 9 | 9 | 9 | 9 | 37 | 37 | 37 | 37
| H2 Storage WGV [TWh] | I |  |  |  |  | 2.25 | 2.25 | 2.25 | 2.25 | 13 | 13 | 13 | 13
| SNG Capacity (from H2) | I
| E-Liquids Capacity (from H2) | I
Generation [TWh]
Electricity | Wind Onshore | R |  |  |  |  | 21.6207 | 23.0489 | 22.024 | 22.3679 | 24.8311 | 22.2739 | 20.5273 | 22.0867
| Wind Offshore Radial | R |  |  |  |  | 83.4127 | 84.4397 | 85.4524 | 84.5274 | 80.5276 | 78.9262 | 79.3338 | 79.4095
| Wind Offshore Hub | R |  |  |  |  | 33.1972 | 32.9278 | 34.0476 | 33.362 | 107.3678 | 105.3092 | 106.8465 | 106.3358
| Solar PV | R |  |  |  |  | 69.1415 | 62.8842 | 67.0811 | 65.7709 | 89.8798 | 76.1336 | 81.7884 | 81.1448
| Solar CSP | R
| SRES Electricity | R
| Run of River | R |  |  |  |  | 0.084405 | 0.1294 | 0.10561 | 0.11075 | 0.082426 | 0.095136 | 0.10298 | 0.095733
| Pondage | R
| Reservoir | R
| PS Turbine | R
| Biofuel | R |  |  |  |  | 13.8581 | 15.0446 | 13.6743 | 14.3077 | 13.8938 | 15.4473 | 14.962 | 14.9425
| Other RES | R |  |  |  |  | 8.7351 | 8.7348 | 8.7355 | 8.7351 | 6.5836 | 6.5836 | 6.5836 | 6.5836
| Nuclear | R |  |  |  |  | 3.686 | 3.8564 | 3.6685 | 3.7535 | 26.4873 | 27.8564 | 26.2053 | 26.9222
| Natural Gas | R |  |  |  |  | 21.5461 | 15.9087 | 15.7196 | 17.1992 | 1.2126 | 1.6271 | 1.623 | 1.5425
| Crude Oil | R
| Coal | R
| Hydrogen GT | R |  |  |  |  | 0.50648 | 0.19167 | 0.057601 | 0.22298 | 5.3103 | 10.0329 | 6.9473 | 7.8541
| Fuel Cell | R
| Other Non RES | R |  |  |  |  | 3.4965 | 3.3105 | 2.9102 | 3.223 | 1.9848 | 2.5273 | 2.6976 | 2.4869
| Adequacy Units | R
| ENS | R |  |  |  |  | 0 | 0 | 0 | 0 | 0.0072404 | 0.15331 | 0.099891 | 0.10273
| RES Curtailment | R |  |  |  |  | 6.9684 | 7.1052 | 7.5531 | 7.2202 | 7.5914 | 7.4175 | 6.707 | 7.1681
Electricity - Flexibility | Batteries Charging | R |  |  |  |  | 35.7006 | 32.6732 | 34.688 | 34.0646 | 48.7849 | 43.5664 | 44.511 | 44.988
| Batteries Discharging | R |  |  |  |  | 32.7765 | 29.9942 | 31.8479 | 31.2737 | 44.4297 | 39.6673 | 40.5328 | 40.966
| EV Discharging (Prosumer) | R |  |  |  |  | 1.1601 | 1.1347 | 1.1642 | 1.1505 | 1.3065 | 1.1949 | 1.021 | 1.1477
| EV Discharging (E-Market) | R |  |  |  |  | 0.015121 | 0.0086189 | 0.021875 | 0.014554 | 0.062999 | 0.069927 | 0.043437 | 0.057945
| DSR | R |  |  |  |  | 0.080264 | 0.037667 | 0.029124 | 0.045071 | 1.0091 | 2.2566 | 2.0748 | 1.9344
H2 | SMR (Blue) and Pyrolisis | R |  |  |  |  | 21.024 | 21.024 | 21.024 | 21.024 | 21.024 | 21.024 | 21.024 | 21.024
| SMR (Grey) | R
| Electrolyzers E-Market (P2G) | R |  |  |  |  | 16.3986 | 15.6954 | 15.2833 | 15.7282 | 46.2966 | 42.9655 | 37.2452 | 41.3436
| Electrolyzers DRES (P2G) | R
| Electrolyzers SRES (P2G) | R
| H2 Adequacy Units | R
| NH3 Imports - High Band | R |  |  |  |  | 0 | 0 | 0 | 0 | 0.23587 | 5.3525 | 4.1524 | 3.8491
| NH3 Imports - Low Band | R |  |  |  |  | 21.0809 | 21.0809 | 21.0809 | 21.0809 | 34.4268 | 34.4268 | 34.4268 | 34.4268
| Non-EU H2 Imports - High Band | R | [8 empty] | 0 | 0 | 0 | 0
| Non-EU H2 Imports - Low Band | R | [8 empty] | 0 | 0 | 0 | 0
| H2 Storage Injection | R |  |  |  |  | 14.1016 | 13.5607 | 14.904 | 14.1338 | 32.5163 | 34.7714 | 28.0738 | 31.6413
| H2 Storage Withdrawal | R |  |  |  |  | 13.9606 | 13.4262 | 14.7549 | 13.9929 | 32.1912 | 34.4237 | 27.793 | 31.3249
| Max Hourly State of Charge [%] | R |  |  |  |  | 100 | 100 | 100 | 100 | 100 | 100 | 100 | 100
Heat | Heat Production from H2 HHP [TWh Heat] | I
| Share of Heat from H2 Boilers [%] | R
| Heat Production from CH4 HHP [TWh Heat] | I |  |  |  |  | 38.2434 | 38.1257 | 38.2434 | 38.1928 | 49.0785 | 49.0785 | 49.0785 | 49.0785
| Share of Heat from CH4 Boilers [%] | R |  |  |  |  | 18.0895 | 10.916 | 5.1478 | 10.7341 | 21.8215 | 37.844 | 33.0987 | 32.7414
CO2 | CO2 Emissions Electricity Sector [Mt] | R |  |  |  |  | 8.7115 | 6.8403 | 6.4887 | 7.1733 | 1.0799 | 1.4143 | 1.4695 | 1.3695
| CO2 Emissions Hydrogen Sector [Mt] | R |  |  |  |  | 0.53141 | 0.53141 | 0.53141 | 0.53141 | 0.45014 | 0.45014 | 0.45014 | 0.45014
FLH [h]
Electricity | Wind Onshore | R |  |  |  |  | 2317.326 | 2470.41 | 2360.562 | 2397.42 | 2353.662 | 2111.274 | 1945.711 | 2093.5264
| Wind Offshore Radial | R |  |  |  |  | 4431.191 | 4485.746 | 4539.5467 | 4490.407 | 4332.469 | 4246.311 | 4268.239 | 4272.3138
| Wind Offshore Hub | R |  |  |  |  | 3815.7724 | 3784.8058 | 3913.5116 | 3834.7107 | 4129.5304 | 4050.354 | 4109.4817 | 4089.8404
| Solar PV | R |  |  |  |  | 974.6817 | 886.4727 | 945.6362 | 927.1668 | 1031.8346 | 874.026 | 938.9444 | 931.5551
| Solar CSP | R
| SRES Electricity | R
| Run of River | R |  |  |  |  | 2281.223 | 3497.303 | 2854.2141 | 2993.2244 | 2227.7384 | 2571.2303 | 2783.3708 | 2587.3881
| Pondage | R
| Reservoir | R
| PS Turbine | R
| Biofuel | R |  |  |  |  | 6267.813 | 6804.4538 | 6184.6766 | 6471.1335 | 6283.9618 | 6986.5532 | 6767.0797 | 6758.2455
| Other RES | R |  |  |  |  | 7256.244 | 7256.0604 | 7256.6172 | 7256.2882 | 7679.4842 | 7679.4842 | 7679.4842 | 7679.4842
| Nuclear | R |  |  |  |  | 7584.4507 | 7934.8934 | 7548.3816 | 7723.2383 | 7185.9214 | 7557.3538 | 7109.4147 | 7303.8917
| Natural Gas | R |  |  |  |  | 1693.2075 | 1250.1896 | 1235.3287 | 1351.6098 | 1603.9105 | 2152.2174 | 2146.8378 | 2040.4042
| Crude Oil | R
| Coal | R
| Hydrogen GT | R |  |  |  |  | 164.8709 | 62.392 | 18.7502 | 72.5851 | 350.9069 | 662.9792 | 459.08 | 519.005
| Fuel Cell | R
| Other Non RES | R |  |  |  |  | 1501.3332 | 1421.4536 | 1249.6045 | 1383.9145 | 2192.9965 | 2792.353 | 2980.5173 | 2747.7474
| Adequacy Units | R
| Batteries | R |  |  |  |  | 1507.38 | 1379.4222 | 1464.6769 | 1438.2661 | 1214.8544 | 1084.6357 | 1108.3006 | 1120.1454
H2 | SMR (Blue) and Pyrolisis | R |  |  |  |  | 8760 | 8760 | 8760 | 8760 | 8760 | 8760 | 8760 | 8760
| SMR (Grey) | R
| Electrolyzers E-Market (P2G) | R |  |  |  |  | 3904.4338 | 3736.9968 | 3638.8914 | 3744.8069 | 4075.405 | 3782.1737 | 3278.631 | 3639.4029
| Electrolyzers DRES (P2G) | R
| Electrolyzers SRES (P2G) | R
| H2 Adequacy Units | R
| NH3 Terminals (Import) | R |  |  |  |  | 4380.1337 | 4380.1337 | 4380.1337 | 4380.1337 | 4409.9135 | 5060.8648 | 4908.1832 | 4869.6019
| Non-EU H2 Pipelines (Import) | R
| H2 Pipelines (Import) | R |  |  |  |  | 15.8837 | 11.7298 | 12.4608 | 12.968 | 642.357 | 929.7823 | 806.6885 | 823.0597
| H2 Pipelines (Export) | R |  |  |  |  | 1804.5982 | 1788.1072 | 1774.5172 | 1787.5803 | 2613.7214 | 2482.7296 | 2233.6052 | 2409.2782
| H2 to SNG | R
| H2 to E-Liquids | R
Exchange [TWh]
Electricity | Imports | R |  |  |  |  | 49.9326 | 50.817 | 52.4784 | 51.153 | 57.9766 | 56.7962 | 57.4994 | 57.3136
| Exports | R |  |  |  |  | 28.1089 | 22.9774 | 25.7125 | 25.1115 | 22.7129 | 21.8908 | 23.0773 | 22.5298
H2 | NH3 Imports | R |  |  |  |  | 21.0809 | 21.0809 | 21.0809 | 21.0809 | 34.6627 | 39.7793 | 38.5792 | 38.2759
| Non-EU Imports | R
| EU Imports | R |  |  |  |  | 0.23461 | 0.17326 | 0.18405 | 0.19154 | 9.4879 | 13.7333 | 11.9152 | 12.157
| EU Exports | R |  |  |  |  | 25.5397 | 25.3063 | 25.1139 | 25.2988 | 36.9908 | 35.1369 | 31.6112 | 34.0974
E-Fuels | SNG Imports [TWh H2] | R |  |  |  |  | EU27 level specific | EU27 level specific | EU27 level specific | EU27 level specific | EU27 level specific | EU27 level specific | EU27 level specific | EU27 level specific
| E-Liquid Imports [TWh H2] | R |  |  |  |  | EU27 level specific | EU27 level specific | EU27 level specific | EU27 level specific | EU27 level specific | EU27 level specific | EU27 level specific | EU27 level specific
Consumption [TWh]
Electricity | Native Demand (Prosumer) | I |  |  |  |  | 12.3252 | 13.4007 | 12.6716 | 12.902 | 19.6298 | 20.9266 | 18.176 | 19.567
| Fixed Load (Prosumer) | I |  |  |  |  | 0 | 0 | 0 | 0 | 0 | 0 | 0 | 0
| Charging Station Load (Prosumer) | R |  |  |  |  | 12.3501 | 12.3215 | 12.3548 | 12.3394 | 18.3551 | 18.2287 | 18.0319 | 18.1753
| Native Demand (E-Market) | I |  |  |  |  | 215.9135 | 212.2283 | 214.5467 | 213.8778 | 267.7905 | 264.2712 | 274.2932 | 268.9839
| Fixed Load (Emarket) | I |  |  |  |  | 0 | 0 | 0 | 0 | 0 | 0 | 0 | 0
| Charging Station Load (E-Market) | R |  |  |  |  | 4.7474 | 4.74 | 4.755 | 4.7467 | 7.304 | 7.3119 | 7.2819 | 7.2983
| PS Pump Load | R
| Electrolyzers E-Market (P2G) | R |  |  |  |  | 23.4266 | 22.422 | 21.8333 | 22.4688 | 65.2065 | 60.5148 | 52.4581 | 58.2304
| Electricity for H2 HHPs | R
| Electricity for CH4 HHPs | R |  |  |  |  | 10.6769 | 11.7058 | 12.456 | 11.7065 | 13.1697 | 10.2404 | 11.0597 | 11.154
H2 | H2 Demand | I |  |  |  |  | 32.2134 | 32.2134 | 32.2134 | 32.2134 | 65.2929 | 65.2929 | 65.2929 | 65.2929
| Shortage Quantity | R |  |  |  |  | 0 | 0 | 0 | 0 | 0 | 0 | 0 | 0
| H2 for Hydrogen GT | R |  |  |  |  | 0.84414 | 0.31945 | 0.096001 | 0.37163 | 8.8623 | 16.7245 | 11.5787 | 13.0938
| H2 for HHP Boilers | R
| H2 to SNG | R
| H2 to E-Liquids | R
Methane | CH4 for HHP Boilers | R |  |  |  |  | 7.4715 | 4.4947 | 2.1262 | 4.4275 | 11.5664 | 20.0592 | 17.5439 | 17.3545
CO2 | CO2 to E-Fuels [kt] | R |  |  |  |  | EU27 level specific | EU27 level specific | EU27 level specific | EU27 level specific | EU27 level specific | EU27 level specific | EU27 level specific | EU27 level specific
Fuels | E-Fuel Demand [TWh H2] | I |  |  |  |  | EU27 level specific | EU27 level specific | EU27 level specific | EU27 level specific | EU27 level specific | EU27 level specific | EU27 level specific | EU27 level specific
| E-Fuel Shortage [TWh H2] | R |  |  |  |  | EU27 level specific | EU27 level specific | EU27 level specific | EU27 level specific | EU27 level specific | EU27 level specific | EU27 level specific | EU27 level specific
Prices [€/MWh]
Electricity | 10%-Quan. | R |  |  |  |  | 14.9851 | 16.3181 | 11.5379 | 14.4207 | 16.0724 | 26.0745 | 15.158 | 19.7075
| Load-Weighted Average | R |  |  |  |  | 98.215 | 96.6084 | 89.973 | 94.8043 | 141.7776 | 243.7638 | 223.6802 | 215.3331
| 90%-Quan. | R |  |  |  |  | 159.1521 | 145.0176 | 144.2601 | 148.1599 | 247.1254 | 406.6558 | 363.5602 | 357.5115
H2 | 10%-Quan. | R |  |  |  |  | 103.4963 | 103.3692 | 102.7001 | 103.1789 | 93.6724 | 92.7935 | 98.7227 | 95.341
| Load-Weighted Average | R |  |  |  |  | 124.8354 | 124.9757 | 114.3126 | 121.4232 | 126.186 | 156.7635 | 139.0267 | 143.5533
| 90%-Quan. | R |  |  |  |  | 160.7125 | 160.6283 | 137.3372 | 152.9625 | 164.5751 | 316.5089 | 196.4 | 238.0786
Import Share [%]
H2 | Share of Domestic Production (Supply %) | R |  |  |  |  | EU27 level specific | EU27 level specific | EU27 level specific | EU27 level specific | EU27 level specific | EU27 level specific | EU27 level specific | EU27 level specific
| Share of Non-EU Imports (Supply %) | R |  |  |  |  | EU27 level specific | EU27 level specific | EU27 level specific | EU27 level specific | EU27 level specific | EU27 level specific | EU27 level specific | EU27 level specific
Energy Balance [TWh]
Electricity + | Electricity Generation | R |  |  |  |  | 259.2848 | 250.4766 | 253.4764 | 253.5805 | 358.1612 | 346.8126 | 347.6178 | 349.4044
| DSR | R |  |  |  |  | 0.080264 | 0.037667 | 0.029124 | 0.045071 | 1.0091 | 2.2566 | 2.0748 | 1.9344
| Net Imports | R |  |  |  |  | 21.8236 | 27.8396 | 26.7659 | 26.0415 | 35.2637 | 34.9054 | 34.4221 | 34.7837
| Electricity Shortage | R |  |  |  |  | 0 | 0 | 0 | 0 | 0.0072404 | 0.15331 | 0.099891 | 0.10273
Electricity - | Electricity Demand (Native + Fixed) | I |  |  |  |  | 228.2387 | 225.629 | 227.2183 | 226.7798 | 287.4203 | 285.1978 | 292.4692 | 288.5509
| Pump Load | R
| Electrolyzer Load | R |  |  |  |  | 23.4266 | 22.422 | 21.8333 | 22.4688 | 65.2065 | 60.5148 | 52.4581 | 58.2304
| Heat Electrical Usage | R |  |  |  |  | 10.6769 | 11.7058 | 12.456 | 11.7065 | 13.1697 | 10.2404 | 11.0597 | 11.154
| Net Battery Load | R |  |  |  |  | 2.9241 | 2.679 | 2.84 | 2.791 | 4.3552 | 3.8991 | 3.9782 | 4.022
| Net EV Load | R |  |  |  |  | 15.9223 | 15.9182 | 15.9238 | 15.921 | 24.2896 | 24.2758 | 24.2494 | 24.268
Electricity Balance |  | R |  |  |  |  | 9.2086e-12 | -1.9043e-11 | 2.035e-11 | 7.3726e-13 | 4.9454e-12 | -3.8085e-12 | 4.1325e-11 | 1.5996e-11
H2 + | H2 Domestic Production | R |  |  |  |  | 37.4226 | 36.7194 | 36.3073 | 36.7522 | 67.3206 | 63.9895 | 58.2692 | 62.3676
| NH3 Imports | R |  |  |  |  | 21.0809 | 21.0809 | 21.0809 | 21.0809 | 34.6627 | 39.7793 | 38.5792 | 38.2759
| Non-EU Imports | R
| Net Imports | R |  |  |  |  | -25.305 | -25.133 | -24.9299 | -25.1073 | -27.5029 | -21.4036 | -19.696 | -21.9404
| H2 Shortage | R |  |  |  |  | 0 | 0 | 0 | 0 | 0 | 0 | 0 | 0
H2 - | H2 Demand | I |  |  |  |  | 32.2134 | 32.2134 | 32.2134 | 32.2134 | 65.2929 | 65.2929 | 65.2929 | 65.2929
| H2 to Hydrogen GT | R |  |  |  |  | 0.84414 | 0.31945 | 0.096001 | 0.37163 | 8.8623 | 16.7245 | 11.5787 | 13.0938
| H2 to Heat | R
| H2 to eFuels | R
| Net H2 Storage Load | R |  |  |  |  | 0.14102 | 0.13451 | 0.14904 | 0.14086 | 0.32516 | 0.34771 | 0.28074 | 0.31641
H2 Balance |  | R |  |  |  |  | 1.0942e-12 | 7.6383e-12 | 4.7251e-12 | 5.1064e-12 | 5.3006e-12 | 9.4218e-12 | 5.997e-12 | 7.2276e-12
Note on C3: Input Value / Result

## NO
|  | I/R | 2030 |  |  |  | 2035 |  |  |  | 2040 |  |  |  | 2050
|  |  | CY1 | CY2 | CY3 | Weighted WS | WS032 | WS037 | WS059 | Weighted WS | WS065 | WS071 | WS077 | Weighted WS | CY1 | CY2 | CY3 | Weighted WS
Installed Capacity [GW]
Electricity | Wind Onshore | I |  |  |  |  | 6.2515 | 6.2515 | 6.2515 | 6.2515 | 6.8314 | 6.8314 | 6.8314 | 6.8314
| Wind Offshore Radial | I |  |  |  |  | 1.9 | 1.9 | 1.9 | 1.9 | 2.4 | 2.4 | 2.4 | 2.4
| Wind Offshore Hub | I |  |  |  |  | 1.4 | 1.4 | 1.4 | 1.4 | 1.4 | 1.4 | 1.4 | 1.4
| Solar PV | I
| Solar CSP | I
| SRES Electricity | I
| Run of River | I |  |  |  |  | 15.6603 | 15.6603 | 15.6603 | 15.6603 | 15.6838 | 15.6838 | 15.6838 | 15.6838
| Pondage | I
| Reservoir | I |  |  |  |  | 26.5758 | 26.5758 | 26.5758 | 26.5758 | 26.7497 | 26.7497 | 26.7497 | 26.7497
| PS Turbine | I |  |  |  |  | 0.73332 | 0.73332 | 0.73332 | 0.73332 | 0.73332 | 0.73332 | 0.73332 | 0.73332
| PS Pump | I |  |  |  |  | 0.75902 | 0.75902 | 0.75902 | 0.75902 | 0.75902 | 0.75902 | 0.75902 | 0.75902
| Biofuel | I
| Other RES | I
| Nuclear | I
| Natural Gas | I |  |  |  |  | 0.02096 | 0.02096 | 0.02096 | 0.02096 | 0.02096 | 0.02096 | 0.02096 | 0.02096
| Crude Oil | I
| Coal | I
| Hydrogen GT | I
| Fuel Cell | I
| Other Non RES | I
| Adequacy Units | I
| Batteries | I
| Batteries [GWh] | I
H2 | SMR (Blue) and Pyrolisis | I
| SMR (Grey) | I
| Electrolyzers E-Market (P2G) [GW Elec] | I
| Electrolyzers DRES (P2G) [GW Elec] | I
| Electrolyzers SRES (P2G) [GW Elec] | I
| H2 Adequacy Units | I
| NH3 Imports - High Band | I
| NH3 Imports - Low Band | I
| NH3 Terminal Capacity | I
| Non-EU H2 Imports - High Band | I
| Non-EU H2 Imports - Low Band | I
| Non-EU H2 Pipeline Capacity | I
| EU Cross-Border Pipeline Capacity (Import) | I
| EU Cross-Border Pipeline Capacity (Export) | I
| H2 Storage Injection Capacity | I
| H2 Storage Withdrawal Capacity [GW] | I
| H2 Storage WGV [TWh] | I
| SNG Capacity (from H2) | I
| E-Liquids Capacity (from H2) | I
Generation [TWh]
Electricity | Wind Onshore | R |  |  |  |  | 20.3521 | 15.9438 | 19.7875 | 18.2702 | 21.2901 | 18.1888 | 19.5974 | 19.3725
| Wind Offshore Radial | R |  |  |  |  | 8.8635 | 8.0308 | 8.7581 | 8.4706 | 10.8401 | 10.4998 | 10.5517 | 10.5886
| Wind Offshore Hub | R |  |  |  |  | 6.8352 | 6.3407 | 6.8284 | 6.6203 | 6.4511 | 6.5085 | 6.7146 | 6.5795
| Solar PV | R
| Solar CSP | R
| SRES Electricity | R
| Run of River | R |  |  |  |  | 67.7188 | 64.9318 | 67.6572 | 66.5001 | 67.7451 | 64.9963 | 66.9894 | 66.3433
| Pondage | R
| Reservoir | R |  |  |  |  | 122.7374 | 102.7672 | 115.9211 | 111.9008 | 124.1797 | 108.7191 | 125.8661 | 118.67
| PS Turbine | R |  |  |  |  | 3.655 | 3.4197 | 3.8826 | 3.6289 | 3.6601 | 3.7262 | 4.4876 | 4.0175
| Biofuel | R
| Other RES | R
| Nuclear | R
| Natural Gas | R |  |  |  |  | 0.0013298 | 0.0080792 | 0.0066898 | 0.0060008 | 0.0079026 | 0.015252 | 0.011817 | 0.012408
| Crude Oil | R
| Coal | R
| Hydrogen GT | R
| Fuel Cell | R
| Other Non RES | R
| Adequacy Units | R
| ENS | R |  |  |  |  | 0 | 0 | 0.39625 | 0.13076 | 0 | 0 | 0 | 0
| RES Curtailment | R |  |  |  |  | 1.532 | 1.1981 | 1.7949 | 1.4752 | 1.3827 | 0.89508 | 1.7554 | 1.3367
Electricity - Flexibility | Batteries Charging | R
| Batteries Discharging | R
| EV Discharging (Prosumer) | R
| EV Discharging (E-Market) | R
| DSR | R
H2 | SMR (Blue) and Pyrolisis | R
| SMR (Grey) | R
| Electrolyzers E-Market (P2G) | R
| Electrolyzers DRES (P2G) | R
| Electrolyzers SRES (P2G) | R
| H2 Adequacy Units | R
| NH3 Imports - High Band | R
| NH3 Imports - Low Band | R
| Non-EU H2 Imports - High Band | R
| Non-EU H2 Imports - Low Band | R
| H2 Storage Injection | R
| H2 Storage Withdrawal | R
| Max Hourly State of Charge [%] | R
Heat | Heat Production from H2 HHP [TWh Heat] | I
| Share of Heat from H2 Boilers [%] | R
| Heat Production from CH4 HHP [TWh Heat] | I
| Share of Heat from CH4 Boilers [%] | R
CO2 | CO2 Emissions Electricity Sector [Mt] | R |  |  |  |  | 0.00062016 | 0.0035498 | 0.0028843 | 0.0026271 | 0.002978 | 0.0059344 | 0.0044816 | 0.004762
| CO2 Emissions Hydrogen Sector [Mt] | R |  |  |  |  | 0 | 0 | 0 | 0 | 0 | 0 | 0 | 0
FLH [h]
Electricity | Wind Onshore | R |  |  |  |  | 3255.5602 | 2550.3985 | 3165.2378 | 2922.5342 | 3116.5106 | 2662.533 | 2868.7208 | 2835.8036
| Wind Offshore Radial | R |  |  |  |  | 4664.9926 | 4226.7111 | 4609.5261 | 4458.2276 | 4516.6898 | 4374.9146 | 4396.5237 | 4411.9133
| Wind Offshore Hub | R |  |  |  |  | 4882.2868 | 4529.0479 | 4877.3964 | 4728.7802 | 4607.9582 | 4648.9391 | 4796.1728 | 4699.6364
| Solar PV | R
| Solar CSP | R
| SRES Electricity | R
| Run of River | R |  |  |  |  | 4324.2467 | 4146.2813 | 4320.3113 | 4246.4229 | 4319.442 | 4144.1815 | 4271.2615 | 4230.0656
| Pondage | R
| Reservoir | R |  |  |  |  | 4618.388 | 3866.9485 | 4361.904 | 4210.6293 | 4642.2858 | 4064.3127 | 4705.3293 | 4436.314
| PS Turbine | R |  |  |  |  | 4984.2053 | 4663.3256 | 5294.4861 | 4948.6197 | 4991.157 | 5081.2069 | 6119.5632 | 5478.5395
| Biofuel | R
| Other RES | R
| Nuclear | R
| Natural Gas | R |  |  |  |  | 63.4431 | 385.458 | 319.1679 | 286.2987 | 377.0344 | 727.6882 | 563.7981 | 592.0014
| Crude Oil | R
| Coal | R
| Hydrogen GT | R
| Fuel Cell | R
| Other Non RES | R
| Adequacy Units | R
| Batteries | R
H2 | SMR (Blue) and Pyrolisis | R
| SMR (Grey) | R
| Electrolyzers E-Market (P2G) | R
| Electrolyzers DRES (P2G) | R
| Electrolyzers SRES (P2G) | R
| H2 Adequacy Units | R
| NH3 Terminals (Import) | R
| Non-EU H2 Pipelines (Import) | R
| H2 Pipelines (Import) | R
| H2 Pipelines (Export) | R
| H2 to SNG | R
| H2 to E-Liquids | R
Exchange [TWh]
Electricity | Imports | R |  |  |  |  | 20.8847 | 34.7369 | 24.3144 | 27.9729 | 22.4259 | 33.1489 | 21.0068 | 26.1474
| Exports | R |  |  |  |  | 60.8764 | 43.4692 | 55.3539 | 51.5689 | 59.8857 | 46.2423 | 61.9996 | 55.2739
H2 | NH3 Imports | R
| Non-EU Imports | R
| EU Imports | R
| EU Exports | R
E-Fuels | SNG Imports [TWh H2] | R |  |  |  |  | EU27 level specific | EU27 level specific | EU27 level specific | EU27 level specific | EU27 level specific | EU27 level specific | EU27 level specific | EU27 level specific
| E-Liquid Imports [TWh H2] | R |  |  |  |  | EU27 level specific | EU27 level specific | EU27 level specific | EU27 level specific | EU27 level specific | EU27 level specific | EU27 level specific | EU27 level specific
Consumption [TWh]
Electricity | Native Demand (Prosumer) | I
| Fixed Load (Prosumer) | I
| Charging Station Load (Prosumer) | R
| Native Demand (E-Market) | I |  |  |  |  | 190.1625 | 192.6739 | 191.928 | 191.8251 | 196.6926 | 199.4083 | 192.3399 | 196.0378
| Fixed Load (Emarket) | I |  |  |  |  | 0 | 0 | 0 | 0 | 0 | 0 | 0 | 0
| Charging Station Load (E-Market) | R
| PS Pump Load | R |  |  |  |  | 0.0091115 | 0.035891 | 0.27016 | 0.10677 | 0.021746 | 0.15232 | 0.88598 | 0.41967
| Electrolyzers E-Market (P2G) | R
| Electricity for H2 HHPs | R
| Electricity for CH4 HHPs | R
H2 | H2 Demand | I |  |  |  |  | 0 | 0 | 0 | 0 | 0 | 0 | 0 | 0
| Shortage Quantity | R |  |  |  |  | 0 | 0 | 0 | 0 | 0 | 0 | 0 | 0
| H2 for Hydrogen GT | R
| H2 for HHP Boilers | R
| H2 to SNG | R
| H2 to E-Liquids | R
Methane | CH4 for HHP Boilers | R
CO2 | CO2 to E-Fuels [kt] | R |  |  |  |  | EU27 level specific | EU27 level specific | EU27 level specific | EU27 level specific | EU27 level specific | EU27 level specific | EU27 level specific | EU27 level specific
Fuels | E-Fuel Demand [TWh H2] | I |  |  |  |  | EU27 level specific | EU27 level specific | EU27 level specific | EU27 level specific | EU27 level specific | EU27 level specific | EU27 level specific | EU27 level specific
| E-Fuel Shortage [TWh H2] | R |  |  |  |  | EU27 level specific | EU27 level specific | EU27 level specific | EU27 level specific | EU27 level specific | EU27 level specific | EU27 level specific | EU27 level specific
Prices [€/MWh]
Electricity | 10%-Quan. | R |  |  |  |  | 16.2634 | 70.7527 | 8.5244 | 37.1399 | 5.7412 | 48.1291 | 13.0514 | 25.6205
| Load-Weighted Average | R |  |  |  |  | 43.8804 | 122.1967 | 257.5211 | 148.0578 | 74.1396 | 287.1122 | 91.6103 | 166.3169
| 90%-Quan. | R |  |  |  |  | 82.609 | 209.9524 | 1356.1072 | 557.6211 | 194.6313 | 1406.3826 | 266.2294 | 707.9711
H2 | 10%-Quan. | R
| Load-Weighted Average | R
| 90%-Quan. | R
Import Share [%]
H2 | Share of Domestic Production (Supply %) | R |  |  |  |  | EU27 level specific | EU27 level specific | EU27 level specific | EU27 level specific | EU27 level specific | EU27 level specific | EU27 level specific | EU27 level specific
| Share of Non-EU Imports (Supply %) | R |  |  |  |  | EU27 level specific | EU27 level specific | EU27 level specific | EU27 level specific | EU27 level specific | EU27 level specific | EU27 level specific | EU27 level specific
Energy Balance [TWh]
Electricity + | Electricity Generation | R |  |  |  |  | 230.1634 | 201.4421 | 222.8415 | 215.397 | 234.1741 | 212.654 | 234.2186 | 225.5839
| DSR | R
| Net Imports | R |  |  |  |  | -39.9917 | -8.7323 | -31.0395 | -23.5959 | -37.4598 | -13.0934 | -40.9928 | -29.1264
| Electricity Shortage | R |  |  |  |  | 0 | 0 | 0.39625 | 0.13076 | 0 | 0 | 0 | 0
Electricity - | Electricity Demand (Native + Fixed) | I |  |  |  |  | 190.1625 | 192.6739 | 191.928 | 191.8251 | 196.6926 | 199.4083 | 192.3399 | 196.0378
| Pump Load | R |  |  |  |  | 0.0091115 | 0.035891 | 0.27016 | 0.10677 | 0.021746 | 0.15232 | 0.88598 | 0.41967
| Electrolyzer Load | R
| Heat Electrical Usage | R
| Net Battery Load | R
| Net EV Load | R
Electricity Balance |  | R |  |  |  |  | 1.7138e-11 | 4.178e-12 | 1.1624e-11 | 9.7458e-12 | -1.1084e-12 | -1.08e-12 | -2.2595e-11 | -9.6918e-12
H2 + | H2 Domestic Production | R
| NH3 Imports | R
| Non-EU Imports | R
| Net Imports | R
| H2 Shortage | R |  |  |  |  | 0 | 0 | 0 | 0 | 0 | 0 | 0 | 0
H2 - | H2 Demand | I |  |  |  |  | 0 | 0 | 0 | 0 | 0 | 0 | 0 | 0
| H2 to Hydrogen GT | R
| H2 to Heat | R
| H2 to eFuels | R
| Net H2 Storage Load | R
H2 Balance |  | R |  |  |  |  | 0 | 0 | 0 | 0 | 0 | 0 | 0 | 0
Note on C3: Input Value / Result

## PL
|  | I/R | 2030 |  |  |  | 2035 |  |  |  | 2040 |  |  |  | 2050
|  |  | CY1 | CY2 | CY3 | Weighted WS | WS032 | WS037 | WS059 | Weighted WS | WS065 | WS071 | WS077 | Weighted WS | CY1 | CY2 | CY3 | Weighted WS
Installed Capacity [GW]
Electricity | Wind Onshore | I |  |  |  |  | 23.0422 | 23.0422 | 23.0422 | 23.0422 | 25.8155 | 25.8155 | 25.8155 | 25.8155
| Wind Offshore Radial | I |  |  |  |  | 12.233 | 12.233 | 12.233 | 12.233 | 17.883 | 17.883 | 17.883 | 17.883
| Wind Offshore Hub | I
| Solar PV | I |  |  |  |  | 37.901 | 37.901 | 37.901 | 37.901 | 46.293 | 46.293 | 46.293 | 46.293
| Solar CSP | I
| SRES Electricity | I
| Run of River | I |  |  |  |  | 0.52356 | 0.52356 | 0.52356 | 0.52356 | 0.52356 | 0.52356 | 0.52356 | 0.52356
| Pondage | I
| Reservoir | I |  |  |  |  | 0.42476 | 0.42476 | 0.42476 | 0.42476 | 0.42476 | 0.42476 | 0.42476 | 0.42476
| PS Turbine | I |  |  |  |  | 1.9969 | 1.9969 | 1.9969 | 1.9969 | 4.1669 | 4.1669 | 4.1669 | 4.1669
| PS Pump | I |  |  |  |  | 2.17 | 2.17 | 2.17 | 2.17 | 4.34 | 4.34 | 4.34 | 4.34
| Biofuel | I |  |  |  |  | 1.0268 | 1.0268 | 1.0268 | 1.0268
| Other RES | I |  |  |  |  | 1.7703 | 1.7703 | 1.7703 | 1.7703 | 1.7915 | 1.7915 | 1.7915 | 1.7915
| Nuclear | I |  |  |  |  | 0.6 | 0.6 | 0.6 | 0.6 | 7.425 | 7.425 | 7.425 | 7.425
| Natural Gas | I |  |  |  |  | 8.4978 | 8.4978 | 8.4978 | 8.4978 | 10.827 | 10.827 | 10.827 | 10.827
| Crude Oil | I
| Coal | I |  |  |  |  | 9.8683 | 9.8683 | 9.8683 | 9.8683 | 4.749 | 4.749 | 4.749 | 4.749
| Hydrogen GT | I
| Fuel Cell | I
| Other Non RES | I |  |  |  |  | 4.1202 | 4.1202 | 4.1202 | 4.1202 | 3.7565 | 3.7565 | 3.7565 | 3.7565
| Adequacy Units | I
| Batteries | I |  |  |  |  | 6.11 | 6.11 | 6.11 | 6.11 | 8.705 | 8.705 | 8.705 | 8.705
| Batteries [GWh] | I |  |  |  |  | 26.992 | 26.992 | 26.992 | 26.992 | 34.82 | 34.82 | 34.82 | 34.82
H2 | SMR (Blue) and Pyrolisis | I |  |  |  |  | 0.58 | 0.58 | 0.58 | 0.58 | 0.58 | 0.58 | 0.58 | 0.58
| SMR (Grey) | I
| Electrolyzers E-Market (P2G) [GW Elec] | I |  |  |  |  | 3.225 | 3.225 | 3.225 | 3.225 | 9.5 | 9.5 | 9.5 | 9.5
| Electrolyzers DRES (P2G) [GW Elec] | I |  |  |  |  | 6.814 | 6.814 | 6.814 | 6.814 | 6.814 | 6.814 | 6.814 | 6.814
| Electrolyzers SRES (P2G) [GW Elec] | I
| H2 Adequacy Units | I
| NH3 Imports - High Band | I |  |  |  |  | 0.3115 | 0.3115 | 0.3115 | 0.3115 | 0.3115 | 0.3115 | 0.3115 | 0.3115
| NH3 Imports - Low Band | I |  |  |  |  | 0.3115 | 0.3115 | 0.3115 | 0.3115 | 0.3115 | 0.3115 | 0.3115 | 0.3115
| NH3 Terminal Capacity | I |  |  |  |  | 0.625 | 0.625 | 0.625 | 0.625 | 0.625 | 0.625 | 0.625 | 0.625
| Non-EU H2 Imports - High Band | I
| Non-EU H2 Imports - Low Band | I
| Non-EU H2 Pipeline Capacity | I
| EU Cross-Border Pipeline Capacity (Import) | I |  |  |  |  | 11.2712 | 11.2712 | 11.2712 | 11.2712 | 29.0678 | 29.0678 | 29.0678 | 29.0678
| EU Cross-Border Pipeline Capacity (Export) | I |  |  |  |  | 11.2712 | 11.2712 | 11.2712 | 11.2712 | 11.2712 | 11.2712 | 11.2712 | 11.2712
| H2 Storage Injection Capacity | I |  |  |  |  | 0 | 0 | 0 | 0 | 1.114 | 1.114 | 1.114 | 1.114
| H2 Storage Withdrawal Capacity [GW] | I | [8 empty] | 2.229 | 2.229 | 2.229 | 2.229
| H2 Storage WGV [TWh] | I | [8 empty] | 1.427 | 1.427 | 1.427 | 1.427
| SNG Capacity (from H2) | I
| E-Liquids Capacity (from H2) | I
Generation [TWh]
Electricity | Wind Onshore | R |  |  |  |  | 68.0057 | 71.71 | 72.2243 | 70.9907 | 71.5873 | 74.7606 | 68.1517 | 71.4824
| Wind Offshore Radial | R |  |  |  |  | 49.7049 | 45.7576 | 49.4474 | 47.9226 | 67.3898 | 66.1897 | 57.8718 | 63.1025
| Wind Offshore Hub | R
| Solar PV | R |  |  |  |  | 37.5158 | 33.5727 | 38.4166 | 36.1176 | 46.7991 | 37.7892 | 43.8351 | 42.0095
| Solar CSP | R
| SRES Electricity | R
| Run of River | R |  |  |  |  | 1.5971 | 1.8518 | 1.2452 | 1.5905 | 1.1311 | 1.4356 | 1.1237 | 1.2499
| Pondage | R
| Reservoir | R |  |  |  |  | 0.17491 | 0.19618 | 0.1333 | 0.17032 | 0.12773 | 0.15425 | 0.12233 | 0.13618
| PS Turbine | R |  |  |  |  | 2.892 | 2.2994 | 3.0506 | 2.6895 | 10.0072 | 7.3851 | 7.5148 | 7.9614
| Biofuel | R |  |  |  |  | 0.31991 | 0.1722 | 0.36155 | 0.27014
| Other RES | R |  |  |  |  | 5.333 | 5.602 | 5.3003 | 5.4379 | 5.1299 | 5.3128 | 5.4034 | 5.3125
| Nuclear | R |  |  |  |  | 3.5728 | 3.9 | 3.3534 | 3.6411 | 49.2322 | 51.4825 | 52.1391 | 51.2951
| Natural Gas | R |  |  |  |  | 19.6475 | 16.8093 | 17.1835 | 17.614 | 9.9128 | 13.7403 | 12.362 | 12.4235
| Crude Oil | R
| Coal | R |  |  |  |  | 1.9675 | 0.98303 | 2.4798 | 1.7133 | 0.92664 | 1.753 | 0.39248 | 1.0435
| Hydrogen GT | R
| Fuel Cell | R
| Other Non RES | R |  |  |  |  | 4.7443 | 5.0247 | 4.3506 | 4.7349 | 2.3853 | 3.0391 | 2.9704 | 2.8809
| Adequacy Units | R
| ENS | R |  |  |  |  | 0 | 0 | 0.25473 | 0.084061 | 0.040944 | 0.067167 | 0 | 0.035056
| RES Curtailment | R |  |  |  |  | 6.9287 | 5.0391 | 7.5056 | 6.3065 | 17.0104 | 13.4541 | 13.1824 | 14.0566
Electricity - Flexibility | Batteries Charging | R |  |  |  |  | 8.4171 | 7.6546 | 8.4905 | 8.1135 | 12.2792 | 11.0579 | 11.0225 | 11.288
| Batteries Discharging | R |  |  |  |  | 7.6006 | 6.9121 | 7.6669 | 7.3265 | 11.0881 | 9.9853 | 9.9533 | 10.1931
| EV Discharging (Prosumer) | R |  |  |  |  | 0.36256 | 0.38344 | 0.36843 | 0.37347 | 1.2574 | 1.1064 | 1.1558 | 1.1564
| EV Discharging (E-Market) | R |  |  |  |  | 0.015139 | 0.015735 | 0.017415 | 0.016146 | 0.052884 | 0.055577 | 0.050665 | 0.053074
| DSR | R
H2 | SMR (Blue) and Pyrolisis | R |  |  |  |  | 0.049005 | 0.068039 | 0.037368 | 0.053349 | 0.16534 | 0.65576 | 0.48321 | 0.48866
| SMR (Grey) | R
| Electrolyzers E-Market (P2G) | R |  |  |  |  | 2.9615 | 2.167 | 3.1223 | 2.6729 | 12.6536 | 18.3026 | 12.0327 | 14.6648
| Electrolyzers DRES (P2G) | R |  |  |  |  | 15.9701 | 16.827 | 15.9175 | 16.3212 | 16.5847 | 18.7314 | 17.5628 | 17.8346
| Electrolyzers SRES (P2G) | R
| H2 Adequacy Units | R
| NH3 Imports - High Band | R |  |  |  |  | 5.8873e-05 | 1.9625e-05 | 5.8873e-05 | 4.1996e-05 | 0.11235 | 0.42946 | 0.35598 | 0.33665
| NH3 Imports - Low Band | R |  |  |  |  | 2.7287 | 2.7287 | 2.7287 | 2.7287 | 2.7287 | 2.7287 | 2.7287 | 2.7287
| Non-EU H2 Imports - High Band | R
| Non-EU H2 Imports - Low Band | R
| H2 Storage Injection | R | [8 empty] | 3.2763 | 3.7884 | 3.2822 | 3.4835
| H2 Storage Withdrawal | R | [8 empty] | 3.2435 | 3.7506 | 3.2494 | 3.4487
| Max Hourly State of Charge [%] | R | [8 empty] | 100 | 100 | 100 | 100
Heat | Heat Production from H2 HHP [TWh Heat] | I
| Share of Heat from H2 Boilers [%] | R
| Heat Production from CH4 HHP [TWh Heat] | I
| Share of Heat from CH4 Boilers [%] | R
CO2 | CO2 Emissions Electricity Sector [Mt] | R |  |  |  |  | 9.7424 | 7.9292 | 9.3781 | 8.8425 | 4.1768 | 6.1593 | 4.4366 | 5.0737
| CO2 Emissions Hydrogen Sector [Mt] | R |  |  |  |  | 0.018786 | 0.026082 | 0.014325 | 0.020451 | 0.053105 | 0.21062 | 0.1552 | 0.15695
FLH [h]
Electricity | Wind Onshore | R |  |  |  |  | 2951.355 | 3112.1143 | 3134.4375 | 3080.8987 | 2773.0366 | 2895.9569 | 2639.9546 | 2768.9719
| Wind Offshore Radial | R |  |  |  |  | 4063.1822 | 3740.5069 | 4042.1359 | 3917.4865 | 3768.3701 | 3701.2625 | 3236.1335 | 3528.6324
| Wind Offshore Hub | R
| Solar PV | R |  |  |  |  | 989.8376 | 885.8005 | 1013.6041 | 952.9446 | 1010.933 | 816.3047 | 946.9054 | 907.4707
| Solar CSP | R
| SRES Electricity | R
| Run of River | R |  |  |  |  | 3050.5323 | 3537.0131 | 2378.2624 | 3037.87 | 2160.4575 | 2741.9904 | 2146.2711 | 2387.3961
| Pondage | R
| Reservoir | R |  |  |  |  | 411.782 | 461.8583 | 313.822 | 400.988 | 300.7041 | 363.1539 | 288.0076 | 320.6055
| PS Turbine | R |  |  |  |  | 1448.2277 | 1151.5056 | 1527.6627 | 1346.8507 | 2401.5918 | 1772.3257 | 1803.4602 | 1910.6327
| Biofuel | R |  |  |  |  | 311.5673 | 167.7126 | 352.1184 | 263.0917
| Other RES | R |  |  |  |  | 3012.4637 | 3164.4445 | 2994.0069 | 3071.7247 | 2863.5186 | 2965.6333 | 3016.1906 | 2965.4333
| Nuclear | R |  |  |  |  | 5954.6107 | 6499.9417 | 5589.0262 | 6068.4602 | 6630.6047 | 6933.6675 | 7022.0999 | 6908.4279
| Natural Gas | R |  |  |  |  | 2312.078 | 1978.0814 | 2022.1176 | 2072.7725 | 915.5624 | 1269.0689 | 1141.768 | 1147.4473
| Crude Oil | R
| Coal | R |  |  |  |  | 199.3781 | 99.6146 | 251.2903 | 173.6108 | 195.1234 | 369.135 | 82.6452 | 219.7368
| Hydrogen GT | R
| Fuel Cell | R
| Other Non RES | R |  |  |  |  | 1151.4694 | 1219.5426 | 1055.9124 | 1149.2071 | 634.9692 | 809.0238 | 790.7359 | 766.8977
| Adequacy Units | R
| Batteries | R |  |  |  |  | 1243.9647 | 1131.2837 | 1254.8164 | 1199.093 | 1273.7643 | 1147.0717 | 1143.4019 | 1170.9423
H2 | SMR (Blue) and Pyrolisis | R |  |  |  |  | 84.492 | 117.3082 | 64.4276 | 91.9817 | 285.0752 | 1130.6186 | 833.1268 | 842.5132
| SMR (Grey) | R
| Electrolyzers E-Market (P2G) | R |  |  |  |  | 1311.8554 | 959.9267 | 1383.076 | 1184.0289 | 1875.9964 | 2713.5046 | 1783.9387 | 2174.1766
| Electrolyzers DRES (P2G) | R |  |  |  |  | 3348.1649 | 3527.8165 | 3337.1411 | 3421.7772 | 3428.0463 | 3871.7786 | 3630.2142 | 3686.4064
| Electrolyzers SRES (P2G) | R
| H2 Adequacy Units | R
| NH3 Terminals (Import) | R |  |  |  |  | 4366.0782 | 4366.0154 | 4366.0782 | 4366.0512 | 4545.7366 | 5053.1151 | 4935.5581 | 4904.6166
| Non-EU H2 Pipelines (Import) | R
| H2 Pipelines (Import) | R |  |  |  |  | 856.774 | 1102.3076 | 789.8219 | 940.2593 | 561.4397 | 639.7194 | 642.8041 | 625.2974
| H2 Pipelines (Export) | R |  |  |  |  | 2469.7983 | 2722.5553 | 2411.4133 | 2559.2167 | 2487.8628 | 2384.4912 | 2432.7018 | 2424.4497
| H2 to SNG | R
| H2 to E-Liquids | R
Exchange [TWh]
Electricity | Imports | R |  |  |  |  | 21.482 | 23.901 | 21.1844 | 22.4239 | 9.9802 | 10.7324 | 12.0737 | 11.1185
| Exports | R |  |  |  |  | 17.8948 | 16.3097 | 18.2585 | 17.3332 | 30.7944 | 30.7261 | 28.708 | 29.9325
H2 | NH3 Imports | R |  |  |  |  | 2.7288 | 2.7288 | 2.7288 | 2.7288 | 2.8411 | 3.1582 | 3.0847 | 3.0654
| Non-EU Imports | R
| EU Imports | R |  |  |  |  | 9.6569 | 12.4243 | 8.9022 | 10.5978 | 16.3198 | 18.5952 | 18.6849 | 18.176
| EU Exports | R |  |  |  |  | 27.8376 | 30.6864 | 27.1795 | 28.8454 | 28.0412 | 26.876 | 27.4194 | 27.3264
E-Fuels | SNG Imports [TWh H2] | R |  |  |  |  | EU27 level specific | EU27 level specific | EU27 level specific | EU27 level specific | EU27 level specific | EU27 level specific | EU27 level specific | EU27 level specific
| E-Liquid Imports [TWh H2] | R |  |  |  |  | EU27 level specific | EU27 level specific | EU27 level specific | EU27 level specific | EU27 level specific | EU27 level specific | EU27 level specific | EU27 level specific
Consumption [TWh]
Electricity | Native Demand (Prosumer) | I |  |  |  |  | 11.6357 | 11.0732 | 12.775 | 11.7698 | 17.341 | 14.1339 | 13.7993 | 14.6415
| Fixed Load (Prosumer) | I |  |  |  |  | 0 | 0 | 0 | 0 | 0 | 0 | 0 | 0
| Charging Station Load (Prosumer) | R |  |  |  |  | 5.9126 | 5.9362 | 5.9193 | 5.925 | 10.872 | 10.701 | 10.7569 | 10.7576
| Native Demand (E-Market) | I |  |  |  |  | 170.6883 | 169.68 | 170.7588 | 170.278 | 180.5458 | 178.7152 | 179.8187 | 179.5227
| Fixed Load (Emarket) | I |  |  |  |  | 0 | 0 | 0 | 0 | 0 | 0 | 0 | 0
| Charging Station Load (E-Market) | R |  |  |  |  | 2.3753 | 2.3759 | 2.3778 | 2.3764 | 4.1094 | 4.1124 | 4.1069 | 4.1096
| PS Pump Load | R |  |  |  |  | 3.7812 | 2.9659 | 3.9982 | 3.5023 | 13.285 | 9.764 | 9.9606 | 10.5469
| Electrolyzers E-Market (P2G) | R |  |  |  |  | 4.2307 | 3.0958 | 4.4604 | 3.8185 | 17.822 | 25.7783 | 16.9474 | 20.6547
| Electricity for H2 HHPs | R
| Electricity for CH4 HHPs | R
H2 | H2 Demand | I |  |  |  |  | 3.5287 | 3.5287 | 3.5287 | 3.5287 | 20.4906 | 32.674 | 24.396 | 26.9261
| Shortage Quantity | R |  |  |  |  | 0 | 0 | 0 | 0 | 0 | 0.14468 | 0 | 0.057874
| H2 for Hydrogen GT | R
| H2 for HHP Boilers | R
| H2 to SNG | R
| H2 to E-Liquids | R
Methane | CH4 for HHP Boilers | R
CO2 | CO2 to E-Fuels [kt] | R |  |  |  |  | EU27 level specific | EU27 level specific | EU27 level specific | EU27 level specific | EU27 level specific | EU27 level specific | EU27 level specific | EU27 level specific
Fuels | E-Fuel Demand [TWh H2] | I |  |  |  |  | EU27 level specific | EU27 level specific | EU27 level specific | EU27 level specific | EU27 level specific | EU27 level specific | EU27 level specific | EU27 level specific
| E-Fuel Shortage [TWh H2] | R |  |  |  |  | EU27 level specific | EU27 level specific | EU27 level specific | EU27 level specific | EU27 level specific | EU27 level specific | EU27 level specific | EU27 level specific
Prices [€/MWh]
Electricity | 10%-Quan. | R |  |  |  |  | 0 | 0.10591 | 0.02 | 0.052141 | 0 | 0 | 0 | 0
| Load-Weighted Average | R |  |  |  |  | 96.5563 | 103.2677 | 140.31 | 113.8809 | 97.5353 | 129.8642 | 92.8549 | 108.5947
| 90%-Quan. | R |  |  |  |  | 183.6315 | 166.7974 | 178.8882 | 174.8275 | 198.8724 | 217.3336 | 197.7515 | 205.8085
H2 | 10%-Quan. | R |  |  |  |  | 0.47143 | 0.47143 | 0.47143 | 0.47143 | 0.46479 | 21.0219 | 21.0439 | 16.9193
| Load-Weighted Average | R |  |  |  |  | 44.543 | 47.193 | 39.0556 | 43.8717 | 109.7746 | 215.5816 | 128.1535 | 159.4489
| 90%-Quan. | R |  |  |  |  | 151.27 | 141.5139 | 126.0139 | 138.7404 | 195.9363 | 448.5522 | 226.7735 | 309.3175
Import Share [%]
H2 | Share of Domestic Production (Supply %) | R |  |  |  |  | EU27 level specific | EU27 level specific | EU27 level specific | EU27 level specific | EU27 level specific | EU27 level specific | EU27 level specific | EU27 level specific
| Share of Non-EU Imports (Supply %) | R |  |  |  |  | EU27 level specific | EU27 level specific | EU27 level specific | EU27 level specific | EU27 level specific | EU27 level specific | EU27 level specific | EU27 level specific
Energy Balance [TWh]
Electricity + | Electricity Generation | R |  |  |  |  | 195.4755 | 187.8791 | 197.5466 | 192.8925 | 264.6291 | 263.0421 | 251.8868 | 258.8974
| DSR | R
| Net Imports | R |  |  |  |  | 3.5871 | 7.5913 | 2.9259 | 5.0907 | -20.8142 | -19.9937 | -16.6343 | -18.814
| Electricity Shortage | R |  |  |  |  | 0 | 0 | 0.25473 | 0.084061 | 0.040944 | 0.067167 | 0 | 0.035056
Electricity - | Electricity Demand (Native + Fixed) | I |  |  |  |  | 182.324 | 180.7532 | 183.5338 | 182.0478 | 197.8869 | 192.8492 | 193.618 | 194.1643
| Pump Load | R |  |  |  |  | 3.7812 | 2.9659 | 3.9982 | 3.5023 | 13.285 | 9.764 | 9.9606 | 10.5469
| Electrolyzer Load | R |  |  |  |  | 4.2307 | 3.0958 | 4.4604 | 3.8185 | 17.822 | 25.7783 | 16.9474 | 20.6547
| Heat Electrical Usage | R
| Net Battery Load | R |  |  |  |  | 0.81646 | 0.7425 | 0.82358 | 0.78701 | 1.1911 | 1.0726 | 1.0692 | 1.0949
| Net EV Load | R |  |  |  |  | 7.9102 | 7.913 | 7.9113 | 7.9118 | 13.671 | 13.6515 | 13.6573 | 13.6577
Electricity Balance |  | R |  |  |  |  | 1.9753e-11 | -1.4779e-12 | -1.2108e-11 | 1.0971e-13 | -2.143e-11 | -2.1885e-12 | 7.8728e-12 | -2.0123e-12
H2 + | H2 Domestic Production | R |  |  |  |  | 18.9806 | 19.0621 | 19.0772 | 19.0475 | 29.4036 | 37.6898 | 30.0786 | 32.9881
| NH3 Imports | R |  |  |  |  | 2.7288 | 2.7288 | 2.7288 | 2.7288 | 2.8411 | 3.1582 | 3.0847 | 3.0654
| Non-EU Imports | R
| Net Imports | R |  |  |  |  | -18.1807 | -18.2621 | -18.2773 | -18.2476 | -11.7213 | -8.2808 | -8.7345 | -9.1504
| H2 Shortage | R |  |  |  |  | 0 | 0 | 0 | 0 | 0 | 0.14468 | 0 | 0.057874
H2 - | H2 Demand | I |  |  |  |  | 3.5287 | 3.5287 | 3.5287 | 3.5287 | 20.4906 | 32.674 | 24.396 | 26.9261
| H2 to Hydrogen GT | R
| H2 to Heat | R
| H2 to eFuels | R
| Net H2 Storage Load | R | [8 empty] | 0.032763 | 0.037884 | 0.032822 | 0.034835
H2 Balance |  | R |  |  |  |  | -1.5421e-11 | -1.7204e-11 | -1.2646e-11 | -1.5272e-11 | 5.7909e-12 | 2.0322e-12 | 1.3671e-11 | 7.4394e-12
Note on C3: Input Value / Result

## PT
|  | I/R | 2030 |  |  |  | 2035 |  |  |  | 2040 |  |  |  | 2050
|  |  | CY1 | CY2 | CY3 | Weighted WS | WS032 | WS037 | WS059 | Weighted WS | WS065 | WS071 | WS077 | Weighted WS | CY1 | CY2 | CY3 | Weighted WS
Installed Capacity [GW]
Electricity | Wind Onshore | I |  |  |  |  | 9.0472 | 9.0472 | 9.0472 | 9.0472 | 11.6436 | 11.6436 | 11.6436 | 11.6436
| Wind Offshore Radial | I |  |  |  |  | 0.6462 | 0.6462 | 0.6462 | 0.6462 | 0.646 | 0.646 | 0.646 | 0.646
| Wind Offshore Hub | I
| Solar PV | I |  |  |  |  | 20.8203 | 20.8203 | 20.8203 | 20.8203 | 24.0381 | 24.0381 | 24.0381 | 24.0381
| Solar CSP | I
| SRES Electricity | I |  |  |  |  | 12.2148 | 12.2148 | 12.2148 | 12.2148 | 22.5069 | 22.5069 | 22.5069 | 22.5069
| Run of River | I |  |  |  |  | 0.5083 | 0.5083 | 0.5083 | 0.5083 | 0.5083 | 0.5083 | 0.5083 | 0.5083
| Pondage | I |  |  |  |  | 0.2798 | 0.2798 | 0.2798 | 0.2798 | 0.2798 | 0.2798 | 0.2798 | 0.2798
| Reservoir | I |  |  |  |  | 3.1355 | 3.1355 | 3.1355 | 3.1355 | 3.1355 | 3.1355 | 3.1355 | 3.1355
| PS Turbine | I |  |  |  |  | 4.4694 | 4.4694 | 4.4694 | 4.4694 | 4.4694 | 4.4694 | 4.4694 | 4.4694
| PS Pump | I |  |  |  |  | 3.837 | 3.837 | 3.837 | 3.837 | 3.837 | 3.837 | 3.837 | 3.837
| Biofuel | I
| Other RES | I |  |  |  |  | 1.581 | 1.581 | 1.581 | 1.581 | 1.607 | 1.607 | 1.607 | 1.607
| Nuclear | I
| Natural Gas | I |  |  |  |  | 2.055 | 2.055 | 2.055 | 2.055 | 1.357 | 1.357 | 1.357 | 1.357
| Crude Oil | I
| Coal | I
| Hydrogen GT | I
| Fuel Cell | I
| Other Non RES | I |  |  |  |  | 0.64197 | 0.64197 | 0.64197 | 0.64197 | 0.469 | 0.469 | 0.469 | 0.469
| Adequacy Units | I
| Batteries | I |  |  |  |  | 2.5 | 2.5 | 2.5 | 2.5 | 3 | 3 | 3 | 3
| Batteries [GWh] | I |  |  |  |  | 10 | 10 | 10 | 10 | 12 | 12 | 12 | 12
H2 | SMR (Blue) and Pyrolisis | I
| SMR (Grey) | I |  |  |  |  | 0.3 | 0.3 | 0.3 | 0.3
| Electrolyzers E-Market (P2G) [GW Elec] | I
| Electrolyzers DRES (P2G) [GW Elec] | I
| Electrolyzers SRES (P2G) [GW Elec] | I |  |  |  |  | 7.401 | 7.401 | 7.401 | 7.401 | 13.478 | 13.478 | 13.478 | 13.478
| H2 Adequacy Units | I
| NH3 Imports - High Band | I
| NH3 Imports - Low Band | I
| NH3 Terminal Capacity | I
| Non-EU H2 Imports - High Band | I
| Non-EU H2 Imports - Low Band | I
| Non-EU H2 Pipeline Capacity | I
| EU Cross-Border Pipeline Capacity (Import) | I |  |  |  |  | 2.8602 | 2.8602 | 2.8602 | 2.8602 | 2.8602 | 2.8602 | 2.8602 | 2.8602
| EU Cross-Border Pipeline Capacity (Export) | I |  |  |  |  | 2.8602 | 2.8602 | 2.8602 | 2.8602 | 2.8602 | 2.8602 | 2.8602 | 2.8602
| H2 Storage Injection Capacity | I
| H2 Storage Withdrawal Capacity [GW] | I
| H2 Storage WGV [TWh] | I
| SNG Capacity (from H2) | I
| E-Liquids Capacity (from H2) | I
Generation [TWh]
Electricity | Wind Onshore | R |  |  |  |  | 28.1662 | 30.8216 | 29.5817 | 29.7751 | 30.3095 | 36.4422 | 34.1213 | 34.2873
| Wind Offshore Radial | R |  |  |  |  | 2.382 | 2.5914 | 2.4526 | 2.4953 | 2.1147 | 2.2354 | 2.2688 | 2.2246
| Wind Offshore Hub | R
| Solar PV | R |  |  |  |  | 29.6954 | 28.9925 | 30.0027 | 29.4946 | 34.6065 | 32.0573 | 34.2316 | 33.4368
| Solar CSP | R
| SRES Electricity | R |  |  |  |  | 0.10805 | 0.090044 | 0.13929 | 0.11062 | 0.19819 | 0.21241 | 0.35066 | 0.26486
| Run of River | R |  |  |  |  | 0.68844 | 1.3605 | 1.1884 | 1.1424 | 0.62635 | 1.4544 | 0.75972 | 1.0109
| Pondage | R |  |  |  |  | 0.11242 | 0.627 | 0.60824 | 0.49731 | 0.30861 | 0.91547 | 0.30522 | 0.55
| Reservoir | R |  |  |  |  | 2.3749 | 6.6663 | 7.5386 | 5.9242 | 3.1244 | 11.5659 | 5.7075 | 7.5342
| PS Turbine | R |  |  |  |  | 8.3889 | 9.5203 | 10.4796 | 9.5653 | 8.5413 | 13.8345 | 8.7167 | 10.7288
| Biofuel | R
| Other RES | R |  |  |  |  | 7.7272 | 7.6928 | 7.6897 | 7.7 | 7.9872 | 7.6956 | 7.9277 | 7.8468
| Nuclear | R
| Natural Gas | R |  |  |  |  | 3.1923 | 0.99158 | 1.9136 | 1.824 | 1.2586 | 0.51853 | 2.0486 | 1.2786
| Crude Oil | R
| Coal | R
| Hydrogen GT | R
| Fuel Cell | R
| Other Non RES | R |  |  |  |  | 1.1602 | 0.58709 | 0.74026 | 0.77519 | 0.51537 | 0.3016 | 0.65872 | 0.4872
| Adequacy Units | R
| ENS | R |  |  |  |  | 0 | 0 | 0 | 0 | 0 | 0 | 0 | 0
| RES Curtailment | R |  |  |  |  | 0.2596 | 0.38427 | 0.41527 | 0.36458 | 0.33429 | 1.8095 | 0.60004 | 1.0307
Electricity - Flexibility | Batteries Charging | R |  |  |  |  | 2.9279 | 3.0144 | 3.0495 | 3.0052 | 3.4013 | 3.9291 | 3.7255 | 3.7421
| Batteries Discharging | R |  |  |  |  | 2.6937 | 2.7732 | 2.8055 | 2.7648 | 3.1292 | 3.6148 | 3.4275 | 3.4427
| EV Discharging (Prosumer) | R |  |  |  |  | 0.41275 | 0.37925 | 0.40769 | 0.39667 | 0.833 | 0.78017 | 0.85245 | 0.81965
| EV Discharging (E-Market) | R |  |  |  |  | 0.011323 | 0.0077373 | 0.0079163 | 0.0086569 | 0.031019 | 0.027953 | 0.03152 | 0.029993
| DSR | R
H2 | SMR (Blue) and Pyrolisis | R
| SMR (Grey) | R |  |  |  |  | 0.95313 | 0.75666 | 0.71451 | 0.7899
| Electrolyzers E-Market (P2G) | R
| Electrolyzers DRES (P2G) | R
| Electrolyzers SRES (P2G) | R |  |  |  |  | 17.0248 | 16.7584 | 16.5298 | 16.7469 | 21.9504 | 21.7597 | 22.674 | 22.1635
| H2 Adequacy Units | R
| NH3 Imports - High Band | R
| NH3 Imports - Low Band | R
| Non-EU H2 Imports - High Band | R
| Non-EU H2 Imports - Low Band | R
| H2 Storage Injection | R
| H2 Storage Withdrawal | R
| Max Hourly State of Charge [%] | R
Heat | Heat Production from H2 HHP [TWh Heat] | I
| Share of Heat from H2 Boilers [%] | R
| Heat Production from CH4 HHP [TWh Heat] | I
| Share of Heat from CH4 Boilers [%] | R
CO2 | CO2 Emissions Electricity Sector [Mt] | R |  |  |  |  | 1.5745 | 0.60241 | 0.96619 | 0.95575 | 0.54853 | 0.26348 | 0.81718 | 0.54197
| CO2 Emissions Hydrogen Sector [Mt] | R |  |  |  |  | 0.21875 | 0.17366 | 0.16399 | 0.18129 | 0 | 0 | 0 | 0
FLH [h]
Electricity | Wind Onshore | R |  |  |  |  | 3113.2501 | 3406.7568 | 3269.7091 | 3291.0895 | 2603.1035 | 3129.8075 | 2930.4785 | 2944.7351
| Wind Offshore Radial | R |  |  |  |  | 3686.112 | 4010.2784 | 3795.3879 | 3861.5646 | 3273.5231 | 3460.3923 | 3512.1139 | 3443.7071
| Wind Offshore Hub | R
| Solar PV | R |  |  |  |  | 1426.2707 | 1392.5127 | 1441.0316 | 1416.6259 | 1439.6513 | 1333.6038 | 1424.0546 | 1390.9936
| Solar CSP | R
| SRES Electricity | R |  |  |  |  | 8.8457 | 7.3717 | 11.4032 | 9.0559 | 8.8056 | 9.4375 | 15.5799 | 11.7681
| Run of River | R |  |  |  |  | 1354.3904 | 2676.5052 | 2337.9859 | 2247.4863 | 1232.248 | 2861.2097 | 1494.6207 | 1988.7818
| Pondage | R |  |  |  |  | 401.7796 | 2240.869 | 2173.848 | 1777.3706 | 1102.963 | 3271.8753 | 1090.8609 | 1965.6871
| Reservoir | R |  |  |  |  | 757.4295 | 2126.0604 | 2404.2726 | 1889.399 | 996.4626 | 3688.6794 | 1820.275 | 2402.8743
| PS Turbine | R |  |  |  |  | 1876.9548 | 2130.1103 | 2344.7441 | 2140.1822 | 1911.0621 | 3095.3888 | 1950.3139 | 2400.4935
| Biofuel | R
| Other RES | R |  |  |  |  | 4887.5513 | 4865.7693 | 4863.8337 | 4870.3582 | 4970.2781 | 4788.8257 | 4933.2334 | 4882.8793
| Nuclear | R
| Natural Gas | R |  |  |  |  | 1553.4112 | 482.5224 | 931.1926 | 887.5969 | 927.4905 | 382.1137 | 1509.647 | 942.2023
| Crude Oil | R
| Coal | R
| Hydrogen GT | R
| Fuel Cell | R
| Other Non RES | R |  |  |  |  | 1807.2809 | 914.5178 | 1153.1032 | 1207.5141 | 1098.8848 | 643.0652 | 1404.5344 | 1038.8168
| Adequacy Units | R
| Batteries | R |  |  |  |  | 1077.4611 | 1109.2985 | 1122.205 | 1105.9167 | 1043.0594 | 1204.9204 | 1142.4923 | 1147.577
H2 | SMR (Blue) and Pyrolisis | R
| SMR (Grey) | R |  |  |  |  | 3177.1159 | 2522.1986 | 2381.7054 | 2633.016
| Electrolyzers E-Market (P2G) | R
| Electrolyzers DRES (P2G) | R
| Electrolyzers SRES (P2G) | R |  |  |  |  | 3286.1931 | 3234.7841 | 3190.6432 | 3232.5558 | 2293.8178 | 2273.8865 | 2369.4275 | 2316.0892
| H2 Adequacy Units | R
| NH3 Terminals (Import) | R
| Non-EU H2 Pipelines (Import) | R
| H2 Pipelines (Import) | R |  |  |  |  | 70.334 | 44.4012 | 68.2579 | 58.4978 | 282.4787 | 280.5174 | 287.1742 | 283.5724
| H2 Pipelines (Export) | R |  |  |  |  | 3789.5099 | 3601.7652 | 3530.9304 | 3623.4484 | 3785.3655 | 3703.5537 | 3992.431 | 3835.467
| H2 to SNG | R
| H2 to E-Liquids | R
Exchange [TWh]
Electricity | Imports | R |  |  |  |  | 16.6417 | 13.4433 | 13.9937 | 14.3926 | 21.0649 | 11.4218 | 16.1849 | 15.2557
| Exports | R |  |  |  |  | 1.5966 | 4.8154 | 6.0578 | 4.4529 | 1.8189 | 8.2715 | 4.5601 | 5.4964
H2 | NH3 Imports | R
| Non-EU Imports | R
| EU Imports | R |  |  |  |  | 0.20117 | 0.127 | 0.19523 | 0.16731 | 0.80794 | 0.80233 | 0.82137 | 0.81107
| EU Exports | R |  |  |  |  | 10.8386 | 10.3017 | 10.0991 | 10.3637 | 10.8268 | 10.5928 | 11.419 | 10.9701
E-Fuels | SNG Imports [TWh H2] | R |  |  |  |  | EU27 level specific | EU27 level specific | EU27 level specific | EU27 level specific | EU27 level specific | EU27 level specific | EU27 level specific | EU27 level specific
| E-Liquid Imports [TWh H2] | R |  |  |  |  | EU27 level specific | EU27 level specific | EU27 level specific | EU27 level specific | EU27 level specific | EU27 level specific | EU27 level specific | EU27 level specific
Consumption [TWh]
Electricity | Native Demand (Prosumer) | I |  |  |  |  | 0 | 0 | 0 | 0 | 0 | 0 | 0 | 0
| Fixed Load (Prosumer) | I |  |  |  |  | 0 | 0 | 0 | 0 | 0 | 0 | 0 | 0
| Charging Station Load (Prosumer) | R |  |  |  |  | 3.5946 | 3.5567 | 3.5889 | 3.5764 | 6.3788 | 6.319 | 6.4008 | 6.3637
| Native Demand (E-Market) | I |  |  |  |  | 84.7551 | 84.6315 | 85.218 | 84.8547 | 90.6625 | 89.7881 | 90.4066 | 90.2104
| Fixed Load (Emarket) | I |  |  |  |  | 0 | 0 | 0 | 0 | 0 | 0 | 0 | 0
| Charging Station Load (E-Market) | R |  |  |  |  | 1.3532 | 1.3491 | 1.3493 | 1.3502 | 2.3648 | 2.3614 | 2.3654 | 2.3637
| PS Pump Load | R |  |  |  |  | 9.5281 | 9.1775 | 10.286 | 9.6275 | 10.0225 | 12.409 | 10.1345 | 11.0219
| Electrolyzers E-Market (P2G) | R
| Electricity for H2 HHPs | R
| Electricity for CH4 HHPs | R
H2 | H2 Demand | I |  |  |  |  | 7.3401 | 7.3401 | 7.3401 | 7.3401 | 11.9366 | 11.9696 | 12.0765 | 12.0057
| Shortage Quantity | R |  |  |  |  | 0 | 0 | 0 | 0 | 0.0049858 | 0.00039613 | 0.00016666 | 0.0012223
| H2 for Hydrogen GT | R
| H2 for HHP Boilers | R
| H2 to SNG | R
| H2 to E-Liquids | R
Methane | CH4 for HHP Boilers | R
CO2 | CO2 to E-Fuels [kt] | R |  |  |  |  | EU27 level specific | EU27 level specific | EU27 level specific | EU27 level specific | EU27 level specific | EU27 level specific | EU27 level specific | EU27 level specific
Fuels | E-Fuel Demand [TWh H2] | I |  |  |  |  | EU27 level specific | EU27 level specific | EU27 level specific | EU27 level specific | EU27 level specific | EU27 level specific | EU27 level specific | EU27 level specific
| E-Fuel Shortage [TWh H2] | R |  |  |  |  | EU27 level specific | EU27 level specific | EU27 level specific | EU27 level specific | EU27 level specific | EU27 level specific | EU27 level specific | EU27 level specific
Prices [€/MWh]
Electricity | 10%-Quan. | R |  |  |  |  | 0.01 | 0.01 | 0.01 | 0.01 | 0.01 | 0 | 0.01 | 0.006
| Load-Weighted Average | R |  |  |  |  | 95.3192 | 67.4826 | 73.6426 | 76.1962 | 100.3879 | 67.7972 | 100.9898 | 87.5924
| 90%-Quan. | R |  |  |  |  | 139.9466 | 138.0045 | 139.2273 | 138.8741 | 174.9297 | 162.3801 | 176.3059 | 170.4603
H2 | 10%-Quan. | R |  |  |  |  | 0.47522 | 0.47522 | 0.47522 | 0.47522 | 0.46479 | 0.46479 | 0.46479 | 0.46479
| Load-Weighted Average | R |  |  |  |  | 94.7353 | 77.9812 | 78.1057 | 82.0433 | 84.4124 | 72.8109 | 86.2272 | 80.4977
| 90%-Quan. | R |  |  |  |  | 195.8705 | 178.8279 | 181.7313 | 183.8763 | 213.5845 | 210.0816 | 226.659 | 217.4131
Import Share [%]
H2 | Share of Domestic Production (Supply %) | R |  |  |  |  | EU27 level specific | EU27 level specific | EU27 level specific | EU27 level specific | EU27 level specific | EU27 level specific | EU27 level specific | EU27 level specific
| Share of Non-EU Imports (Supply %) | R |  |  |  |  | EU27 level specific | EU27 level specific | EU27 level specific | EU27 level specific | EU27 level specific | EU27 level specific | EU27 level specific | EU27 level specific
Energy Balance [TWh]
Electricity + | Electricity Generation | R |  |  |  |  | 83.9959 | 89.9411 | 92.3347 | 89.3042 | 89.5907 | 107.2333 | 97.0965 | 99.6501
| DSR | R
| Net Imports | R |  |  |  |  | 15.0451 | 8.6279 | 7.9359 | 9.9397 | 19.246 | 3.1503 | 11.6248 | 9.7593
| Electricity Shortage | R |  |  |  |  | 0 | 0 | 0 | 0 | 0 | 0 | 0 | 0
Electricity - | Electricity Demand (Native + Fixed) | I |  |  |  |  | 84.7551 | 84.6315 | 85.218 | 84.8547 | 90.6625 | 89.7881 | 90.4066 | 90.2104
| Pump Load | R |  |  |  |  | 9.5281 | 9.1775 | 10.286 | 9.6275 | 10.0225 | 12.409 | 10.1345 | 11.0219
| Electrolyzer Load | R
| Heat Electrical Usage | R
| Net Battery Load | R |  |  |  |  | 0.23423 | 0.24115 | 0.24396 | 0.24042 | 0.2721 | 0.31433 | 0.29804 | 0.29937
| Net EV Load | R |  |  |  |  | 4.5237 | 4.5188 | 4.5226 | 4.5212 | 7.8796 | 7.8722 | 7.8822 | 7.8777
Electricity Balance |  | R |  |  |  |  | -2.7427e-12 | -9.166e-12 | -1.4396e-11 | -9.3502e-12 | 4.178e-12 | -2.1316e-13 | -1.1568e-11 | -3.8767e-12
H2 + | H2 Domestic Production | R |  |  |  |  | 17.9779 | 17.5151 | 17.2443 | 17.5368 | 21.9504 | 21.7597 | 22.674 | 22.1635
| NH3 Imports | R
| Non-EU Imports | R
| Net Imports | R |  |  |  |  | -10.6375 | -10.1747 | -9.9038 | -10.1964 | -10.0188 | -9.7905 | -10.5977 | -10.159
| H2 Shortage | R |  |  |  |  | 0 | 0 | 0 | 0 | 0.0049858 | 0.00039613 | 0.00016666 | 0.0012223
H2 - | H2 Demand | I |  |  |  |  | 7.3401 | 7.3401 | 7.3401 | 7.3401 | 11.9366 | 11.9696 | 12.0765 | 12.0057
| H2 to Hydrogen GT | R
| H2 to Heat | R
| H2 to eFuels | R
| Net H2 Storage Load | R
H2 Balance |  | R |  |  |  |  | 0.00039125 | 0.00039125 | 0.00039645 | 0.00039296 | -5.8851e-12 | -1.5845e-12 | -6.6613e-13 | -2.0773e-12
Note on C3: Input Value / Result

## RO
|  | I/R | 2030 |  |  |  | 2035 |  |  |  | 2040 |  |  |  | 2050
|  |  | CY1 | CY2 | CY3 | Weighted WS | WS032 | WS037 | WS059 | Weighted WS | WS065 | WS071 | WS077 | Weighted WS | CY1 | CY2 | CY3 | Weighted WS
Installed Capacity [GW]
Electricity | Wind Onshore | I |  |  |  |  | 7.6 | 7.6 | 7.6 | 7.6 | 9.8 | 9.8 | 9.8 | 9.8
| Wind Offshore Radial | I |  |  |  |  | 1.5 | 1.5 | 1.5 | 1.5 | 3 | 3 | 3 | 3
| Wind Offshore Hub | I
| Solar PV | I |  |  |  |  | 14.8 | 14.8 | 14.8 | 14.8 | 21.4 | 21.4 | 21.4 | 21.4
| Solar CSP | I
| SRES Electricity | I
| Run of River | I |  |  |  |  | 3.8273 | 3.8273 | 3.8273 | 3.8273 | 3.8538 | 3.8538 | 3.8538 | 3.8538
| Pondage | I
| Reservoir | I |  |  |  |  | 2.6952 | 2.6952 | 2.6952 | 2.6952 | 2.6952 | 2.6952 | 2.6952 | 2.6952
| PS Turbine | I |  |  |  |  | 0.8 | 0.8 | 0.8 | 0.8 | 0.8288 | 0.8288 | 0.8288 | 0.8288
| PS Pump | I |  |  |  |  | 0.8 | 0.8 | 0.8 | 0.8 | 0.828 | 0.828 | 0.828 | 0.828
| Biofuel | I
| Other RES | I |  |  |  |  | 0.2 | 0.2 | 0.2 | 0.2 | 0.3 | 0.3 | 0.3 | 0.3
| Nuclear | I |  |  |  |  | 3.087 | 3.087 | 3.087 | 3.087 | 3.087 | 3.087 | 3.087 | 3.087
| Natural Gas | I |  |  |  |  | 5.3914 | 5.3914 | 5.3914 | 5.3914 | 5.1703 | 5.1703 | 5.1703 | 5.1703
| Crude Oil | I
| Coal | I
| Hydrogen GT | I
| Fuel Cell | I
| Other Non RES | I
| Adequacy Units | I
| Batteries | I |  |  |  |  | 2 | 2 | 2 | 2 | 3 | 3 | 3 | 3
| Batteries [GWh] | I |  |  |  |  | 4 | 4 | 4 | 4 | 6 | 6 | 6 | 6
H2 | SMR (Blue) and Pyrolisis | I
| SMR (Grey) | I
| Electrolyzers E-Market (P2G) [GW Elec] | I |  |  |  |  | 0.336 | 0.336 | 0.336 | 0.336 | 0.5 | 0.5 | 0.5 | 0.5
| Electrolyzers DRES (P2G) [GW Elec] | I
| Electrolyzers SRES (P2G) [GW Elec] | I
| H2 Adequacy Units | I
| NH3 Imports - High Band | I
| NH3 Imports - Low Band | I
| NH3 Terminal Capacity | I
| Non-EU H2 Imports - High Band | I
| Non-EU H2 Imports - Low Band | I
| Non-EU H2 Pipeline Capacity | I
| EU Cross-Border Pipeline Capacity (Import) | I |  |  |  |  | 2.7119 | 2.7119 | 2.7119 | 2.7119 | 5.5367 | 5.5367 | 5.5367 | 5.5367
| EU Cross-Border Pipeline Capacity (Export) | I |  |  |  |  | 3.5311 | 3.5311 | 3.5311 | 3.5311 | 6.3559 | 6.3559 | 6.3559 | 6.3559
| H2 Storage Injection Capacity | I
| H2 Storage Withdrawal Capacity [GW] | I
| H2 Storage WGV [TWh] | I
| SNG Capacity (from H2) | I
| E-Liquids Capacity (from H2) | I
Generation [TWh]
Electricity | Wind Onshore | R |  |  |  |  | 22.1755 | 25.5198 | 25.8953 | 24.8411 | 29.9985 | 32.0593 | 29.5619 | 30.6482
| Wind Offshore Radial | R |  |  |  |  | 4.112 | 4.695 | 4.5049 | 4.4923 | 8.3978 | 8.4502 | 7.9174 | 8.2266
| Wind Offshore Hub | R
| Solar PV | R |  |  |  |  | 18.3706 | 16.5034 | 18.3068 | 17.5467 | 27.1529 | 24.2708 | 25.273 | 25.2481
| Solar CSP | R
| SRES Electricity | R
| Run of River | R |  |  |  |  | 11.6736 | 16.2078 | 11.8796 | 13.6913 | 10.2165 | 14.0038 | 12.2989 | 12.5643
| Pondage | R
| Reservoir | R |  |  |  |  | 4.4578 | 6.4843 | 4.6167 | 5.3816 | 3.8221 | 5.4035 | 4.3475 | 4.6648
| PS Turbine | R |  |  |  |  | 1.261 | 1.1818 | 1.2423 | 1.2208 | 1.5153 | 1.4795 | 1.402 | 1.4556
| Biofuel | R
| Other RES | R |  |  |  |  | 1.0833 | 1.0823 | 1.0841 | 1.0831 | 1.6063 | 1.6215 | 1.6239 | 1.6194
| Nuclear | R |  |  |  |  | 23.0308 | 22.7413 | 22.7884 | 22.8263 | 21.9705 | 21.8613 | 22.5805 | 22.1708
| Natural Gas | R |  |  |  |  | 14.6334 | 3.0358 | 7.8543 | 7.4094 | 7.2089 | 5.0536 | 9.5262 | 7.2737
| Crude Oil | R
| Coal | R
| Hydrogen GT | R
| Fuel Cell | R
| Other Non RES | R
| Adequacy Units | R
| ENS | R |  |  |  |  | 0 | 0 | 0 | 0 | 0 | 0 | 0 | 0
| RES Curtailment | R |  |  |  |  | 0.67641 | 0.60717 | 0.62268 | 0.62891 | 2.0164 | 0.82616 | 0.87242 | 1.0827
Electricity - Flexibility | Batteries Charging | R |  |  |  |  | 1.3343 | 1.4079 | 1.2697 | 1.3447 | 1.9568 | 2.0278 | 1.8603 | 1.9466
| Batteries Discharging | R |  |  |  |  | 1.2276 | 1.2953 | 1.1681 | 1.2371 | 1.8003 | 1.8656 | 1.7115 | 1.7909
| EV Discharging (Prosumer) | R |  |  |  |  | 0.46585 | 0.39968 | 0.45877 | 0.43506 | 0.72715 | 0.67387 | 0.64239 | 0.67193
| EV Discharging (E-Market) | R |  |  |  |  | 0.017897 | 0.010076 | 0.021131 | 0.015601 | 0.088033 | 0.052318 | 0.042233 | 0.055427
| DSR | R
H2 | SMR (Blue) and Pyrolisis | R
| SMR (Grey) | R
| Electrolyzers E-Market (P2G) | R |  |  |  |  | 1.7405 | 1.8025 | 1.7452 | 1.7687 | 2.529 | 2.8093 | 2.6641 | 2.6952
| Electrolyzers DRES (P2G) | R
| Electrolyzers SRES (P2G) | R
| H2 Adequacy Units | R
| NH3 Imports - High Band | R
| NH3 Imports - Low Band | R
| Non-EU H2 Imports - High Band | R
| Non-EU H2 Imports - Low Band | R
| H2 Storage Injection | R
| H2 Storage Withdrawal | R
| Max Hourly State of Charge [%] | R
Heat | Heat Production from H2 HHP [TWh Heat] | I |  |  |  |  | 1.9993 | 1.9904 | 1.9993 | 1.9955 | 2.0323 | 2.0323 | 2.0323 | 2.0323
| Share of Heat from H2 Boilers [%] | R |  |  |  |  | 0 | 0.00027665 | 0 | 0.00011896 | 0.07019 | 0.06324 | 0.054909 | 0.061298
| Heat Production from CH4 HHP [TWh Heat] | I |  |  |  |  | 4.0375 | 4.0229 | 4.0375 | 4.0312 | 5.3338 | 5.3338 | 5.3338 | 5.3338
| Share of Heat from CH4 Boilers [%] | R |  |  |  |  | 53.174 | 36.5552 | 53.0561 | 45.989 | 31.2057 | 20.9718 | 37.3522 | 29.5708
CO2 | CO2 Emissions Electricity Sector [Mt] | R |  |  |  |  | 4.3037 | 0.91838 | 2.3212 | 2.1938 | 1.8037 | 1.2723 | 2.3752 | 1.8197
| CO2 Emissions Hydrogen Sector [Mt] | R |  |  |  |  | 0 | 0 | 0 | 0 | 0 | 0 | 0 | 0
FLH [h]
Electricity | Wind Onshore | R |  |  |  |  | 2917.828 | 3357.8674 | 3407.2704 | 3268.561 | 3061.0745 | 3271.3616 | 3016.5154 | 3127.3657
| Wind Offshore Radial | R |  |  |  |  | 2741.3586 | 3129.973 | 3003.2881 | 2994.8995 | 2799.277 | 2816.7351 | 2639.1367 | 2742.2041
| Wind Offshore Hub | R
| Solar PV | R |  |  |  |  | 1241.2569 | 1115.0956 | 1236.949 | 1185.5859 | 1268.827 | 1134.1493 | 1180.9793 | 1179.8169
| Solar CSP | R
| SRES Electricity | R
| Run of River | R |  |  |  |  | 3050.0895 | 4234.808 | 3103.9135 | 3577.2804 | 2651.0222 | 3633.7624 | 3191.3686 | 3260.2569
| Pondage | R
| Reservoir | R |  |  |  |  | 1653.9865 | 2405.8593 | 1712.9322 | 1996.7439 | 1418.0955 | 2004.8634 | 1613.0639 | 1730.79
| PS Turbine | R |  |  |  |  | 1576.2649 | 1477.1965 | 1552.9069 | 1525.9574 | 1828.2514 | 1785.1011 | 1691.562 | 1756.3155
| Biofuel | R
| Other RES | R |  |  |  |  | 5416.423 | 5411.2096 | 5420.2408 | 5415.4411 | 5354.4627 | 5404.8488 | 5412.8184 | 5397.9594
| Nuclear | R |  |  |  |  | 7460.5914 | 7366.7943 | 7382.0558 | 7394.3419 | 7117.0968 | 7081.7447 | 7314.7002 | 7181.9973
| Natural Gas | R |  |  |  |  | 2714.2368 | 563.0923 | 1456.8401 | 1374.3038 | 1394.2735 | 977.4103 | 1842.4736 | 1406.8083
| Crude Oil | R
| Coal | R
| Hydrogen GT | R
| Fuel Cell | R
| Other Non RES | R
| Adequacy Units | R
| Batteries | R |  |  |  |  | 613.8007 | 647.6569 | 584.066 | 618.5464 | 600.0875 | 621.8667 | 570.5012 | 596.9647
H2 | SMR (Blue) and Pyrolisis | R
| SMR (Grey) | R
| Electrolyzers E-Market (P2G) | R |  |  |  |  | 7400.2546 | 7663.8274 | 7420.2072 | 7520.1753 | 7124.0585 | 7913.629 | 7504.393 | 7592.0205
| Electrolyzers DRES (P2G) | R
| Electrolyzers SRES (P2G) | R
| H2 Adequacy Units | R
| NH3 Terminals (Import) | R
| Non-EU H2 Pipelines (Import) | R
| H2 Pipelines (Import) | R |  |  |  |  | 6467.8999 | 6447.2219 | 6440.3501 | 6449.9169 | 5747.4796 | 6025.5441 | 5728.4672 | 5851.1005
| H2 Pipelines (Export) | R |  |  |  |  | 0 | 0 | 0 | 0 | 0 | 0 | 0 | 0
| H2 to SNG | R
| H2 to E-Liquids | R
Exchange [TWh]
Electricity | Imports | R |  |  |  |  | 11.5985 | 11.0035 | 11.1694 | 11.2011 | 12.3816 | 11.2623 | 11.515 | 11.5873
| Exports | R |  |  |  |  | 28.3557 | 25.1363 | 24.2243 | 25.608 | 30.1689 | 32.0453 | 32.0247 | 31.6617
H2 | NH3 Imports | R
| Non-EU Imports | R
| EU Imports | R |  |  |  |  | 17.5401 | 17.484 | 17.4654 | 17.4913 | 31.8222 | 33.3618 | 31.7169 | 32.3959
| EU Exports | R |  |  |  |  | 0 | 0 | 0 | 0 | 0 | 0 | 0 | 0
E-Fuels | SNG Imports [TWh H2] | R |  |  |  |  | EU27 level specific | EU27 level specific | EU27 level specific | EU27 level specific | EU27 level specific | EU27 level specific | EU27 level specific | EU27 level specific
| E-Liquid Imports [TWh H2] | R |  |  |  |  | EU27 level specific | EU27 level specific | EU27 level specific | EU27 level specific | EU27 level specific | EU27 level specific | EU27 level specific | EU27 level specific
Consumption [TWh]
Electricity | Native Demand (Prosumer) | I |  |  |  |  | 1.1246 | 1.0734 | 1.117 | 1.1001 | 1.4488 | 1.3691 | 1.4322 | 1.4102
| Fixed Load (Prosumer) | I |  |  |  |  | 0 | 0 | 0 | 0 | 0 | 0 | 0 | 0
| Charging Station Load (Prosumer) | R |  |  |  |  | 4.2759 | 4.201 | 4.2679 | 4.241 | 6.4364 | 6.3761 | 6.3405 | 6.3739
| Native Demand (E-Market) | I |  |  |  |  | 71.9192 | 71.0541 | 73.0249 | 71.9121 | 76.8763 | 75.8033 | 76.9359 | 76.4709
| Fixed Load (Emarket) | I |  |  |  |  | 0 | 0 | 0 | 0 | 0 | 0 | 0 | 0
| Charging Station Load (E-Market) | R |  |  |  |  | 1.6268 | 1.618 | 1.6305 | 1.6242 | 2.5054 | 2.465 | 2.4536 | 2.4685
| PS Pump Load | R |  |  |  |  | 1.6813 | 1.5757 | 1.6564 | 1.6277 | 1.9679 | 1.8976 | 1.8036 | 1.8741
| Electrolyzers E-Market (P2G) | R |  |  |  |  | 2.4865 | 2.575 | 2.4932 | 2.5268 | 3.562 | 3.9568 | 3.7522 | 3.796
| Electricity for H2 HHPs | R |  |  |  |  | 0.69905 | 0.68882 | 0.70107 | 0.69532 | 0.71504 | 0.69875 | 0.71487 | 0.70846
| Electricity for CH4 HHPs | R |  |  |  |  | 0.60463 | 0.82974 | 0.60491 | 0.70152 | 1.2483 | 1.4179 | 1.1245 | 1.2666
H2 | H2 Demand | I |  |  |  |  | 21.429 | 21.5675 | 20.8222 | 21.2883 | 34.4227 | 37.7784 | 34.6526 | 35.8569
| Shortage Quantity | R |  |  |  |  | 2.1484 | 2.281 | 1.6116 | 2.0283 | 0.072822 | 1.6085 | 0.27262 | 0.767
| H2 for Hydrogen GT | R
| H2 for HHP Boilers | R |  |  |  |  | 0 | 5.0985e-06 | 0 | 2.1924e-06 | 0.0013208 | 0.00119 | 0.0010333 | 0.0011535
| H2 to SNG | R
| H2 to E-Liquids | R
Methane | CH4 for HHP Boilers | R |  |  |  |  | 2.3186 | 1.5882 | 2.3135 | 2.0029 | 1.7976 | 1.2081 | 2.1517 | 1.7034
CO2 | CO2 to E-Fuels [kt] | R |  |  |  |  | EU27 level specific | EU27 level specific | EU27 level specific | EU27 level specific | EU27 level specific | EU27 level specific | EU27 level specific | EU27 level specific
Fuels | E-Fuel Demand [TWh H2] | I |  |  |  |  | EU27 level specific | EU27 level specific | EU27 level specific | EU27 level specific | EU27 level specific | EU27 level specific | EU27 level specific | EU27 level specific
| E-Fuel Shortage [TWh H2] | R |  |  |  |  | EU27 level specific | EU27 level specific | EU27 level specific | EU27 level specific | EU27 level specific | EU27 level specific | EU27 level specific | EU27 level specific
Prices [€/MWh]
Electricity | 10%-Quan. | R |  |  |  |  | 16.2981 | 16.2881 | 16.2781 | 16.2872 | 8.1892 | 8.8815 | 10.7177 | 9.4775
| Load-Weighted Average | R |  |  |  |  | 107.8236 | 96.1731 | 102.9566 | 101.2078 | 119.9889 | 110.3116 | 120.9368 | 116.4971
| 90%-Quan. | R |  |  |  |  | 148.4363 | 136.7239 | 138.6434 | 140.1683 | 175.9238 | 176.2092 | 178.5374 | 177.0834
H2 | 10%-Quan. | R |  |  |  |  | 123.2267 | 112.6319 | 103.5282 | 112.1704 | 99.2025 | 98.8573 | 99.7 | 99.2634
| Load-Weighted Average | R |  |  |  |  | 1976.9589 | 1958.2474 | 1847.5524 | 1926.2088 | 330.047 | 982.9591 | 496.9979 | 657.9922
| 90%-Quan. | R |  |  |  |  | 3000 | 3000 | 3000 | 3000 | 242.4481 | 3000 | 3000 | 2448.4896
Import Share [%]
H2 | Share of Domestic Production (Supply %) | R |  |  |  |  | EU27 level specific | EU27 level specific | EU27 level specific | EU27 level specific | EU27 level specific | EU27 level specific | EU27 level specific | EU27 level specific
| Share of Non-EU Imports (Supply %) | R |  |  |  |  | EU27 level specific | EU27 level specific | EU27 level specific | EU27 level specific | EU27 level specific | EU27 level specific | EU27 level specific | EU27 level specific
Energy Balance [TWh]
Electricity + | Electricity Generation | R |  |  |  |  | 100.7981 | 97.4514 | 98.1724 | 98.4926 | 111.8888 | 114.2035 | 114.5311 | 113.8716
| DSR | R
| Net Imports | R |  |  |  |  | -16.7571 | -14.1328 | -13.0549 | -14.4069 | -17.7873 | -20.7829 | -20.5096 | -20.0745
| Electricity Shortage | R |  |  |  |  | 0 | 0 | 0 | 0 | 0 | 0 | 0 | 0
Electricity - | Electricity Demand (Native + Fixed) | I |  |  |  |  | 73.0438 | 72.1275 | 74.142 | 73.0122 | 78.3251 | 77.1723 | 78.3681 | 77.8812
| Pump Load | R |  |  |  |  | 1.6813 | 1.5757 | 1.6564 | 1.6277 | 1.9679 | 1.8976 | 1.8036 | 1.8741
| Electrolyzer Load | R |  |  |  |  | 2.4865 | 2.575 | 2.4932 | 2.5268 | 3.562 | 3.9568 | 3.7522 | 3.796
| Heat Electrical Usage | R |  |  |  |  | 1.3037 | 1.5186 | 1.306 | 1.3968 | 1.9633 | 2.1167 | 1.8393 | 1.9751
| Net Battery Load | R |  |  |  |  | 0.10675 | 0.11264 | 0.10158 | 0.10757 | 0.15654 | 0.16223 | 0.14883 | 0.15573
| Net EV Load | R |  |  |  |  | 5.4189 | 5.4092 | 5.4184 | 5.4146 | 8.1266 | 8.1149 | 8.1094 | 8.1151
Electricity Balance |  | R |  |  |  |  | -1.1966e-11 | -2.6532e-11 | -1.1511e-12 | -1.466e-11 | 9.635e-12 | -9.1234e-12 | -1.8474e-12 | -2.4613e-12
H2 + | H2 Domestic Production | R |  |  |  |  | 1.7405 | 1.8025 | 1.7452 | 1.7687 | 2.529 | 2.8093 | 2.6641 | 2.6952
| NH3 Imports | R
| Non-EU Imports | R
| Net Imports | R |  |  |  |  | 17.5401 | 17.484 | 17.4654 | 17.4913 | 31.8222 | 33.3618 | 31.7169 | 32.3959
| H2 Shortage | R |  |  |  |  | 2.1484 | 2.281 | 1.6116 | 2.0283 | 0.072822 | 1.6085 | 0.27262 | 0.767
H2 - | H2 Demand | I |  |  |  |  | 21.429 | 21.5675 | 20.8222 | 21.2883 | 34.4227 | 37.7784 | 34.6526 | 35.8569
| H2 to Hydrogen GT | R
| H2 to Heat | R |  |  |  |  | 0 | 5.0985e-06 | 0 | 2.1924e-06 | 0.0013208 | 0.00119 | 0.0010333 | 0.0011535
| H2 to eFuels | R
| Net H2 Storage Load | R
H2 Balance |  | R |  |  |  |  | -3.9968e-12 | -5.8833e-12 | 1.5241e-12 | -2.9861e-12 | 5.9615e-12 | -4.1283e-12 | 4.5901e-12 | 1.377e-12
Note on C3: Input Value / Result

## RS
|  | I/R | 2030 |  |  |  | 2035 |  |  |  | 2040 |  |  |  | 2050
|  |  | CY1 | CY2 | CY3 | Weighted WS | WS032 | WS037 | WS059 | Weighted WS | WS065 | WS071 | WS077 | Weighted WS | CY1 | CY2 | CY3 | Weighted WS
Installed Capacity [GW]
Electricity | Wind Onshore | I |  |  |  |  | 6.5311 | 6.5311 | 6.5311 | 6.5311 | 6.5311 | 6.5311 | 6.5311 | 6.5311
| Wind Offshore Radial | I
| Wind Offshore Hub | I
| Solar PV | I |  |  |  |  | 4.8523 | 4.8523 | 4.8523 | 4.8523 | 4.8523 | 4.8523 | 4.8523 | 4.8523
| Solar CSP | I
| SRES Electricity | I
| Run of River | I |  |  |  |  | 2.0403 | 2.0403 | 2.0403 | 2.0403 | 2.0713 | 2.0713 | 2.0713 | 2.0713
| Pondage | I
| Reservoir | I |  |  |  |  | 0.43527 | 0.43527 | 0.43527 | 0.43527 | 0.43527 | 0.43527 | 0.43527 | 0.43527
| PS Turbine | I |  |  |  |  | 1.27 | 1.27 | 1.27 | 1.27 | 1.27 | 1.27 | 1.27 | 1.27
| PS Pump | I |  |  |  |  | 1.314 | 1.314 | 1.314 | 1.314 | 1.314 | 1.314 | 1.314 | 1.314
| Biofuel | I
| Other RES | I |  |  |  |  | 0.03024 | 0.03024 | 0.03024 | 0.03024 | 0.03024 | 0.03024 | 0.03024 | 0.03024
| Nuclear | I
| Natural Gas | I |  |  |  |  | 0.4009 | 0.4009 | 0.4009 | 0.4009 | 0.4009 | 0.4009 | 0.4009 | 0.4009
| Crude Oil | I
| Coal | I |  |  |  |  | 5.0498 | 5.0498 | 5.0498 | 5.0497 | 5.0498 | 5.0498 | 5.0498 | 5.0498
| Hydrogen GT | I
| Fuel Cell | I
| Other Non RES | I
| Adequacy Units | I
| Batteries | I |  |  |  |  | 0.6045 | 0.6045 | 0.6045 | 0.6045 | 0.6045 | 0.6045 | 0.6045 | 0.6045
| Batteries [GWh] | I |  |  |  |  | 1.9786 | 1.9786 | 1.9786 | 1.9786 | 1.9786 | 1.9786 | 1.9786 | 1.9786
H2 | SMR (Blue) and Pyrolisis | I
| SMR (Grey) | I
| Electrolyzers E-Market (P2G) [GW Elec] | I
| Electrolyzers DRES (P2G) [GW Elec] | I
| Electrolyzers SRES (P2G) [GW Elec] | I
| H2 Adequacy Units | I
| NH3 Imports - High Band | I
| NH3 Imports - Low Band | I
| NH3 Terminal Capacity | I
| Non-EU H2 Imports - High Band | I
| Non-EU H2 Imports - Low Band | I
| Non-EU H2 Pipeline Capacity | I
| EU Cross-Border Pipeline Capacity (Import) | I
| EU Cross-Border Pipeline Capacity (Export) | I
| H2 Storage Injection Capacity | I
| H2 Storage Withdrawal Capacity [GW] | I
| H2 Storage WGV [TWh] | I
| SNG Capacity (from H2) | I
| E-Liquids Capacity (from H2) | I
Generation [TWh]
Electricity | Wind Onshore | R |  |  |  |  | 12.5269 | 16.5037 | 17.9674 | 16.0323 | 14.2902 | 15.1993 | 14.3621 | 14.6826
| Wind Offshore Radial | R
| Wind Offshore Hub | R
| Solar PV | R |  |  |  |  | 6.2978 | 5.8564 | 6.4743 | 6.1662 | 6.5165 | 5.9248 | 6.0431 | 6.0905
| Solar CSP | R
| SRES Electricity | R
| Run of River | R |  |  |  |  | 8.0309 | 9.5965 | 7.854 | 8.6457 | 7.6984 | 8.2742 | 7.5236 | 7.8588
| Pondage | R
| Reservoir | R |  |  |  |  | 1.1202 | 1.2908 | 1.1967 | 1.2188 | 1.0586 | 0.99997 | 0.95225 | 0.99261
| PS Turbine | R |  |  |  |  | 2.2124 | 2.2417 | 2.2552 | 2.2391 | 2.3713 | 2.6131 | 2.1494 | 2.3793
| Biofuel | R
| Other RES | R |  |  |  |  | 0.19205 | 0.19197 | 0.19227 | 0.19209 | 0.19278 | 0.19285 | 0.19305 | 0.19291
| Nuclear | R
| Natural Gas | R |  |  |  |  | 1.8293 | 0.94244 | 1.7335 | 1.4163 | 0.79118 | 0.6644 | 0.91204 | 0.78881
| Crude Oil | R
| Coal | R |  |  |  |  | 1.2121 | 0.17071 | 0.3608 | 0.48337 | 0.010382 | 0.03657 | 0.0010065 | 0.017107
| Hydrogen GT | R
| Fuel Cell | R
| Other Non RES | R
| Adequacy Units | R
| ENS | R |  |  |  |  | 0 | 0 | 0 | 0 | 0 | 0 | 0 | 0
| RES Curtailment | R |  |  |  |  | 0.037563 | 0.060513 | 0.019751 | 0.041553 | 0.024537 | 0.011948 | 0.0076206 | 0.012735
Electricity - Flexibility | Batteries Charging | R |  |  |  |  | 0.59909 | 0.6107 | 0.58137 | 0.59824 | 0.57797 | 0.62899 | 0.56534 | 0.59332
| Batteries Discharging | R |  |  |  |  | 0.53918 | 0.54963 | 0.52323 | 0.53841 | 0.52017 | 0.56609 | 0.5088 | 0.53399
| EV Discharging (Prosumer) | R
| EV Discharging (E-Market) | R
| DSR | R
H2 | SMR (Blue) and Pyrolisis | R
| SMR (Grey) | R
| Electrolyzers E-Market (P2G) | R
| Electrolyzers DRES (P2G) | R
| Electrolyzers SRES (P2G) | R
| H2 Adequacy Units | R
| NH3 Imports - High Band | R
| NH3 Imports - Low Band | R
| Non-EU H2 Imports - High Band | R
| Non-EU H2 Imports - Low Band | R
| H2 Storage Injection | R
| H2 Storage Withdrawal | R
| Max Hourly State of Charge [%] | R
Heat | Heat Production from H2 HHP [TWh Heat] | I
| Share of Heat from H2 Boilers [%] | R
| Heat Production from CH4 HHP [TWh Heat] | I
| Share of Heat from CH4 Boilers [%] | R
CO2 | CO2 Emissions Electricity Sector [Mt] | R |  |  |  |  | 1.8876 | 0.54116 | 1.0241 | 1.0237 | 0.22515 | 0.22658 | 0.25268 | 0.23673
| CO2 Emissions Hydrogen Sector [Mt] | R |  |  |  |  | 0 | 0 | 0 | 0 | 0 | 0 | 0 | 0
FLH [h]
Electricity | Wind Onshore | R |  |  |  |  | 1918.0455 | 2526.944 | 2751.0499 | 2454.7633 | 2188.0234 | 2327.2221 | 2199.0252 | 2248.1036
| Wind Offshore Radial | R
| Wind Offshore Hub | R
| Solar PV | R |  |  |  |  | 1297.8927 | 1206.9357 | 1334.272 | 1270.7864 | 1342.9731 | 1221.0248 | 1245.4182 | 1255.1718
| Solar CSP | R
| SRES Electricity | R
| Run of River | R |  |  |  |  | 3936.1275 | 4703.492 | 3849.4398 | 4237.4873 | 3716.7097 | 3994.7059 | 3632.3153 | 3794.1504
| Pondage | R
| Reservoir | R |  |  |  |  | 2573.5276 | 2965.4598 | 2749.3539 | 2800.0811 | 2432.1119 | 2297.3525 | 2187.7202 | 2280.4515
| PS Turbine | R |  |  |  |  | 1742.0618 | 1765.0906 | 1775.7775 | 1763.0904 | 1867.1761 | 2057.5653 | 1692.4622 | 1873.4462
| Biofuel | R
| Other RES | R |  |  |  |  | 6350.9425 | 6348.2879 | 6358.2172 | 6352.2017 | 6375.0322 | 6377.2222 | 6383.7922 | 6379.4122
| Nuclear | R
| Natural Gas | R |  |  |  |  | 4562.9145 | 2350.8032 | 4323.9174 | 3532.8376 | 1973.4962 | 1657.2652 | 2274.9767 | 1967.596
| Crude Oil | R
| Coal | R |  |  |  |  | 240.0314 | 33.8048 | 71.4494 | 95.7219 | 2.056 | 7.2419 | 0.19932 | 3.3877
| Hydrogen GT | R
| Fuel Cell | R
| Other Non RES | R
| Adequacy Units | R
| Batteries | R |  |  |  |  | 891.9464 | 909.2316 | 865.5638 | 890.6727 | 860.4975 | 936.4581 | 841.6912 | 883.3592
H2 | SMR (Blue) and Pyrolisis | R
| SMR (Grey) | R
| Electrolyzers E-Market (P2G) | R
| Electrolyzers DRES (P2G) | R
| Electrolyzers SRES (P2G) | R
| H2 Adequacy Units | R
| NH3 Terminals (Import) | R
| Non-EU H2 Pipelines (Import) | R
| H2 Pipelines (Import) | R
| H2 Pipelines (Export) | R
| H2 to SNG | R
| H2 to E-Liquids | R
Exchange [TWh]
Electricity | Imports | R |  |  |  |  | 30.0191 | 24.0589 | 25.2437 | 25.8804 | 31.2969 | 30.745 | 31.0529 | 30.9785
| Exports | R |  |  |  |  | 8.9922 | 7.8481 | 8.3204 | 8.2785 | 8.9567 | 10.3795 | 8.7765 | 9.4537
H2 | NH3 Imports | R
| Non-EU Imports | R
| EU Imports | R
| EU Exports | R
E-Fuels | SNG Imports [TWh H2] | R |  |  |  |  | EU27 level specific | EU27 level specific | EU27 level specific | EU27 level specific | EU27 level specific | EU27 level specific | EU27 level specific | EU27 level specific
| E-Liquid Imports [TWh H2] | R |  |  |  |  | EU27 level specific | EU27 level specific | EU27 level specific | EU27 level specific | EU27 level specific | EU27 level specific | EU27 level specific | EU27 level specific
Consumption [TWh]
Electricity | Native Demand (Prosumer) | I
| Fixed Load (Prosumer) | I
| Charging Station Load (Prosumer) | R
| Native Demand (E-Market) | I |  |  |  |  | 51.4387 | 49.9553 | 51.8923 | 50.9506 | 52.0501 | 50.7236 | 51.4906 | 51.2957
| Fixed Load (Emarket) | I |  |  |  |  | 0 | 0 | 0 | 0 | 0 | 0 | 0 | 0
| Charging Station Load (E-Market) | R
| PS Pump Load | R |  |  |  |  | 2.9499 | 2.9887 | 3.007 | 2.9854 | 3.1618 | 3.4841 | 2.8659 | 3.1724
| Electrolyzers E-Market (P2G) | R
| Electricity for H2 HHPs | R
| Electricity for CH4 HHPs | R
H2 | H2 Demand | I |  |  |  |  | 0 | 0 | 0 | 0 | 0 | 0 | 0 | 0
| Shortage Quantity | R |  |  |  |  | 0 | 0 | 0 | 0 | 0 | 0 | 0 | 0
| H2 for Hydrogen GT | R
| H2 for HHP Boilers | R
| H2 to SNG | R
| H2 to E-Liquids | R
Methane | CH4 for HHP Boilers | R
CO2 | CO2 to E-Fuels [kt] | R |  |  |  |  | EU27 level specific | EU27 level specific | EU27 level specific | EU27 level specific | EU27 level specific | EU27 level specific | EU27 level specific | EU27 level specific
Fuels | E-Fuel Demand [TWh H2] | I |  |  |  |  | EU27 level specific | EU27 level specific | EU27 level specific | EU27 level specific | EU27 level specific | EU27 level specific | EU27 level specific | EU27 level specific
| E-Fuel Shortage [TWh H2] | R |  |  |  |  | EU27 level specific | EU27 level specific | EU27 level specific | EU27 level specific | EU27 level specific | EU27 level specific | EU27 level specific | EU27 level specific
Prices [€/MWh]
Electricity | 10%-Quan. | R |  |  |  |  | 16.3081 | 16.2981 | 16.3081 | 16.3038 | 54.5884 | 16.3081 | 52.8653 | 38.587
| Load-Weighted Average | R |  |  |  |  | 106.6101 | 93.1218 | 102.0162 | 99.2942 | 127.5049 | 116.0524 | 127.2496 | 122.8218
| 90%-Quan. | R |  |  |  |  | 143.2728 | 129.3604 | 130.5051 | 133.0772 | 164.8386 | 170.3616 | 166.232 | 167.6052
H2 | 10%-Quan. | R
| Load-Weighted Average | R
| 90%-Quan. | R
Import Share [%]
H2 | Share of Domestic Production (Supply %) | R |  |  |  |  | EU27 level specific | EU27 level specific | EU27 level specific | EU27 level specific | EU27 level specific | EU27 level specific | EU27 level specific | EU27 level specific
| Share of Non-EU Imports (Supply %) | R |  |  |  |  | EU27 level specific | EU27 level specific | EU27 level specific | EU27 level specific | EU27 level specific | EU27 level specific | EU27 level specific | EU27 level specific
Energy Balance [TWh]
Electricity + | Electricity Generation | R |  |  |  |  | 33.4216 | 36.7942 | 38.0342 | 36.394 | 32.9294 | 33.9052 | 32.1366 | 33.0026
| DSR | R
| Net Imports | R |  |  |  |  | 21.0269 | 16.2109 | 16.9233 | 17.6018 | 22.3402 | 20.3655 | 22.2764 | 21.5248
| Electricity Shortage | R |  |  |  |  | 0 | 0 | 0 | 0 | 0 | 0 | 0 | 0
Electricity - | Electricity Demand (Native + Fixed) | I |  |  |  |  | 51.4387 | 49.9553 | 51.8923 | 50.9506 | 52.0501 | 50.7236 | 51.4906 | 51.2957
| Pump Load | R |  |  |  |  | 2.9499 | 2.9887 | 3.007 | 2.9854 | 3.1618 | 3.4841 | 2.8659 | 3.1724
| Electrolyzer Load | R
| Heat Electrical Usage | R
| Net Battery Load | R |  |  |  |  | 0.059909 | 0.06107 | 0.058137 | 0.059824 | 0.057797 | 0.062899 | 0.056534 | 0.059332
| Net EV Load | R
Electricity Balance |  | R |  |  |  |  | 2.16e-12 | 2.1316e-12 | -8.2991e-12 | -1.3037e-12 | -1.8311e-11 | -9.1234e-12 | 4.3912e-12 | -5.555e-12
H2 + | H2 Domestic Production | R
| NH3 Imports | R
| Non-EU Imports | R
| Net Imports | R
| H2 Shortage | R |  |  |  |  | 0 | 0 | 0 | 0 | 0 | 0 | 0 | 0
H2 - | H2 Demand | I |  |  |  |  | 0 | 0 | 0 | 0 | 0 | 0 | 0 | 0
| H2 to Hydrogen GT | R
| H2 to Heat | R
| H2 to eFuels | R
| Net H2 Storage Load | R
H2 Balance |  | R |  |  |  |  | 0 | 0 | 0 | 0 | 0 | 0 | 0 | 0
Note on C3: Input Value / Result

## SE
|  | I/R | 2030 |  |  |  | 2035 |  |  |  | 2040 |  |  |  | 2050
|  |  | CY1 | CY2 | CY3 | Weighted WS | WS032 | WS037 | WS059 | Weighted WS | WS065 | WS071 | WS077 | Weighted WS | CY1 | CY2 | CY3 | Weighted WS
Installed Capacity [GW]
Electricity | Wind Onshore | I |  |  |  |  | 23.824 | 23.824 | 23.824 | 23.824 | 25.2535 | 25.2535 | 25.2535 | 25.2535
| Wind Offshore Radial | I |  |  |  |  | 2.328 | 2.328 | 2.328 | 2.328 | 3.9352 | 3.9352 | 3.9352 | 3.9352
| Wind Offshore Hub | I
| Solar PV | I |  |  |  |  | 10.0792 | 10.0792 | 10.0792 | 10.0792 | 13.5892 | 13.5892 | 13.5892 | 13.5892
| Solar CSP | I
| SRES Electricity | I
| Run of River | I
| Pondage | I
| Reservoir | I |  |  |  |  | 15.6172 | 15.6172 | 15.6172 | 15.6172 | 15.6172 | 15.6172 | 15.6172 | 15.6172
| PS Turbine | I
| PS Pump | I
| Biofuel | I
| Other RES | I |  |  |  |  | 3.9375 | 3.9375 | 3.9375 | 3.9375 | 3.9375 | 3.9375 | 3.9375 | 3.9375
| Nuclear | I |  |  |  |  | 8.081 | 8.081 | 8.081 | 8.081 | 8.881 | 8.881 | 8.881 | 8.881
| Natural Gas | I |  |  |  |  | 0.18 | 0.18 | 0.18 | 0.18 | 0.18 | 0.18 | 0.18 | 0.18
| Crude Oil | I
| Coal | I
| Hydrogen GT | I
| Fuel Cell | I
| Other Non RES | I
| Adequacy Units | I
| Batteries | I |  |  |  |  | 0.2 | 0.2 | 0.2 | 0.2 | 0.2 | 0.2 | 0.2 | 0.2
| Batteries [GWh] | I |  |  |  |  | 2.001 | 2.001 | 2.001 | 2.001 | 2.001 | 2.001 | 2.001 | 2.001
H2 | SMR (Blue) and Pyrolisis | I
| SMR (Grey) | I
| Electrolyzers E-Market (P2G) [GW Elec] | I |  |  |  |  | 15.5025 | 15.5025 | 15.5025 | 15.5025 | 15.5025 | 15.5025 | 15.5025 | 15.5025
| Electrolyzers DRES (P2G) [GW Elec] | I
| Electrolyzers SRES (P2G) [GW Elec] | I
| H2 Adequacy Units | I
| NH3 Imports - High Band | I
| NH3 Imports - Low Band | I
| NH3 Terminal Capacity | I
| Non-EU H2 Imports - High Band | I
| Non-EU H2 Imports - Low Band | I
| Non-EU H2 Pipeline Capacity | I
| EU Cross-Border Pipeline Capacity (Import) | I |  |  |  |  | 23.5169 | 23.5169 | 23.5169 | 23.5169 | 23.5169 | 23.5169 | 23.5169 | 23.5169
| EU Cross-Border Pipeline Capacity (Export) | I |  |  |  |  | 23.5169 | 23.5169 | 23.5169 | 23.5169 | 23.5169 | 23.5169 | 23.5169 | 23.5169
| H2 Storage Injection Capacity | I
| H2 Storage Withdrawal Capacity [GW] | I
| H2 Storage WGV [TWh] | I
| SNG Capacity (from H2) | I
| E-Liquids Capacity (from H2) | I
Generation [TWh]
Electricity | Wind Onshore | R |  |  |  |  | 71.8554 | 57.5327 | 73.1727 | 66.1313 | 70.334 | 67.7088 | 63.8078 | 66.6734
| Wind Offshore Radial | R |  |  |  |  | 10.4232 | 9.4805 | 10.9666 | 10.1971 | 16.6812 | 15.7319 | 14.9327 | 15.6021
| Wind Offshore Hub | R
| Solar PV | R |  |  |  |  | 9.7365 | 8.887 | 9.0565 | 9.1468 | 12.8811 | 11.1819 | 12.4792 | 12.0406
| Solar CSP | R
| SRES Electricity | R
| Run of River | R
| Pondage | R
| Reservoir | R |  |  |  |  | 69.9789 | 74.2046 | 86.0682 | 77.1054 | 78.6943 | 77.5228 | 81.4016 | 79.3086
| PS Turbine | R
| Biofuel | R
| Other RES | R |  |  |  |  | 34.4832 | 34.4903 | 34.4927 | 34.4894 | 34.4631 | 34.4836 | 34.464 | 34.4716
| Nuclear | R |  |  |  |  | 54.4575 | 58.0311 | 45.1833 | 52.9337 | 54.896 | 62.8787 | 58.1458 | 59.389
| Natural Gas | R |  |  |  |  | 0.063078 | 0.12325 | 0.10789 | 0.10374 | 0.090639 | 0.23129 | 0.17492 | 0.18061
| Crude Oil | R
| Coal | R
| Hydrogen GT | R
| Fuel Cell | R
| Other Non RES | R
| Adequacy Units | R
| ENS | R |  |  |  |  | 0 | 0.003699 | 0.16145 | 0.05487 | 0.017036 | 0.064341 | 0 | 0.029143
| RES Curtailment | R |  |  |  |  | 0.032645 | 0.0058048 | 0.0016195 | 0.010865 | 0.088533 | 0.022437 | 0.112 | 0.071481
Electricity - Flexibility | Batteries Charging | R |  |  |  |  | 0.31337 | 0.25132 | 0.28057 | 0.27587 | 0.27587 | 0.28812 | 0.28727 | 0.28533
| Batteries Discharging | R |  |  |  |  | 0.2883 | 0.23122 | 0.25812 | 0.2538 | 0.2538 | 0.26507 | 0.26429 | 0.2625
| EV Discharging (Prosumer) | R |  |  |  |  | 0.52765 | 0.39715 | 0.51111 | 0.46608 | 0.65633 | 0.4604 | 0.5747 | 0.54531
| EV Discharging (E-Market) | R |  |  |  |  | 0.046301 | 0.020206 | 0.038437 | 0.032485 | 0.094678 | 0.05877 | 0.086178 | 0.076915
| DSR | R |  |  |  |  | 0.55739 | 1.247 | 1.844 | 1.2785 | 2.1714 | 5.0446 | 4.0788 | 4.0836
H2 | SMR (Blue) and Pyrolisis | R
| SMR (Grey) | R
| Electrolyzers E-Market (P2G) | R |  |  |  |  | 50.2009 | 36.0421 | 49.7909 | 43.9773 | 57.6109 | 49.0002 | 56.5586 | 53.7457
| Electrolyzers DRES (P2G) | R
| Electrolyzers SRES (P2G) | R
| H2 Adequacy Units | R
| NH3 Imports - High Band | R
| NH3 Imports - Low Band | R
| Non-EU H2 Imports - High Band | R
| Non-EU H2 Imports - Low Band | R
| H2 Storage Injection | R
| H2 Storage Withdrawal | R
| Max Hourly State of Charge [%] | R
Heat | Heat Production from H2 HHP [TWh Heat] | I
| Share of Heat from H2 Boilers [%] | R
| Heat Production from CH4 HHP [TWh Heat] | I
| Share of Heat from CH4 Boilers [%] | R
CO2 | CO2 Emissions Electricity Sector [Mt] | R |  |  |  |  | 0.019648 | 0.03839 | 0.033605 | 0.032313 | 0.023915 | 0.061026 | 0.046152 | 0.047654
| CO2 Emissions Hydrogen Sector [Mt] | R |  |  |  |  | 0 | 0 | 0 | 0 | 0 | 0 | 0 | 0
FLH [h]
Electricity | Wind Onshore | R |  |  |  |  | 3016.0916 | 2414.905 | 3071.3855 | 2775.8284 | 2785.1182 | 2681.1648 | 2526.69 | 2640.1656
| Wind Offshore Radial | R |  |  |  |  | 4477.3309 | 4072.3713 | 4710.7236 | 4380.2179 | 4238.9705 | 3997.7474 | 3794.658 | 3964.7563
| Wind Offshore Hub | R
| Solar PV | R |  |  |  |  | 965.997 | 881.7155 | 898.5375 | 907.4943 | 947.8951 | 822.8502 | 918.3148 | 886.045
| Solar CSP | R
| SRES Electricity | R
| Run of River | R
| Pondage | R
| Reservoir | R |  |  |  |  | 4480.8863 | 4751.4668 | 5511.114 | 4937.2111 | 5038.948 | 4963.9352 | 5212.3043 | 5078.2854
| PS Turbine | R
| Biofuel | R
| Other RES | R |  |  |  |  | 8757.5485 | 8759.3414 | 8759.9607 | 8759.1154 | 8752.4351 | 8757.648 | 8752.6676 | 8754.6133
| Nuclear | R |  |  |  |  | 6738.9551 | 7181.1838 | 5591.3035 | 6550.3884 | 6181.2834 | 7080.1408 | 6547.2119 | 6687.1977
| Natural Gas | R |  |  |  |  | 350.4348 | 684.7181 | 599.3669 | 576.3242 | 503.5478 | 1284.9579 | 971.7679 | 1003.3999
| Crude Oil | R
| Coal | R
| Hydrogen GT | R
| Fuel Cell | R
| Other Non RES | R
| Adequacy Units | R
| Batteries | R |  |  |  |  | 1441.5206 | 1156.0811 | 1290.6206 | 1268.9846 | 1269.0066 | 1325.331 | 1321.4506 | 1312.514
H2 | SMR (Blue) and Pyrolisis | R
| SMR (Grey) | R
| Electrolyzers E-Market (P2G) | R |  |  |  |  | 4626.0666 | 3321.315 | 4588.2801 | 4052.5539 | 5234.1322 | 4451.8256 | 5138.522 | 4882.9655
| Electrolyzers DRES (P2G) | R
| Electrolyzers SRES (P2G) | R
| H2 Adequacy Units | R
| NH3 Terminals (Import) | R
| Non-EU H2 Pipelines (Import) | R
| H2 Pipelines (Import) | R |  |  |  |  | 233.5647 | 679.3133 | 271.0461 | 437.6054 | 593.9186 | 887.327 | 624.5601 | 723.5386
| H2 Pipelines (Export) | R |  |  |  |  | 158.0173 | 2.7607 | 209.1035 | 108.1154 | 41.8414 | 21.2362 | 32.5422 | 29.8796
| H2 to SNG | R
| H2 to E-Liquids | R
Exchange [TWh]
Electricity | Imports | R |  |  |  |  | 58.9573 | 54.2301 | 54.2461 | 55.3699 | 66.0474 | 58.1052 | 64.0714 | 62.0801
| Exports | R |  |  |  |  | 30.3447 | 34.7364 | 34.3625 | 33.559 | 26.1369 | 32.3069 | 27.7901 | 29.2662
H2 | NH3 Imports | R
| Non-EU Imports | R
| EU Imports | R |  |  |  |  | 5.4927 | 15.9754 | 6.3742 | 10.2911 | 13.9672 | 20.8672 | 14.6877 | 17.0154
| EU Exports | R |  |  |  |  | 3.7161 | 0.064924 | 4.9175 | 2.5425 | 0.98398 | 0.49941 | 0.76529 | 0.70268
E-Fuels | SNG Imports [TWh H2] | R |  |  |  |  | EU27 level specific | EU27 level specific | EU27 level specific | EU27 level specific | EU27 level specific | EU27 level specific | EU27 level specific | EU27 level specific
| E-Liquid Imports [TWh H2] | R |  |  |  |  | EU27 level specific | EU27 level specific | EU27 level specific | EU27 level specific | EU27 level specific | EU27 level specific | EU27 level specific | EU27 level specific
Consumption [TWh]
Electricity | Native Demand (Prosumer) | I |  |  |  |  | 3.8568 | 4.3919 | 4.1583 | 4.1864 | 6.1105 | 6.3968 | 5.8837 | 6.1343
| Fixed Load (Prosumer) | I |  |  |  |  | 0 | 0 | 0 | 0 | 0 | 0 | 0 | 0
| Charging Station Load (Prosumer) | R |  |  |  |  | 10.5783 | 10.4306 | 10.5596 | 10.5086 | 14.5313 | 14.3096 | 14.439 | 14.4057
| Native Demand (E-Market) | I |  |  |  |  | 190.2358 | 193.2793 | 191.2951 | 191.8941 | 203.0677 | 205.4455 | 200.4145 | 202.9575
| Fixed Load (Emarket) | I |  |  |  |  | 0 | 0 | 0 | 0 | 0 | 0 | 0 | 0
| Charging Station Load (E-Market) | R |  |  |  |  | 4.33 | 4.3005 | 4.3211 | 4.3144 | 6.0165 | 5.9759 | 6.0069 | 5.9964
| PS Pump Load | R
| Electrolyzers E-Market (P2G) | R |  |  |  |  | 71.7156 | 51.4887 | 71.1298 | 62.8247 | 81.1421 | 69.0144 | 79.6599 | 75.6982
| Electricity for H2 HHPs | R
| Electricity for CH4 HHPs | R
H2 | H2 Demand | I |  |  |  |  | 51.9776 | 51.975 | 51.9795 | 51.9771 | 70.6895 | 70.6627 | 70.6906 | 70.6792
| Shortage Quantity | R |  |  |  |  | 0 | 0.022504 | 0.73195 | 0.25122 | 0.095374 | 1.2947 | 0.20963 | 0.6208
| H2 for Hydrogen GT | R
| H2 for HHP Boilers | R
| H2 to SNG | R
| H2 to E-Liquids | R
Methane | CH4 for HHP Boilers | R
CO2 | CO2 to E-Fuels [kt] | R |  |  |  |  | EU27 level specific | EU27 level specific | EU27 level specific | EU27 level specific | EU27 level specific | EU27 level specific | EU27 level specific | EU27 level specific
Fuels | E-Fuel Demand [TWh H2] | I |  |  |  |  | EU27 level specific | EU27 level specific | EU27 level specific | EU27 level specific | EU27 level specific | EU27 level specific | EU27 level specific | EU27 level specific
| E-Fuel Shortage [TWh H2] | R |  |  |  |  | EU27 level specific | EU27 level specific | EU27 level specific | EU27 level specific | EU27 level specific | EU27 level specific | EU27 level specific | EU27 level specific
Prices [€/MWh]
Electricity | 10%-Quan. | R |  |  |  |  | 27.99 | 70.6881 | 23.4553 | 44.8537 | 27.659 | 46.3151 | 33.8885 | 37.6132
| Load-Weighted Average | R |  |  |  |  | 76.0113 | 127.9682 | 165.0331 | 127.73 | 116.4278 | 224.0415 | 139.4414 | 168.6787
| 90%-Quan. | R |  |  |  |  | 132.8697 | 156.4162 | 150.2899 | 148.7434 | 176.5689 | 339.7794 | 268.6711 | 278.694
H2 | 10%-Quan. | R |  |  |  |  | 103.7474 | 104.4799 | 102.77 | 103.7398 | 99.2492 | 99.69 | 99.8382 | 99.6611
| Load-Weighted Average | R |  |  |  |  | 148.0928 | 200.3415 | 224.455 | 195.7592 | 199.0032 | 311.2652 | 262.6342 | 269.3604
| 90%-Quan. | R |  |  |  |  | 181.7575 | 198.8422 | 181.7575 | 189.104 | 226.8146 | 448.3461 | 344.1327 | 362.3544
Import Share [%]
H2 | Share of Domestic Production (Supply %) | R |  |  |  |  | EU27 level specific | EU27 level specific | EU27 level specific | EU27 level specific | EU27 level specific | EU27 level specific | EU27 level specific | EU27 level specific
| Share of Non-EU Imports (Supply %) | R |  |  |  |  | EU27 level specific | EU27 level specific | EU27 level specific | EU27 level specific | EU27 level specific | EU27 level specific | EU27 level specific | EU27 level specific
Energy Balance [TWh]
Electricity + | Electricity Generation | R |  |  |  |  | 250.9977 | 242.7494 | 259.0478 | 250.1075 | 268.0402 | 269.739 | 265.4059 | 267.666
| DSR | R |  |  |  |  | 0.55739 | 1.247 | 1.844 | 1.2785 | 2.1714 | 5.0446 | 4.0788 | 4.0836
| Net Imports | R |  |  |  |  | 28.6126 | 19.4937 | 19.8836 | 21.8109 | 39.9105 | 25.7983 | 36.2813 | 32.8139
| Electricity Shortage | R |  |  |  |  | 0 | 0.003699 | 0.16145 | 0.05487 | 0.017036 | 0.064341 | 0 | 0.029143
Electricity - | Electricity Demand (Native + Fixed) | I |  |  |  |  | 194.0926 | 197.6712 | 195.4534 | 196.0805 | 209.1781 | 211.8423 | 206.2982 | 209.0918
| Pump Load | R
| Electrolyzer Load | R |  |  |  |  | 71.7156 | 51.4887 | 71.1298 | 62.8247 | 81.1421 | 69.0144 | 79.6599 | 75.6982
| Heat Electrical Usage | R
| Net Battery Load | R |  |  |  |  | 0.02507 | 0.020106 | 0.022446 | 0.022069 | 0.02207 | 0.023049 | 0.022982 | 0.022826
| Net EV Load | R |  |  |  |  | 14.3344 | 14.3138 | 14.3312 | 14.3245 | 19.7969 | 19.7663 | 19.785 | 19.7799
Electricity Balance |  | R |  |  |  |  | 5.3433e-12 | 3.8085e-12 | 8.9813e-12 | 5.8839e-12 | -9.8339e-12 | 2.4443e-12 | -1.1482e-11 | -5.582e-12
H2 + | H2 Domestic Production | R |  |  |  |  | 50.2009 | 36.0421 | 49.7909 | 43.9773 | 57.6109 | 49.0002 | 56.5586 | 53.7457
| NH3 Imports | R
| Non-EU Imports | R
| Net Imports | R |  |  |  |  | 1.7766 | 15.9105 | 1.4567 | 7.7486 | 12.9832 | 20.3678 | 13.9225 | 16.3127
| H2 Shortage | R |  |  |  |  | 0 | 0.022504 | 0.73195 | 0.25122 | 0.095374 | 1.2947 | 0.20963 | 0.6208
H2 - | H2 Demand | I |  |  |  |  | 51.9776 | 51.975 | 51.9795 | 51.9771 | 70.6895 | 70.6627 | 70.6906 | 70.6792
| H2 to Hydrogen GT | R
| H2 to Heat | R
| H2 to eFuels | R
| Net H2 Storage Load | R
H2 Balance |  | R |  |  |  |  | -7.5886e-12 | -3.6238e-13 | -8.3062e-12 | -4.7181e-12 | 3.7659e-12 | -2.5153e-12 | 7.816e-13 | 5.9686e-14
Note on C3: Input Value / Result

## SI
|  | I/R | 2030 |  |  |  | 2035 |  |  |  | 2040 |  |  |  | 2050
|  |  | CY1 | CY2 | CY3 | Weighted WS | WS032 | WS037 | WS059 | Weighted WS | WS065 | WS071 | WS077 | Weighted WS | CY1 | CY2 | CY3 | Weighted WS
Installed Capacity [GW]
Electricity | Wind Onshore | I |  |  |  |  | 0.1107 | 0.1107 | 0.1107 | 0.1107 | 0.1494 | 0.1494 | 0.1494 | 0.1494
| Wind Offshore Radial | I
| Wind Offshore Hub | I
| Solar PV | I |  |  |  |  | 7.3223 | 7.3223 | 7.3223 | 7.3223 | 7.7713 | 7.7713 | 7.7713 | 7.7713
| Solar CSP | I
| SRES Electricity | I
| Run of River | I |  |  |  |  | 0.14308 | 0.14308 | 0.14308 | 0.14308 | 0.1498 | 0.1498 | 0.1498 | 0.1498
| Pondage | I |  |  |  |  | 1.0737 | 1.0737 | 1.0737 | 1.0737 | 1.1877 | 1.1877 | 1.1877 | 1.1877
| Reservoir | I
| PS Turbine | I |  |  |  |  | 0.73 | 0.73 | 0.73 | 0.73 | 0.73 | 0.73 | 0.73 | 0.73
| PS Pump | I |  |  |  |  | 0.664 | 0.664 | 0.664 | 0.664 | 0.664 | 0.664 | 0.664 | 0.664
| Biofuel | I
| Other RES | I |  |  |  |  | 0.074864 | 0.074864 | 0.074864 | 0.074864 | 0.087001 | 0.087001 | 0.087001 | 0.087001
| Nuclear | I |  |  |  |  | 0.7 | 0.7 | 0.7 | 0.7 | 0.7 | 0.7 | 0.7 | 0.7
| Natural Gas | I |  |  |  |  | 0.6155 | 0.6155 | 0.6155 | 0.6155 | 0.6155 | 0.6155 | 0.6155 | 0.6155
| Crude Oil | I
| Coal | I
| Hydrogen GT | I
| Fuel Cell | I
| Other Non RES | I |  |  |  |  | 0.24803 | 0.24803 | 0.24803 | 0.24803 | 0.27697 | 0.27697 | 0.27697 | 0.27697
| Adequacy Units | I
| Batteries | I |  |  |  |  | 0.6172 | 0.6172 | 0.6172 | 0.6172 | 1.1271 | 1.1271 | 1.1271 | 1.1271
| Batteries [GWh] | I |  |  |  |  | 1.111 | 1.111 | 1.111 | 1.111 | 2.029 | 2.029 | 2.029 | 2.029
H2 | SMR (Blue) and Pyrolisis | I
| SMR (Grey) | I
| Electrolyzers E-Market (P2G) [GW Elec] | I |  |  |  |  | 0.3 | 0.3 | 0.3 | 0.3 | 0.4 | 0.4 | 0.4 | 0.4
| Electrolyzers DRES (P2G) [GW Elec] | I
| Electrolyzers SRES (P2G) [GW Elec] | I
| H2 Adequacy Units | I
| NH3 Imports - High Band | I
| NH3 Imports - Low Band | I
| NH3 Terminal Capacity | I
| Non-EU H2 Imports - High Band | I
| Non-EU H2 Imports - Low Band | I
| Non-EU H2 Pipeline Capacity | I
| EU Cross-Border Pipeline Capacity (Import) | I | [8 empty] | 6.4619 | 6.4619 | 6.4619 | 6.4619
| EU Cross-Border Pipeline Capacity (Export) | I | [8 empty] | 6.4619 | 6.4619 | 6.4619 | 6.4619
| H2 Storage Injection Capacity | I
| H2 Storage Withdrawal Capacity [GW] | I
| H2 Storage WGV [TWh] | I
| SNG Capacity (from H2) | I
| E-Liquids Capacity (from H2) | I
Generation [TWh]
Electricity | Wind Onshore | R |  |  |  |  | 0.28919 | 0.36209 | 0.33172 | 0.33457 | 0.40772 | 0.40706 | 0.43399 | 0.41796
| Wind Offshore Radial | R
| Wind Offshore Hub | R
| Solar PV | R |  |  |  |  | 8.693 | 7.9704 | 8.7508 | 8.4013 | 8.9721 | 8.5222 | 8.8285 | 8.7347
| Solar CSP | R
| SRES Electricity | R
| Run of River | R |  |  |  |  | 0.39978 | 0.49415 | 0.43805 | 0.45299 | 0.46036 | 0.49766 | 0.44539 | 0.46929
| Pondage | R |  |  |  |  | 2.6872 | 3.4078 | 2.7917 | 3.0315 | 3.233 | 3.482 | 3.1442 | 3.2971
| Reservoir | R
| PS Turbine | R |  |  |  |  | 2.4589 | 2.8673 | 2.5592 | 2.6676 | 2.8577 | 2.9183 | 2.7505 | 2.839
| Biofuel | R
| Other RES | R |  |  |  |  | 0.65557 | 0.65543 | 0.65549 | 0.65548 | 0.76204 | 0.76213 | 0.76195 | 0.76204
| Nuclear | R |  |  |  |  | 5.2248 | 5.2248 | 5.2248 | 5.2248 | 5.2248 | 5.2248 | 5.2248 | 5.2248
| Natural Gas | R |  |  |  |  | 0.84916 | 0.63354 | 0.85856 | 0.75955 | 0.82337 | 0.67993 | 0.79532 | 0.75477
| Crude Oil | R
| Coal | R
| Hydrogen GT | R
| Fuel Cell | R
| Other Non RES | R |  |  |  |  | 2.0482 | 2.038 | 2.0439 | 2.0424 | 2.269 | 2.2849 | 2.2927 | 2.2848
| Adequacy Units | R
| ENS | R |  |  |  |  | 0 | 0 | 0 | 0 | 0 | 0 | 0 | 0
| RES Curtailment | R |  |  |  |  | 0.21475 | 0.1634 | 0.046911 | 0.13728 | 0.037814 | 0.024716 | 0.0078511 | 0.020589
Electricity - Flexibility | Batteries Charging | R |  |  |  |  | 0.35117 | 0.35299 | 0.34192 | 0.3489 | 0.62752 | 0.63777 | 0.59615 | 0.61907
| Batteries Discharging | R |  |  |  |  | 0.31606 | 0.31769 | 0.30773 | 0.31401 | 0.56477 | 0.57399 | 0.53653 | 0.55716
| EV Discharging (Prosumer) | R |  |  |  |  | 0.08427 | 0.070511 | 0.079916 | 0.076917 | 0.1327 | 0.12503 | 0.13268 | 0.12962
| EV Discharging (E-Market) | R |  |  |  |  | 0.001581 | 0.0013835 | 0.0018067 | 0.0015706 | 0.0053414 | 0.0021977 | 0.0020914 | 0.0027839
| DSR | R |  |  |  |  | 0 | 0 | 0 | 0 | 0 | 0.00027 | 0 | 0.000108
H2 | SMR (Blue) and Pyrolisis | R
| SMR (Grey) | R
| Electrolyzers E-Market (P2G) | R |  |  |  |  | 0.8888 | 0.89095 | 0.89029 | 0.89022 | 0.41449 | 0.84194 | 0.54257 | 0.6367
| Electrolyzers DRES (P2G) | R
| Electrolyzers SRES (P2G) | R
| H2 Adequacy Units | R
| NH3 Imports - High Band | R
| NH3 Imports - Low Band | R
| Non-EU H2 Imports - High Band | R
| Non-EU H2 Imports - Low Band | R
| H2 Storage Injection | R
| H2 Storage Withdrawal | R
| Max Hourly State of Charge [%] | R
Heat | Heat Production from H2 HHP [TWh Heat] | I |  |  |  |  | 0.0031645 | 0.0031476 | 0.0031645 | 0.0031573 | 0.0031645 | 0.0031645 | 0.0031645 | 0.0031645
| Share of Heat from H2 Boilers [%] | R |  |  |  |  | 0.12043 | 0.18174 | 0.068458 | 0.12964 | 0 | 0 | 0.81715 | 0.32686
| Heat Production from CH4 HHP [TWh Heat] | I |  |  |  |  | 0.0031645 | 0.0031476 | 0.0031645 | 0.0031573 | 0.0031645 | 0.0031645 | 0.0031645 | 0.0031645
| Share of Heat from CH4 Boilers [%] | R |  |  |  |  | 47.0032 | 27.7994 | 40.6198 | 36.639 | 25.2482 | 35.3517 | 31.0086 | 31.5938
CO2 | CO2 Emissions Electricity Sector [Mt] | R |  |  |  |  | 0.3083 | 0.24531 | 0.3109 | 0.28207 | 0.27235 | 0.23896 | 0.26462 | 0.2559
| CO2 Emissions Hydrogen Sector [Mt] | R |  |  |  |  | 0 | 0 | 0 | 0 | 0 | 0 | 0 | 0
FLH [h]
Electricity | Wind Onshore | R |  |  |  |  | 2612.345 | 3270.881 | 2996.568 | 3022.3091 | 2729.029 | 2724.613 | 2904.901 | 2797.6114
| Wind Offshore Radial | R
| Wind Offshore Hub | R
| Solar PV | R |  |  |  |  | 1187.1915 | 1088.5068 | 1195.0856 | 1147.3621 | 1154.5206 | 1096.6248 | 1136.0386 | 1123.9695
| Solar CSP | R
| SRES Electricity | R
| Run of River | R |  |  |  |  | 2794.1324 | 3453.6929 | 3061.5925 | 3166.0052 | 3073.1492 | 3322.1319 | 2973.2454 | 3132.7808
| Pondage | R |  |  |  |  | 2502.7214 | 3173.8951 | 2600.0407 | 2823.4414 | 2722.0415 | 2931.6943 | 2647.3257 | 2776.0163
| Reservoir | R
| PS Turbine | R |  |  |  |  | 3368.4081 | 3927.8568 | 3505.7276 | 3654.2865 | 3914.6234 | 3997.6254 | 3767.8109 | 3889.0992
| Biofuel | R
| Other RES | R |  |  |  |  | 8756.7467 | 8754.923 | 8755.8018 | 8755.6507 | 8759 | 8760 | 8758 | 8759
| Nuclear | R |  |  |  |  | 7464 | 7464 | 7464 | 7464 | 7464 | 7464 | 7464 | 7464
| Natural Gas | R |  |  |  |  | 1379.6336 | 1029.3146 | 1394.8988 | 1234.0339 | 1337.7196 | 1104.6825 | 1292.1579 | 1226.2801
| Crude Oil | R
| Coal | R
| Hydrogen GT | R
| Fuel Cell | R
| Other Non RES | R |  |  |  |  | 8257.7779 | 8216.9047 | 8240.4646 | 8234.4891 | 8192.1145 | 8249.7356 | 8277.8336 | 8249.4506
| Adequacy Units | R
| Batteries | R |  |  |  |  | 512.079 | 514.7306 | 498.5869 | 508.7668 | 501.083 | 509.2621 | 476.0294 | 494.3332
H2 | SMR (Blue) and Pyrolisis | R
| SMR (Grey) | R
| Electrolyzers E-Market (P2G) | R |  |  |  |  | 4232.393 | 4242.6141 | 4239.4696 | 4239.1234 | 1459.4825 | 2964.5674 | 1910.4643 | 2241.9092
| Electrolyzers DRES (P2G) | R
| Electrolyzers SRES (P2G) | R
| H2 Adequacy Units | R
| NH3 Terminals (Import) | R
| Non-EU H2 Pipelines (Import) | R
| H2 Pipelines (Import) | R | [8 empty] | 2759.6366 | 2838.1385 | 2865.6926 | 2833.4598
| H2 Pipelines (Export) | R | [8 empty] | 2220.5384 | 2278.8301 | 2290.5843 | 2271.8734
| H2 to SNG | R
| H2 to E-Liquids | R
Exchange [TWh]
Electricity | Imports | R |  |  |  |  | 14.308 | 13.0122 | 14.3428 | 13.7623 | 15.8301 | 15.825 | 16.6098 | 16.1399
| Exports | R |  |  |  |  | 15.5967 | 14.9185 | 15.8081 | 15.3748 | 16.2803 | 15.9739 | 16.9147 | 16.4115
H2 | NH3 Imports | R
| Non-EU Imports | R
| EU Imports | R | [8 empty] | 17.8324 | 18.3397 | 18.5177 | 18.3094
| EU Exports | R | [8 empty] | 14.3488 | 14.7255 | 14.8014 | 14.6805
E-Fuels | SNG Imports [TWh H2] | R |  |  |  |  | EU27 level specific | EU27 level specific | EU27 level specific | EU27 level specific | EU27 level specific | EU27 level specific | EU27 level specific | EU27 level specific
| E-Liquid Imports [TWh H2] | R |  |  |  |  | EU27 level specific | EU27 level specific | EU27 level specific | EU27 level specific | EU27 level specific | EU27 level specific | EU27 level specific | EU27 level specific
Consumption [TWh]
Electricity | Native Demand (Prosumer) | I |  |  |  |  | 0.4539 | 0.39062 | 0.41791 | 0.41481 | 0.71801 | 0.53116 | 0.50225 | 0.55697
| Fixed Load (Prosumer) | I |  |  |  |  | 0 | 0 | 0 | 0 | 0 | 0 | 0 | 0
| Charging Station Load (Prosumer) | R |  |  |  |  | 1.5634 | 1.5478 | 1.5584 | 1.555 | 2.9807 | 2.972 | 2.9807 | 2.9772
| Native Demand (E-Market) | I |  |  |  |  | 17.3478 | 17.2679 | 17.5274 | 17.3727 | 18.02 | 17.8029 | 17.9406 | 17.9014
| Fixed Load (Emarket) | I |  |  |  |  | 0 | 0 | 0 | 0 | 0 | 0 | 0 | 0
| Charging Station Load (E-Market) | R |  |  |  |  | 0.63093 | 0.63071 | 0.63118 | 0.63092 | 1.2191 | 1.2156 | 1.2154 | 1.2162
| PS Pump Load | R |  |  |  |  | 0.80045 | 0.67217 | 0.82785 | 0.75433 | 1.1114 | 0.98437 | 1.0426 | 1.0331
| Electrolyzers E-Market (P2G) | R |  |  |  |  | 1.2697 | 1.2728 | 1.2718 | 1.2717 | 0.58379 | 1.1858 | 0.76419 | 0.89676
| Electricity for H2 HHPs | R |  |  |  |  | 0.0011213 | 0.0011117 | 0.0011161 | 0.0011155 | 0.0011314 | 0.0011259 | 0.0011082 | 0.0011199
| Electricity for CH4 HHPs | R |  |  |  |  | 0.00056422 | 0.0007821 | 0.00063186 | 0.00068023 | 0.00082285 | 0.00070292 | 0.00075053 | 0.00074595
H2 | H2 Demand | I |  |  |  |  | 0.8888 | 0.89094 | 0.89029 | 0.89021 | 3.8981 | 4.4561 | 4.2588 | 4.2656
| Shortage Quantity | R |  |  |  |  | 0 | 0 | 0 | 0 | 0 | 0 | 0 | 0
| H2 for Hydrogen GT | R
| H2 for HHP Boilers | R |  |  |  |  | 3.5288e-06 | 5.2968e-06 | 2.0059e-06 | 3.7865e-06 | 0 | 0 | 2.3944e-05 | 9.5775e-06
| H2 to SNG | R
| H2 to E-Liquids | R
Methane | CH4 for HHP Boilers | R |  |  |  |  | 0.0016064 | 0.00094502 | 0.0013883 | 0.00125 | 0.00086291 | 0.0012082 | 0.0010598 | 0.0010798
CO2 | CO2 to E-Fuels [kt] | R |  |  |  |  | EU27 level specific | EU27 level specific | EU27 level specific | EU27 level specific | EU27 level specific | EU27 level specific | EU27 level specific | EU27 level specific
Fuels | E-Fuel Demand [TWh H2] | I |  |  |  |  | EU27 level specific | EU27 level specific | EU27 level specific | EU27 level specific | EU27 level specific | EU27 level specific | EU27 level specific | EU27 level specific
| E-Fuel Shortage [TWh H2] | R |  |  |  |  | EU27 level specific | EU27 level specific | EU27 level specific | EU27 level specific | EU27 level specific | EU27 level specific | EU27 level specific | EU27 level specific
Prices [€/MWh]
Electricity | 10%-Quan. | R |  |  |  |  | 16.2781 | 16.2581 | 13.4051 | 15.3214 | 16.2681 | 16.2881 | 16.2881 | 16.2841
| Load-Weighted Average | R |  |  |  |  | 109.4715 | 96.4776 | 102.6301 | 101.6264 | 133.5271 | 125.6044 | 130.5307 | 129.1595
| 90%-Quan. | R |  |  |  |  | 163.7841 | 139.4056 | 141.7555 | 146.0319 | 198.828 | 214.1109 | 203.5739 | 206.8396
H2 | 10%-Quan. | R |  |  |  |  | 23.783 | 23.7687 | 23.7545 | 23.7675 | 99.69 | 99.6885 | 99.71 | 99.6974
| Load-Weighted Average | R |  |  |  |  | 154.9905 | 135.856 | 146.856 | 144.0783 | 149.3074 | 207.7802 | 165.5906 | 179.2098
| 90%-Quan. | R |  |  |  |  | 220.5252 | 185.6692 | 188.0875 | 194.8327 | 195.9469 | 388.5991 | 226.7735 | 285.3384
Import Share [%]
H2 | Share of Domestic Production (Supply %) | R |  |  |  |  | EU27 level specific | EU27 level specific | EU27 level specific | EU27 level specific | EU27 level specific | EU27 level specific | EU27 level specific | EU27 level specific
| Share of Non-EU Imports (Supply %) | R |  |  |  |  | EU27 level specific | EU27 level specific | EU27 level specific | EU27 level specific | EU27 level specific | EU27 level specific | EU27 level specific | EU27 level specific
Energy Balance [TWh]
Electricity + | Electricity Generation | R |  |  |  |  | 23.3057 | 23.6535 | 23.6541 | 23.5703 | 25.01 | 24.7789 | 24.6774 | 24.7845
| DSR | R |  |  |  |  | 0 | 0 | 0 | 0 | 0 | 0.00027 | 0 | 0.000108
| Net Imports | R |  |  |  |  | -1.2886 | -1.9063 | -1.4653 | -1.6125 | -0.45022 | -0.14892 | -0.30494 | -0.27159
| Electricity Shortage | R |  |  |  |  | 0 | 0 | 0 | 0 | 0 | 0 | 0 | 0
Electricity - | Electricity Demand (Native + Fixed) | I |  |  |  |  | 17.8017 | 17.6585 | 17.9453 | 17.7875 | 18.738 | 18.3341 | 18.4428 | 18.4584
| Pump Load | R |  |  |  |  | 0.80045 | 0.67217 | 0.82785 | 0.75433 | 1.1114 | 0.98437 | 1.0426 | 1.0331
| Electrolyzer Load | R |  |  |  |  | 1.2697 | 1.2728 | 1.2718 | 1.2717 | 0.58379 | 1.1858 | 0.76419 | 0.89676
| Heat Electrical Usage | R |  |  |  |  | 0.0016855 | 0.0018938 | 0.001748 | 0.0017957 | 0.0019543 | 0.0018289 | 0.0018587 | 0.0018659
| Net Battery Load | R |  |  |  |  | 0.035117 | 0.035299 | 0.034192 | 0.03489 | 0.062752 | 0.063777 | 0.059615 | 0.061907
| Net EV Load | R |  |  |  |  | 2.1084 | 2.1066 | 2.1079 | 2.1075 | 4.0618 | 4.0604 | 4.0614 | 4.0611
Electricity Balance |  | R |  |  |  |  | 4.9276e-12 | -2.0037e-12 | 8.967e-12 | 3.2801e-12 | 2.1867e-11 | -8.9884e-13 | 2.3803e-12 | 4.966e-12
H2 + | H2 Domestic Production | R |  |  |  |  | 0.8888 | 0.89095 | 0.89029 | 0.89022 | 0.41449 | 0.84194 | 0.54257 | 0.6367
| NH3 Imports | R
| Non-EU Imports | R
| Net Imports | R | [8 empty] | 3.4836 | 3.6142 | 3.7163 | 3.6289
| H2 Shortage | R |  |  |  |  | 0 | 0 | 0 | 0 | 0 | 0 | 0 | 0
H2 - | H2 Demand | I |  |  |  |  | 0.8888 | 0.89094 | 0.89029 | 0.89021 | 3.8981 | 4.4561 | 4.2588 | 4.2656
| H2 to Hydrogen GT | R
| H2 to Heat | R |  |  |  |  | 3.5288e-06 | 5.2968e-06 | 2.0059e-06 | 3.7865e-06 | 0 | 0 | 2.3944e-05 | 9.5775e-06
| H2 to eFuels | R
| Net H2 Storage Load | R
H2 Balance |  | R |  |  |  |  | -7.8201e-12 | -2.0203e-12 | -3.0997e-13 | -2.8478e-12 | 3.0935e-12 | -4.7518e-12 | 7.9279e-12 | 1.8892e-12
Note on C3: Input Value / Result

## SK
|  | I/R | 2030 |  |  |  | 2035 |  |  |  | 2040 |  |  |  | 2050
|  |  | CY1 | CY2 | CY3 | Weighted WS | WS032 | WS037 | WS059 | Weighted WS | WS065 | WS071 | WS077 | Weighted WS | CY1 | CY2 | CY3 | Weighted WS
Installed Capacity [GW]
Electricity | Wind Onshore | I |  |  |  |  | 0.75 | 0.75 | 0.75 | 0.75 | 1 | 1 | 1 | 1
| Wind Offshore Radial | I
| Wind Offshore Hub | I
| Solar PV | I |  |  |  |  | 1.956 | 1.956 | 1.956 | 1.956 | 2.206 | 2.206 | 2.206 | 2.206
| Solar CSP | I
| SRES Electricity | I
| Run of River | I |  |  |  |  | 1.4233 | 1.4233 | 1.4233 | 1.4233 | 1.4233 | 1.4233 | 1.4233 | 1.4233
| Pondage | I |  |  |  |  | 0.20288 | 0.20288 | 0.20288 | 0.20288 | 0.20288 | 0.20288 | 0.20288 | 0.20288
| Reservoir | I |  |  |  |  | 0.02128 | 0.02128 | 0.02128 | 0.02128 | 0.02128 | 0.02128 | 0.02128 | 0.02128
| PS Turbine | I |  |  |  |  | 0.961 | 0.961 | 0.961 | 0.961 | 0.961 | 0.961 | 0.961 | 0.961
| PS Pump | I |  |  |  |  | 0.79628 | 0.79628 | 0.79628 | 0.79628 | 0.79628 | 0.79628 | 0.79628 | 0.79628
| Biofuel | I |  |  |  |  | 0.17112 | 0.17112 | 0.17112 | 0.17112 | 0.17112 | 0.17112 | 0.17112 | 0.17112
| Other RES | I |  |  |  |  | 0.31731 | 0.31731 | 0.31731 | 0.31731 | 0.34531 | 0.34531 | 0.34531 | 0.34531
| Nuclear | I |  |  |  |  | 2.8296 | 2.8296 | 2.8296 | 2.8296 | 4.0296 | 4.0296 | 4.0296 | 4.0296
| Natural Gas | I |  |  |  |  | 0.74513 | 0.74513 | 0.74513 | 0.74513 | 0.74513 | 0.74513 | 0.74513 | 0.74513
| Crude Oil | I |  |  |  |  | 0.13328 | 0.13328 | 0.13328 | 0.13328 | 0.13328 | 0.13328 | 0.13328 | 0.13328
| Coal | I |  |  |  |  | 0.29663 | 0.29663 | 0.29663 | 0.29663 | 0.29663 | 0.29663 | 0.29663 | 0.29663
| Hydrogen GT | I
| Fuel Cell | I
| Other Non RES | I |  |  |  |  | 0.12487 | 0.12487 | 0.12487 | 0.12487 | 0.12487 | 0.12487 | 0.12487 | 0.12487
| Adequacy Units | I
| Batteries | I |  |  |  |  | 0.799 | 0.799 | 0.799 | 0.799 | 0.799 | 0.799 | 0.799 | 0.799
| Batteries [GWh] | I |  |  |  |  | 1.723 | 1.723 | 1.723 | 1.723 | 1.723 | 1.723 | 1.723 | 1.723
H2 | SMR (Blue) and Pyrolisis | I
| SMR (Grey) | I
| Electrolyzers E-Market (P2G) [GW Elec] | I |  |  |  |  | 0.389 | 0.389 | 0.389 | 0.389 | 0.389 | 0.389 | 0.389 | 0.389
| Electrolyzers DRES (P2G) [GW Elec] | I | [8 empty] | 0.395 | 0.395 | 0.395 | 0.395
| Electrolyzers SRES (P2G) [GW Elec] | I
| H2 Adequacy Units | I
| NH3 Imports - High Band | I
| NH3 Imports - Low Band | I
| NH3 Terminal Capacity | I
| Non-EU H2 Imports - High Band | I |  |  |  |  | 3.6169 | 3.6169 | 3.6169 | 3.6169 | 3.1843 | 3.1843 | 3.1843 | 3.1843
| Non-EU H2 Imports - Low Band | I |  |  |  |  | 1.4247 | 1.4247 | 1.4247 | 1.4247 | 1.8573 | 1.8573 | 1.8573 | 1.8573
| Non-EU H2 Pipeline Capacity | I |  |  |  |  | 5.0847 | 5.0847 | 5.0847 | 5.0847 | 5.0847 | 5.0847 | 5.0847 | 5.0847
| EU Cross-Border Pipeline Capacity (Import) | I |  |  |  |  | 8.6158 | 8.6158 | 8.6158 | 8.6158 | 13.7006 | 13.7006 | 13.7006 | 13.7006
| EU Cross-Border Pipeline Capacity (Export) | I |  |  |  |  | 13.7006 | 13.7006 | 13.7006 | 13.7006 | 13.7006 | 13.7006 | 13.7006 | 13.7006
| H2 Storage Injection Capacity | I |  |  |  |  | 0 | 0 | 0 | 0 | 0 | 0 | 0 | 0
| H2 Storage Withdrawal Capacity [GW] | I
| H2 Storage WGV [TWh] | I
| SNG Capacity (from H2) | I
| E-Liquids Capacity (from H2) | I
Generation [TWh]
Electricity | Wind Onshore | R |  |  |  |  | 1.2417 | 1.5798 | 1.6403 | 1.5186 | 1.7503 | 1.9152 | 1.8906 | 1.8724
| Wind Offshore Radial | R
| Wind Offshore Hub | R
| Solar PV | R |  |  |  |  | 2.0839 | 1.8977 | 2.1431 | 2.0234 | 2.3747 | 2.1249 | 2.319 | 2.2525
| Solar CSP | R
| SRES Electricity | R
| Run of River | R |  |  |  |  | 3.8435 | 4.3763 | 3.3934 | 3.9241 | 3.677 | 4.0538 | 3.547 | 3.7757
| Pondage | R |  |  |  |  | 0.5533 | 0.66274 | 0.44784 | 0.56556 | 0.49521 | 0.53907 | 0.45094 | 0.49504
| Reservoir | R |  |  |  |  | 0.06644 | 0.078759 | 0.058777 | 0.069208 | 0.062241 | 0.068855 | 0.060268 | 0.064098
| PS Turbine | R |  |  |  |  | 1.261 | 1.153 | 1.2281 | 1.2037 | 1.3037 | 1.2824 | 1.2199 | 1.2617
| Biofuel | R |  |  |  |  | 0.40036 | 0.31324 | 0.33503 | 0.34134 | 0.32439 | 0.37807 | 0.34236 | 0.35305
| Other RES | R |  |  |  |  | 2.0817 | 2.0817 | 2.0817 | 2.0817 | 2.2521 | 2.2525 | 2.2525 | 2.2525
| Nuclear | R |  |  |  |  | 23.8594 | 23.8566 | 23.8503 | 23.8552 | 34.0752 | 34.087 | 34.0976 | 34.0889
| Natural Gas | R |  |  |  |  | 0.80037 | 0.28684 | 0.36717 | 0.4366 | 0.64052 | 0.87317 | 0.74161 | 0.77402
| Crude Oil | R |  |  |  |  | 0.00059026 | 0 | 0.011513 | 0.0039408 | 0.0060629 | 0.011194 | 0 | 0.0056903
| Coal | R |  |  |  |  | 0.02126 | 0.017837 | 0.067125 | 0.034923 | 0.087022 | 0.14032 | 0.0073474 | 0.07647
| Hydrogen GT | R
| Fuel Cell | R
| Other Non RES | R |  |  |  |  | 0.64657 | 0.60769 | 0.64155 | 0.6282 | 0.47364 | 0.47439 | 0.49044 | 0.48066
| Adequacy Units | R
| ENS | R |  |  |  |  | 0 | 0 | 0 | 0 | 0 | 0 | 0 | 0
| RES Curtailment | R |  |  |  |  | 0 | 0 | 0 | 0 | 0.0020602 | 0 | 0 | 0.00041203
Electricity - Flexibility | Batteries Charging | R |  |  |  |  | 0.52677 | 0.5261 | 0.50052 | 0.51782 | 0.53486 | 0.5575 | 0.51555 | 0.53619
| Batteries Discharging | R |  |  |  |  | 0.48463 | 0.48401 | 0.46048 | 0.47639 | 0.49207 | 0.5129 | 0.47431 | 0.4933
| EV Discharging (Prosumer) | R |  |  |  |  | 0.025266 | 0.023215 | 0.027167 | 0.025012 | 0.10125 | 0.083545 | 0.091655 | 0.090329
| EV Discharging (E-Market) | R |  |  |  |  | 0.00062891 | 0.00044546 | 0.00087895 | 0.00063254 | 0.002727 | 0.0018581 | 0.001765 | 0.0019946
| DSR | R
H2 | SMR (Blue) and Pyrolisis | R
| SMR (Grey) | R
| Electrolyzers E-Market (P2G) | R |  |  |  |  | 0.49913 | 0.65053 | 0.48615 | 0.55995 | 0.84415 | 1.1178 | 0.81852 | 0.94336
| Electrolyzers DRES (P2G) | R | [8 empty] | 0.60634 | 0.55747 | 0.60318 | 0.58553
| Electrolyzers SRES (P2G) | R
| H2 Adequacy Units | R
| NH3 Imports - High Band | R
| NH3 Imports - Low Band | R
| Non-EU H2 Imports - High Band | R |  |  |  |  | 0 | 0 | 0 | 0 | 5.8716 | 8.4267 | 9.391 | 8.3014
| Non-EU H2 Imports - Low Band | R |  |  |  |  | 10.6488 | 10.6488 | 10.6488 | 10.6488 | 16.2701 | 16.2701 | 16.2701 | 16.2701
| H2 Storage Injection | R
| H2 Storage Withdrawal | R
| Max Hourly State of Charge [%] | R
Heat | Heat Production from H2 HHP [TWh Heat] | I |  |  |  |  | 0.96882 | 0.96462 | 0.96882 | 0.96701 | 1.542 | 1.542 | 1.542 | 1.542
| Share of Heat from H2 Boilers [%] | R |  |  |  |  | 0.72037 | 0.29694 | 8.5187 | 3.1118 | 4.7809 | 0.36292 | 0.97955 | 1.4932
| Heat Production from CH4 HHP [TWh Heat] | I |  |  |  |  | 2.1738 | 2.1656 | 2.1738 | 2.1702 | 2.3613 | 2.3613 | 2.3613 | 2.3613
| Share of Heat from CH4 Boilers [%] | R |  |  |  |  | 46.2309 | 30.9793 | 38.3636 | 37.0765 | 22.8178 | 33.2721 | 23.5442 | 27.2901
CO2 | CO2 Emissions Electricity Sector [Mt] | R |  |  |  |  | 0.55695 | 0.35971 | 0.45169 | 0.4374 | 0.4338 | 0.55506 | 0.39635 | 0.46732
| CO2 Emissions Hydrogen Sector [Mt] | R |  |  |  |  | 0 | 0 | 0 | 0 | 0 | 0 | 0 | 0
FLH [h]
Electricity | Wind Onshore | R |  |  |  |  | 1655.574 | 2106.466 | 2187.088 | 2024.8572 | 1750.3411 | 1915.152 | 1890.585 | 1872.363
| Wind Offshore Radial | R
| Wind Offshore Hub | R
| Solar PV | R |  |  |  |  | 1065.3765 | 970.2074 | 1095.6795 | 1034.4538 | 1076.4839 | 963.2144 | 1051.2152 | 1021.0686
| Solar CSP | R
| SRES Electricity | R
| Run of River | R |  |  |  |  | 2700.3788 | 3074.7645 | 2384.1744 | 2757.0172 | 2583.4271 | 2848.18 | 2492.0814 | 2652.79
| Pondage | R |  |  |  |  | 2727.2248 | 3266.6841 | 2207.4274 | 2787.6592 | 2440.8927 | 2657.0737 | 2222.6688 | 2440.0755
| Reservoir | R |  |  |  |  | 3122.1992 | 3701.0752 | 2762.0752 | 3252.275 | 2924.8534 | 3235.6692 | 2832.1579 | 3012.1015
| PS Turbine | R |  |  |  |  | 1312.1749 | 1199.751 | 1277.9781 | 1252.5477 | 1356.659 | 1334.4339 | 1269.4219 | 1312.8741
| Biofuel | R |  |  |  |  | 2339.6807 | 1830.5459 | 1957.8756 | 1994.7571 | 1895.7019 | 2209.4123 | 2000.7291 | 2063.1969
| Other RES | R |  |  |  |  | 6560.276 | 6560.276 | 6560.276 | 6560.276 | 6521.9465 | 6523.2409 | 6523.2409 | 6522.982
| Nuclear | R |  |  |  |  | 8431.9576 | 8430.9876 | 8428.7402 | 8430.4788 | 8456.1488 | 8459.0852 | 8461.7116 | 8459.5485
| Natural Gas | R |  |  |  |  | 1074.1358 | 384.9557 | 492.7634 | 585.9355 | 859.6065 | 1171.842 | 995.2799 | 1038.77
| Crude Oil | R |  |  |  |  | 4.4288 | 0 | 86.3801 | 29.5683 | 45.4909 | 83.9915 | 0 | 42.6948
| Coal | R |  |  |  |  | 71.6703 | 60.1318 | 226.2917 | 117.7338 | 293.37 | 473.0312 | 24.7695 | 257.7943
| Hydrogen GT | R
| Fuel Cell | R
| Other Non RES | R |  |  |  |  | 5177.8903 | 4866.5126 | 5137.6971 | 5030.7341 | 3793.0396 | 3798.9714 | 3927.5238 | 3849.206
| Adequacy Units | R
| Batteries | R |  |  |  |  | 606.5426 | 605.7709 | 576.3153 | 596.2357 | 615.8559 | 641.9312 | 593.6273 | 617.3946
H2 | SMR (Blue) and Pyrolisis | R
| SMR (Grey) | R
| Electrolyzers E-Market (P2G) | R |  |  |  |  | 1833.0003 | 2389.0222 | 1785.3536 | 2056.3663 | 3056.4179 | 4047.2512 | 2963.6013 | 3415.6246
| Electrolyzers DRES (P2G) | R | [8 empty] | 2162.0284 | 1987.7676 | 2150.759 | 2087.8163
| Electrolyzers SRES (P2G) | R
| H2 Adequacy Units | R
| NH3 Terminals (Import) | R
| Non-EU H2 Pipelines (Import) | R |  |  |  |  | 2094.2623 | 2094.2623 | 2094.2623 | 2094.2623 | 4354.5446 | 4857.048 | 5046.6994 | 4832.4079
| H2 Pipelines (Import) | R |  |  |  |  | 3513.564 | 3531.5136 | 3490.1203 | 3513.5459 | 1474.2269 | 1316.0788 | 1233.5875 | 1314.7119
| H2 Pipelines (Export) | R |  |  |  |  | 2291.2405 | 2283.7561 | 2273.1789 | 2282.0619 | 2131.5935 | 2069.6172 | 2092.3168 | 2091.0923
| H2 to SNG | R
| H2 to E-Liquids | R
Exchange [TWh]
Electricity | Imports | R |  |  |  |  | 18.5815 | 17.1841 | 19.0448 | 18.1335 | 20.2848 | 18.0613 | 18.9959 | 18.8798
| Exports | R |  |  |  |  | 12.8554 | 11.7516 | 12.4168 | 12.236 | 19.7256 | 18.4311 | 19.0934 | 18.9549
H2 | NH3 Imports | R
| Non-EU Imports | R |  |  |  |  | 10.6488 | 10.6488 | 10.6488 | 10.6488 | 22.1418 | 24.6969 | 25.6612 | 24.5716
| EU Imports | R |  |  |  |  | 30.2722 | 30.4269 | 30.0702 | 30.2721 | 20.1977 | 18.031 | 16.9008 | 18.0123
| EU Exports | R |  |  |  |  | 31.3913 | 31.2887 | 31.1438 | 31.2655 | 29.204 | 28.3549 | 28.6659 | 28.6491
E-Fuels | SNG Imports [TWh H2] | R |  |  |  |  | EU27 level specific | EU27 level specific | EU27 level specific | EU27 level specific | EU27 level specific | EU27 level specific | EU27 level specific | EU27 level specific
| E-Liquid Imports [TWh H2] | R |  |  |  |  | EU27 level specific | EU27 level specific | EU27 level specific | EU27 level specific | EU27 level specific | EU27 level specific | EU27 level specific | EU27 level specific
Consumption [TWh]
Electricity | Native Demand (Prosumer) | I |  |  |  |  | 2.1434 | 1.9642 | 2.1373 | 2.0643 | 3.813 | 3.578 | 3.339 | 3.5294
| Fixed Load (Prosumer) | I |  |  |  |  | 0 | 0 | 0 | 0 | 0 | 0 | 0 | 0
| Charging Station Load (Prosumer) | R |  |  |  |  | 1.3028 | 1.3005 | 1.3049 | 1.3025 | 2.0471 | 2.027 | 2.0362 | 2.0347
| Native Demand (E-Market) | I |  |  |  |  | 35.5462 | 35.3541 | 35.8615 | 35.5676 | 37.4365 | 37.1548 | 37.287 | 37.264
| Fixed Load (Emarket) | I |  |  |  |  | 0 | 0 | 0 | 0 | 0 | 0 | 0 | 0
| Charging Station Load (E-Market) | R |  |  |  |  | 0.54679 | 0.54658 | 0.54707 | 0.54679 | 0.8313 | 0.83031 | 0.83021 | 0.83047
| PS Pump Load | R |  |  |  |  | 1.5789 | 1.3753 | 1.5672 | 1.4875 | 1.6513 | 1.6105 | 1.5525 | 1.5954
| Electrolyzers E-Market (P2G) | R |  |  |  |  | 0.71304 | 0.92933 | 0.6945 | 0.79993 | 1.1889 | 1.5744 | 1.1528 | 1.3287
| Electricity for H2 HHPs | R |  |  |  |  | 0.34405 | 0.34272 | 0.31415 | 0.33361 | 0.53203 | 0.55269 | 0.5478 | 0.5466
| Electricity for CH4 HHPs | R |  |  |  |  | 0.39472 | 0.51363 | 0.45537 | 0.46587 | 0.64246 | 0.5441 | 0.62875 | 0.59763
H2 | H2 Demand | I |  |  |  |  | 10.0224 | 10.4348 | 9.9849 | 10.1874 | 14.5177 | 16.0431 | 15.3038 | 15.4423
| Shortage Quantity | R |  |  |  |  | 0 | 0 | 0 | 0 | 0 | 0 | 0 | 0
| H2 for Hydrogen GT | R
| H2 for HHP Boilers | R |  |  |  |  | 0.0064621 | 0.0026522 | 0.076418 | 0.027909 | 0.06826 | 0.0051815 | 0.013986 | 0.021319
| H2 to SNG | R
| H2 to E-Liquids | R
Methane | CH4 for HHP Boilers | R |  |  |  |  | 1.0853 | 0.72455 | 0.90065 | 0.86925 | 0.5819 | 0.8485 | 0.60042 | 0.69595
CO2 | CO2 to E-Fuels [kt] | R |  |  |  |  | EU27 level specific | EU27 level specific | EU27 level specific | EU27 level specific | EU27 level specific | EU27 level specific | EU27 level specific | EU27 level specific
Fuels | E-Fuel Demand [TWh H2] | I |  |  |  |  | EU27 level specific | EU27 level specific | EU27 level specific | EU27 level specific | EU27 level specific | EU27 level specific | EU27 level specific | EU27 level specific
| E-Fuel Shortage [TWh H2] | R |  |  |  |  | EU27 level specific | EU27 level specific | EU27 level specific | EU27 level specific | EU27 level specific | EU27 level specific | EU27 level specific | EU27 level specific
Prices [€/MWh]
Electricity | 10%-Quan. | R |  |  |  |  | 27.0806 | 20.5863 | 16.3081 | 20.7331 | 12.9692 | 16.2881 | 15.644 | 15.3667
| Load-Weighted Average | R |  |  |  |  | 117.8431 | 105.9698 | 148.7065 | 122.9225 | 137.6573 | 149.5483 | 128.8383 | 138.8861
| 90%-Quan. | R |  |  |  |  | 166.8567 | 146.7223 | 148.0986 | 152.0088 | 204.8053 | 252.2078 | 206.8446 | 224.582
H2 | 10%-Quan. | R |  |  |  |  | 103.6011 | 103.7319 | 102.74 | 103.3732 | 98.7427 | 98.7429 | 99.7165 | 99.1323
| Load-Weighted Average | R |  |  |  |  | 128.7883 | 130.1544 | 116.9608 | 125.4727 | 149.0453 | 193.0214 | 155.8904 | 169.3738
| 90%-Quan. | R |  |  |  |  | 162.3759 | 166.8101 | 138.7645 | 156.4908 | 166.6117 | 344.1327 | 225.9095 | 261.3392
Import Share [%]
H2 | Share of Domestic Production (Supply %) | R |  |  |  |  | EU27 level specific | EU27 level specific | EU27 level specific | EU27 level specific | EU27 level specific | EU27 level specific | EU27 level specific | EU27 level specific
| Share of Non-EU Imports (Supply %) | R |  |  |  |  | EU27 level specific | EU27 level specific | EU27 level specific | EU27 level specific | EU27 level specific | EU27 level specific | EU27 level specific | EU27 level specific
Energy Balance [TWh]
Electricity + | Electricity Generation | R |  |  |  |  | 36.86 | 36.9123 | 36.266 | 36.6864 | 47.5222 | 48.2009 | 47.4196 | 47.7526
| DSR | R
| Net Imports | R |  |  |  |  | 5.7261 | 5.4324 | 6.628 | 5.8975 | 0.55919 | -0.36981 | -0.0975 | -0.075087
| Electricity Shortage | R |  |  |  |  | 0 | 0 | 0 | 0 | 0 | 0 | 0 | 0
Electricity - | Electricity Demand (Native + Fixed) | I |  |  |  |  | 37.6896 | 37.3183 | 37.9988 | 37.632 | 41.2494 | 40.7328 | 40.626 | 40.7934
| Pump Load | R |  |  |  |  | 1.5789 | 1.3753 | 1.5672 | 1.4875 | 1.6513 | 1.6105 | 1.5525 | 1.5954
| Electrolyzer Load | R |  |  |  |  | 0.71304 | 0.92933 | 0.6945 | 0.79993 | 1.1889 | 1.5744 | 1.1528 | 1.3287
| Heat Electrical Usage | R |  |  |  |  | 0.73877 | 0.85636 | 0.76951 | 0.79948 | 1.1745 | 1.0968 | 1.1765 | 1.1442
| Net Battery Load | R |  |  |  |  | 0.042142 | 0.042088 | 0.040041 | 0.041425 | 0.042789 | 0.0446 | 0.041244 | 0.042896
| Net EV Load | R |  |  |  |  | 1.8237 | 1.8234 | 1.824 | 1.8236 | 2.7744 | 2.772 | 2.773 | 2.7729
Electricity Balance |  | R |  |  |  |  | 2.1316e-14 | -1.5397e-11 | 2.3164e-12 | -5.8514e-12 | 2.1814e-12 | 3.4923e-11 | -4.8317e-13 | 1.4212e-11
H2 + | H2 Domestic Production | R |  |  |  |  | 0.49913 | 0.65053 | 0.48615 | 0.55995 | 1.4505 | 1.6753 | 1.4217 | 1.5289
| NH3 Imports | R
| Non-EU Imports | R |  |  |  |  | 10.6488 | 10.6488 | 10.6488 | 10.6488 | 22.1418 | 24.6969 | 25.6612 | 24.5716
| Net Imports | R |  |  |  |  | -1.1191 | -0.86187 | -1.0736 | -0.99346 | -9.0063 | -10.3239 | -11.7651 | -10.6369
| H2 Shortage | R |  |  |  |  | 0 | 0 | 0 | 0 | 0 | 0 | 0 | 0
H2 - | H2 Demand | I |  |  |  |  | 10.0224 | 10.4348 | 9.9849 | 10.1874 | 14.5177 | 16.0431 | 15.3038 | 15.4423
| H2 to Hydrogen GT | R
| H2 to Heat | R |  |  |  |  | 0.0064621 | 0.0026522 | 0.076418 | 0.027909 | 0.06826 | 0.0051815 | 0.013986 | 0.021319
| H2 to eFuels | R
| Net H2 Storage Load | R
H2 Balance |  | R |  |  |  |  | 3.2793e-11 | 3.6504e-11 | 3.0576e-11 | 3.3657e-11 | -2.6089e-11 | -4.5155e-12 | -3.1953e-11 | -1.9805e-11
Note on C3: Input Value / Result

## TR
|  | I/R | 2030 |  |  |  | 2035 |  |  |  | 2040 |  |  |  | 2050
|  |  | CY1 | CY2 | CY3 | Weighted WS | WS032 | WS037 | WS059 | Weighted WS | WS065 | WS071 | WS077 | Weighted WS | CY1 | CY2 | CY3 | Weighted WS
Installed Capacity [GW]
Electricity | Wind Onshore | I |  |  |  |  | 34.281 | 34.281 | 34.281 | 34.281 | 34.281 | 34.281 | 34.281 | 34.281
| Wind Offshore Radial | I
| Wind Offshore Hub | I
| Solar PV | I |  |  |  |  | 76.3841 | 76.3841 | 76.3841 | 76.3841 | 100.3841 | 100.3841 | 100.3841 | 100.3841
| Solar CSP | I
| SRES Electricity | I
| Run of River | I |  |  |  |  | 19.4643 | 19.4643 | 19.4643 | 19.4643 | 19.4643 | 19.4643 | 19.4643 | 19.4643
| Pondage | I
| Reservoir | I |  |  |  |  | 24.347 | 24.347 | 24.347 | 24.347 | 24.347 | 24.347 | 24.347 | 24.347
| PS Turbine | I
| PS Pump | I
| Biofuel | I
| Other RES | I
| Nuclear | I |  |  |  |  | 4.456 | 4.456 | 4.456 | 4.456 | 4.456 | 4.456 | 4.456 | 4.456
| Natural Gas | I |  |  |  |  | 18.0806 | 18.0806 | 18.0806 | 18.0806 | 17.2561 | 17.2561 | 17.2561 | 17.2561
| Crude Oil | I |  |  |  |  | 0.11991 | 0.11991 | 0.11991 | 0.11991 | 0.11991 | 0.11991 | 0.11991 | 0.11991
| Coal | I |  |  |  |  | 20.4956 | 20.4956 | 20.4956 | 20.4956 | 20.4956 | 20.4956 | 20.4956 | 20.4956
| Hydrogen GT | I
| Fuel Cell | I
| Other Non RES | I
| Adequacy Units | I
| Batteries | I |  |  |  |  | 2.1 | 2.1 | 2.1 | 2.1 | 2.1 | 2.1 | 2.1 | 2.1
| Batteries [GWh] | I |  |  |  |  | 4.2 | 4.2 | 4.2 | 4.2 | 4.2 | 4.2 | 4.2 | 4.2
H2 | SMR (Blue) and Pyrolisis | I
| SMR (Grey) | I
| Electrolyzers E-Market (P2G) [GW Elec] | I
| Electrolyzers DRES (P2G) [GW Elec] | I
| Electrolyzers SRES (P2G) [GW Elec] | I
| H2 Adequacy Units | I
| NH3 Imports - High Band | I
| NH3 Imports - Low Band | I
| NH3 Terminal Capacity | I
| Non-EU H2 Imports - High Band | I
| Non-EU H2 Imports - Low Band | I
| Non-EU H2 Pipeline Capacity | I
| EU Cross-Border Pipeline Capacity (Import) | I
| EU Cross-Border Pipeline Capacity (Export) | I
| H2 Storage Injection Capacity | I
| H2 Storage Withdrawal Capacity [GW] | I
| H2 Storage WGV [TWh] | I
| SNG Capacity (from H2) | I
| E-Liquids Capacity (from H2) | I
Generation [TWh]
Electricity | Wind Onshore | R |  |  |  |  | 98.2881 | 96.7007 | 116.9788 | 103.7735 | 112.1497 | 110.4221 | 104.0479 | 108.2179
| Wind Offshore Radial | R
| Wind Offshore Hub | R
| Solar PV | R |  |  |  |  | 117.4163 | 110.8367 | 116.9512 | 114.4336 | 154.2038 | 147.3479 | 144.6574 | 147.6429
| Solar CSP | R
| SRES Electricity | R
| Run of River | R |  |  |  |  | 25.1198 | 39.0308 | 25.944 | 31.3735 | 30.6703 | 40.6956 | 36.009 | 36.8159
| Pondage | R
| Reservoir | R |  |  |  |  | 49.5326 | 65.9063 | 51.6132 | 57.2599 | 59.1908 | 70.8983 | 59.9533 | 64.1788
| PS Turbine | R
| Biofuel | R
| Other RES | R
| Nuclear | R |  |  |  |  | 31.7934 | 31.9356 | 31.1682 | 31.6482 | 31.5303 | 31.7492 | 32.4425 | 31.9827
| Natural Gas | R |  |  |  |  | 118.0833 | 119.4149 | 114.9344 | 117.6168 | 114.8321 | 114.4884 | 117.6886 | 115.8372
| Crude Oil | R |  |  |  |  | 0.0048701 | 0.0077942 | 0.0035373 | 0.0056876 | 0.56621 | 0.54872 | 0.58068 | 0.565
| Coal | R |  |  |  |  | 80.8013 | 56.0922 | 65.2692 | 65.0508 | 111.3691 | 110.363 | 114.1197 | 112.0669
| Hydrogen GT | R
| Fuel Cell | R
| Other Non RES | R
| Adequacy Units | R
| ENS | R |  |  |  |  | 0.091295 | 0.13836 | 0.080897 | 0.1081 | 0.044076 | 7.5921e-05 | 0.015455 | 0.015028
| RES Curtailment | R |  |  |  |  | 3.9803 | 4.1327 | 7.067 | 5.0644 | 6.8233 | 4.5779 | 3.7437 | 4.6933
Electricity - Flexibility | Batteries Charging | R |  |  |  |  | 1.5317 | 1.5136 | 1.5058 | 1.5154 | 1.5253 | 1.5051 | 1.4721 | 1.4959
| Batteries Discharging | R |  |  |  |  | 1.4092 | 1.3925 | 1.3853 | 1.3941 | 1.4033 | 1.3847 | 1.3543 | 1.3763
| EV Discharging (Prosumer) | R
| EV Discharging (E-Market) | R
| DSR | R | [8 empty] | 25.7364 | 7.3351 | 25.6854 | 18.3554
H2 | SMR (Blue) and Pyrolisis | R
| SMR (Grey) | R
| Electrolyzers E-Market (P2G) | R
| Electrolyzers DRES (P2G) | R
| Electrolyzers SRES (P2G) | R
| H2 Adequacy Units | R
| NH3 Imports - High Band | R
| NH3 Imports - Low Band | R
| Non-EU H2 Imports - High Band | R
| Non-EU H2 Imports - Low Band | R
| H2 Storage Injection | R
| H2 Storage Withdrawal | R
| Max Hourly State of Charge [%] | R
Heat | Heat Production from H2 HHP [TWh Heat] | I
| Share of Heat from H2 Boilers [%] | R
| Heat Production from CH4 HHP [TWh Heat] | I
| Share of Heat from CH4 Boilers [%] | R
CO2 | CO2 Emissions Electricity Sector [Mt] | R |  |  |  |  | 109.2724 | 86.6488 | 93.2262 | 94.249 | 132.345 | 131.3447 | 135.6591 | 133.2705
| CO2 Emissions Hydrogen Sector [Mt] | R
FLH [h]
Electricity | Wind Onshore | R |  |  |  |  | 2867.1294 | 2820.8261 | 3412.3519 | 3027.1424 | 3271.4832 | 3221.0874 | 3035.1465 | 3156.7902
| Wind Offshore Radial | R
| Wind Offshore Hub | R
| Solar PV | R |  |  |  |  | 1537.1828 | 1451.0435 | 1531.0932 | 1498.1333 | 1536.1381 | 1467.8411 | 1441.0394 | 1470.7798
| Solar CSP | R
| SRES Electricity | R
| Run of River | R |  |  |  |  | 1290.5534 | 2005.2482 | 1332.9007 | 1611.8468 | 1575.7181 | 2090.7763 | 1849.9999 | 1891.4541
| Pondage | R
| Reservoir | R |  |  |  |  | 2034.4387 | 2706.953 | 2119.897 | 2351.8211 | 2431.1278 | 2911.9886 | 2462.4459 | 2635.9994
| PS Turbine | R
| Biofuel | R
| Other RES | R
| Nuclear | R |  |  |  |  | 7134.9565 | 7166.8711 | 6994.6666 | 7102.3841 | 7075.9297 | 7125.0492 | 7280.6242 | 7177.4553
| Natural Gas | R |  |  |  |  | 6530.932 | 6604.5762 | 6356.7714 | 6505.126 | 6654.5853 | 6634.6644 | 6820.1191 | 6712.8305
| Crude Oil | R |  |  |  |  | 40.6144 | 65 | 29.5 | 47.4325 | 4721.9412 | 4576.0793 | 4842.6355 | 4711.8742
| Coal | R |  |  |  |  | 3942.3813 | 2736.7955 | 3184.5542 | 3173.8965 | 5433.8145 | 5384.7282 | 5568.0204 | 5467.8623
| Hydrogen GT | R
| Fuel Cell | R
| Other Non RES | R
| Adequacy Units | R
| Batteries | R |  |  |  |  | 671.05 | 663.0835 | 659.6764 | 663.8711 | 668.2231 | 659.3754 | 644.9097 | 655.3587
H2 | SMR (Blue) and Pyrolisis | R
| SMR (Grey) | R
| Electrolyzers E-Market (P2G) | R
| Electrolyzers DRES (P2G) | R
| Electrolyzers SRES (P2G) | R
| H2 Adequacy Units | R
| NH3 Terminals (Import) | R
| Non-EU H2 Pipelines (Import) | R
| H2 Pipelines (Import) | R
| H2 Pipelines (Export) | R
| H2 to SNG | R
| H2 to E-Liquids | R
Exchange [TWh]
Electricity | Imports | R |  |  |  |  | 4.3726 | 4.4135 | 4.2632 | 4.3541 | 4.3418 | 4.3542 | 4.447 | 4.3888
| Exports | R |  |  |  |  | 0.20183 | 0.18021 | 0.25687 | 0.2107 | 0.23331 | 0.22478 | 0.19466 | 0.21444
H2 | NH3 Imports | R
| Non-EU Imports | R
| EU Imports | R
| EU Exports | R
E-Fuels | SNG Imports [TWh H2] | R |  |  |  |  | EU27 level specific | EU27 level specific | EU27 level specific | EU27 level specific | EU27 level specific | EU27 level specific | EU27 level specific | EU27 level specific
| E-Liquid Imports [TWh H2] | R |  |  |  |  | EU27 level specific | EU27 level specific | EU27 level specific | EU27 level specific | EU27 level specific | EU27 level specific | EU27 level specific | EU27 level specific
Consumption [TWh]
Electricity | Native Demand (Prosumer) | I
| Fixed Load (Prosumer) | I
| Charging Station Load (Prosumer) | R
| Native Demand (E-Market) | I |  |  |  |  | 525.1791 | 524.1755 | 526.8294 | 525.2922 | 644.2794 | 637.8574 | 639.3344 | 639.7326
| Fixed Load (Emarket) | I |  |  |  |  | 0 | 0 | 0 | 0 | 0 | 0 | 0 | 0
| Charging Station Load (E-Market) | R
| PS Pump Load | R
| Electrolyzers E-Market (P2G) | R
| Electricity for H2 HHPs | R
| Electricity for CH4 HHPs | R
H2 | H2 Demand | I
| Shortage Quantity | R
| H2 for Hydrogen GT | R
| H2 for HHP Boilers | R
| H2 to SNG | R
| H2 to E-Liquids | R
Methane | CH4 for HHP Boilers | R
CO2 | CO2 to E-Fuels [kt] | R |  |  |  |  | EU27 level specific | EU27 level specific | EU27 level specific | EU27 level specific | EU27 level specific | EU27 level specific | EU27 level specific | EU27 level specific
Fuels | E-Fuel Demand [TWh H2] | I |  |  |  |  | EU27 level specific | EU27 level specific | EU27 level specific | EU27 level specific | EU27 level specific | EU27 level specific | EU27 level specific | EU27 level specific
| E-Fuel Shortage [TWh H2] | R |  |  |  |  | EU27 level specific | EU27 level specific | EU27 level specific | EU27 level specific | EU27 level specific | EU27 level specific | EU27 level specific | EU27 level specific
Prices [€/MWh]
Electricity | 10%-Quan. | R |  |  |  |  | 85.1422 | 97.7883 | 0 | 62.4831 | 16.2981 | 16.2981 | 160.6792 | 74.0506
| Load-Weighted Average | R |  |  |  |  | 236.7534 | 224.5029 | 213.097 | 223.6791 | 422.3117 | 404.0729 | 426.411 | 416.6559
| 90%-Quan. | R |  |  |  |  | 283.4078 | 237.3913 | 268.4352 | 258.6798 | 555.23 | 555.23 | 555.23 | 555.23
H2 | 10%-Quan. | R
| Load-Weighted Average | R
| 90%-Quan. | R
Import Share [%]
H2 | Share of Domestic Production (Supply %) | R |  |  |  |  | EU27 level specific | EU27 level specific | EU27 level specific | EU27 level specific | EU27 level specific | EU27 level specific | EU27 level specific | EU27 level specific
| Share of Non-EU Imports (Supply %) | R |  |  |  |  | EU27 level specific | EU27 level specific | EU27 level specific | EU27 level specific | EU27 level specific | EU27 level specific | EU27 level specific | EU27 level specific
Energy Balance [TWh]
Electricity + | Electricity Generation | R |  |  |  |  | 521.0396 | 519.9249 | 522.8627 | 521.1619 | 614.5124 | 626.5132 | 609.499 | 617.3074
| DSR | R | [8 empty] | 25.7364 | 7.3351 | 25.6854 | 18.3554
| Net Imports | R |  |  |  |  | 4.1707 | 4.2333 | 4.0063 | 4.1434 | 4.1085 | 4.1294 | 4.2523 | 4.1744
| Electricity Shortage | R |  |  |  |  | 0.091295 | 0.13836 | 0.080897 | 0.1081 | 0.044076 | 7.5921e-05 | 0.015455 | 0.015028
Electricity - | Electricity Demand (Native + Fixed) | I |  |  |  |  | 525.1791 | 524.1755 | 526.8294 | 525.2922 | 644.2794 | 637.8574 | 639.3344 | 639.7326
| Pump Load | R
| Electrolyzer Load | R
| Heat Electrical Usage | R
| Net Battery Load | R |  |  |  |  | 0.12254 | 0.12108 | 0.12046 | 0.12123 | 0.12202 | 0.12041 | 0.11777 | 0.11967
| Net EV Load | R
Electricity Balance |  | R |  |  |  |  | 6.9349e-12 | -1.0232e-12 | 2.035e-11 | 7.9399e-12 | 8.9813e-12 | -8.5265e-12 | 2.4897e-11 | 8.3446e-12
H2 + | H2 Domestic Production | R
| NH3 Imports | R
| Non-EU Imports | R
| Net Imports | R
| H2 Shortage | R
H2 - | H2 Demand | I
| H2 to Hydrogen GT | R
| H2 to Heat | R
| H2 to eFuels | R
| Net H2 Storage Load | R
H2 Balance |  | R
Note on C3: Input Value / Result

## UA
|  | I/R | 2030 |  |  |  | 2035 |  |  |  | 2040 |  |  |  | 2050
|  |  | CY1 | CY2 | CY3 | Weighted WS | WS032 | WS037 | WS059 | Weighted WS | WS065 | WS071 | WS077 | Weighted WS | CY1 | CY2 | CY3 | Weighted WS
Installed Capacity [GW]
Electricity | Wind Onshore | I |  |  |  |  | 6.2 | 6.2 | 6.2 | 6.2 | 7.2 | 7.2 | 7.2 | 7.2
| Wind Offshore Radial | I
| Wind Offshore Hub | I
| Solar PV | I |  |  |  |  | 18.8 | 18.8 | 18.8 | 18.8 | 19.8 | 19.8 | 19.8 | 19.8
| Solar CSP | I
| SRES Electricity | I
| Run of River | I |  |  |  |  | 0.195 | 0.195 | 0.195 | 0.195 | 0.195 | 0.195 | 0.195 | 0.195
| Pondage | I
| Reservoir | I |  |  |  |  | 4.1443 | 4.1443 | 4.1443 | 4.1443 | 4.1443 | 4.1443 | 4.1443 | 4.1443
| PS Turbine | I |  |  |  |  | 2.033 | 2.033 | 2.033 | 2.033 | 2.033 | 2.033 | 2.033 | 2.033
| PS Pump | I |  |  |  |  | 2.813 | 2.813 | 2.813 | 2.813 | 2.813 | 2.813 | 2.813 | 2.813
| Biofuel | I
| Other RES | I |  |  |  |  | 0.9 | 0.9 | 0.9 | 0.9 | 1.1 | 1.1 | 1.1 | 1.1
| Nuclear | I |  |  |  |  | 12.08 | 12.08 | 12.08 | 12.08 | 14.48 | 14.48 | 14.48 | 14.48
| Natural Gas | I |  |  |  |  | 1.985 | 1.985 | 1.985 | 1.985 | 0.5 | 0.5 | 0.5 | 0.5
| Crude Oil | I
| Coal | I |  |  |  |  | 0.9247 | 0.9247 | 0.9247 | 0.9247
| Hydrogen GT | I
| Fuel Cell | I
| Other Non RES | I |  |  |  |  | 2.3 | 2.3 | 2.3 | 2.3 | 2.5 | 2.5 | 2.5 | 2.5
| Adequacy Units | I
| Batteries | I
| Batteries [GWh] | I
H2 | SMR (Blue) and Pyrolisis | I
| SMR (Grey) | I
| Electrolyzers E-Market (P2G) [GW Elec] | I
| Electrolyzers DRES (P2G) [GW Elec] | I
| Electrolyzers SRES (P2G) [GW Elec] | I
| H2 Adequacy Units | I
| NH3 Imports - High Band | I
| NH3 Imports - Low Band | I
| NH3 Terminal Capacity | I
| Non-EU H2 Imports - High Band | I
| Non-EU H2 Imports - Low Band | I
| Non-EU H2 Pipeline Capacity | I
| EU Cross-Border Pipeline Capacity (Import) | I
| EU Cross-Border Pipeline Capacity (Export) | I
| H2 Storage Injection Capacity | I
| H2 Storage Withdrawal Capacity [GW] | I
| H2 Storage WGV [TWh] | I
| SNG Capacity (from H2) | I
| E-Liquids Capacity (from H2) | I
Generation [TWh]
Electricity | Wind Onshore | R |  |  |  |  | 18.2156 | 19.7658 | 20.1813 | 19.5309 | 20.5285 | 23.1968 | 22.9432 | 22.5617
| Wind Offshore Radial | R
| Wind Offshore Hub | R
| Solar PV | R |  |  |  |  | 20.946 | 18.7243 | 21.3553 | 20.1257 | 23.4474 | 20.4261 | 22.4608 | 21.8443
| Solar CSP | R
| SRES Electricity | R
| Run of River | R |  |  |  |  | 0.46539 | 0.46572 | 0.46463 | 0.46528 | 0.46377 | 0.46656 | 0.46562 | 0.46563
| Pondage | R
| Reservoir | R |  |  |  |  | 6.2504 | 6.2507 | 6.2504 | 6.2505 | 6.2504 | 6.2504 | 6.2504 | 6.2504
| PS Turbine | R |  |  |  |  | 6.3487 | 6.0889 | 6.6128 | 6.3241 | 5.769 | 5.721 | 5.7724 | 5.7512
| Biofuel | R
| Other RES | R |  |  |  |  | 7.8785 | 7.8826 | 7.8767 | 7.8797 | 9.6174 | 9.635 | 9.6303 | 9.6296
| Nuclear | R |  |  |  |  | 84.7154 | 85.8726 | 84.1914 | 85.0401 | 94.6084 | 95.3457 | 95.5088 | 95.2635
| Natural Gas | R |  |  |  |  | 0 | 0.00016029 | 0.076283 | 0.025242 | 0.01185 | 0.00225 | 0 | 0.00327
| Crude Oil | R
| Coal | R |  |  |  |  | 0 | 0 | 0.015455 | 0.0051003
| Hydrogen GT | R
| Fuel Cell | R
| Other Non RES | R |  |  |  |  | 8.3508 | 6.2117 | 7.7324 | 7.2269 | 3.9627 | 2.4042 | 3.9412 | 3.3307
| Adequacy Units | R
| ENS | R |  |  |  |  | 0 | 0 | 0.00084577 | 0.0002791 | 0 | 0 | 0 | 0
| RES Curtailment | R |  |  |  |  | 0.011826 | 0.0049429 | 0.016599 | 0.010441 | 0.043217 | 0.0026927 | 0.016529 | 0.016332
Electricity - Flexibility | Batteries Charging | R
| Batteries Discharging | R
| EV Discharging (Prosumer) | R
| EV Discharging (E-Market) | R
| DSR | R | [8 empty] | 0.0011498 | 0 | 0 | 0.00022995
H2 | SMR (Blue) and Pyrolisis | R
| SMR (Grey) | R
| Electrolyzers E-Market (P2G) | R
| Electrolyzers DRES (P2G) | R
| Electrolyzers SRES (P2G) | R
| H2 Adequacy Units | R
| NH3 Imports - High Band | R
| NH3 Imports - Low Band | R
| Non-EU H2 Imports - High Band | R
| Non-EU H2 Imports - Low Band | R
| H2 Storage Injection | R
| H2 Storage Withdrawal | R
| Max Hourly State of Charge [%] | R
Heat | Heat Production from H2 HHP [TWh Heat] | I
| Share of Heat from H2 Boilers [%] | R
| Heat Production from CH4 HHP [TWh Heat] | I
| Share of Heat from CH4 Boilers [%] | R
CO2 | CO2 Emissions Electricity Sector [Mt] | R |  |  |  |  | 3.5073 | 2.609 | 3.2987 | 3.0522 | 1.3918 | 0.8424 | 1.3794 | 1.1671
| CO2 Emissions Hydrogen Sector [Mt] | R
FLH [h]
Electricity | Wind Onshore | R |  |  |  |  | 2937.9961 | 3188.0347 | 3255.0438 | 3150.1384 | 2851.1867 | 3221.7725 | 3186.5525 | 3133.5673
| Wind Offshore Radial | R
| Wind Offshore Hub | R
| Solar PV | R |  |  |  |  | 1114.1483 | 995.9728 | 1135.9177 | 1070.5167 | 1184.2142 | 1031.6223 | 1134.383 | 1103.245
| Solar CSP | R
| SRES Electricity | R
| Run of River | R |  |  |  |  | 2386.6081 | 2388.2914 | 2382.6937 | 2386.0402 | 2378.308 | 2392.6313 | 2387.7888 | 2387.8297
| Pondage | R
| Reservoir | R |  |  |  |  | 1508.1831 | 1508.2596 | 1508.1831 | 1508.216 | 1508.1831 | 1508.1831 | 1508.1831 | 1508.1831
| PS Turbine | R |  |  |  |  | 3122.8236 | 2995.015 | 3252.7318 | 3110.7356 | 2837.6774 | 2814.0842 | 2839.364 | 2828.9148
| Biofuel | R
| Other RES | R |  |  |  |  | 8753.9156 | 8758.4118 | 8751.8874 | 8755.1797 | 8743.1201 | 8759.0504 | 8754.7731 | 8754.1534
| Nuclear | R |  |  |  |  | 7012.859 | 7108.6595 | 6969.4853 | 7039.7399 | 6533.7308 | 6584.6507 | 6595.912 | 6578.9712
| Natural Gas | R |  |  |  |  | 0 | 0.08075 | 38.4299 | 12.7166 | 23.7003 | 4.5 | 0 | 6.5401
| Crude Oil | R
| Coal | R |  |  |  |  | 0 | 0 | 16.7139 | 5.5156
| Hydrogen GT | R
| Fuel Cell | R
| Other Non RES | R |  |  |  |  | 3630.7877 | 2700.7438 | 3361.93 | 3142.1458 | 1585.076 | 961.6835 | 1576.4802 | 1332.2807
| Adequacy Units | R
| Batteries | R
H2 | SMR (Blue) and Pyrolisis | R
| SMR (Grey) | R
| Electrolyzers E-Market (P2G) | R
| Electrolyzers DRES (P2G) | R
| Electrolyzers SRES (P2G) | R
| H2 Adequacy Units | R
| NH3 Terminals (Import) | R
| Non-EU H2 Pipelines (Import) | R
| H2 Pipelines (Import) | R
| H2 Pipelines (Export) | R
| H2 to SNG | R
| H2 to E-Liquids | R
Exchange [TWh]
Electricity | Imports | R |  |  |  |  | 3.3041 | 3.1746 | 3.6553 | 3.3643 | 3.9249 | 3.3034 | 3.1128 | 3.3514
| Exports | R |  |  |  |  | 11.8135 | 12.0477 | 11.5412 | 11.8244 | 11.4785 | 12.0491 | 12.2744 | 12.0251
H2 | NH3 Imports | R
| Non-EU Imports | R |  |  |  |  | 0 | 0 | 0 | 0 | 0 | 0 | 0 | 0
| EU Imports | R
| EU Exports | R
E-Fuels | SNG Imports [TWh H2] | R |  |  |  |  | EU27 level specific | EU27 level specific | EU27 level specific | EU27 level specific | EU27 level specific | EU27 level specific | EU27 level specific | EU27 level specific
| E-Liquid Imports [TWh H2] | R |  |  |  |  | EU27 level specific | EU27 level specific | EU27 level specific | EU27 level specific | EU27 level specific | EU27 level specific | EU27 level specific | EU27 level specific
Consumption [TWh]
Electricity | Native Demand (Prosumer) | I
| Fixed Load (Prosumer) | I
| Charging Station Load (Prosumer) | R
| Native Demand (E-Market) | I |  |  |  |  | 140.2846 | 138.3598 | 142.1427 | 140.0701 | 153.5032 | 151.1624 | 154.2026 | 152.8466
| Fixed Load (Emarket) | I |  |  |  |  | 0 | 0 | 0 | 0 | 0 | 0 | 0 | 0
| Charging Station Load (E-Market) | R
| PS Pump Load | R |  |  |  |  | 4.3768 | 4.0295 | 4.7289 | 4.3436 | 3.6038 | 3.5399 | 3.6084 | 3.5801
| Electrolyzers E-Market (P2G) | R
| Electricity for H2 HHPs | R
| Electricity for CH4 HHPs | R
H2 | H2 Demand | I
| Shortage Quantity | R
| H2 for Hydrogen GT | R
| H2 for HHP Boilers | R
| H2 to SNG | R
| H2 to E-Liquids | R
Methane | CH4 for HHP Boilers | R
CO2 | CO2 to E-Fuels [kt] | R |  |  |  |  | EU27 level specific | EU27 level specific | EU27 level specific | EU27 level specific | EU27 level specific | EU27 level specific | EU27 level specific | EU27 level specific
Fuels | E-Fuel Demand [TWh H2] | I |  |  |  |  | EU27 level specific | EU27 level specific | EU27 level specific | EU27 level specific | EU27 level specific | EU27 level specific | EU27 level specific | EU27 level specific
| E-Fuel Shortage [TWh H2] | R |  |  |  |  | EU27 level specific | EU27 level specific | EU27 level specific | EU27 level specific | EU27 level specific | EU27 level specific | EU27 level specific | EU27 level specific
Prices [€/MWh]
Electricity | 10%-Quan. | R |  |  |  |  | 16.2981 | 16.2981 | 16.2981 | 16.2981 | 13.7372 | 13.7986 | 13.9736 | 13.8563
| Load-Weighted Average | R |  |  |  |  | 72.0796 | 65.7772 | 81.5897 | 72.5079 | 57.519 | 45.4475 | 54.7536 | 51.5842
| 90%-Quan. | R |  |  |  |  | 132.0722 | 110.1427 | 127.7 | 121.1997 | 154 | 115.5 | 139.1975 | 132.679
H2 | 10%-Quan. | R
| Load-Weighted Average | R
| 90%-Quan. | R
Import Share [%]
H2 | Share of Domestic Production (Supply %) | R |  |  |  |  | EU27 level specific | EU27 level specific | EU27 level specific | EU27 level specific | EU27 level specific | EU27 level specific | EU27 level specific | EU27 level specific
| Share of Non-EU Imports (Supply %) | R |  |  |  |  | EU27 level specific | EU27 level specific | EU27 level specific | EU27 level specific | EU27 level specific | EU27 level specific | EU27 level specific | EU27 level specific
Energy Balance [TWh]
Electricity + | Electricity Generation | R |  |  |  |  | 153.1707 | 151.2624 | 154.7566 | 152.8735 | 164.6595 | 163.448 | 166.9726 | 165.1001
| DSR | R | [8 empty] | 0.0011498 | 0 | 0 | 0.00022995
| Net Imports | R |  |  |  |  | -8.5094 | -8.8731 | -7.8859 | -8.46 | -7.5536 | -8.7457 | -9.1616 | -8.6736
| Electricity Shortage | R |  |  |  |  | 0 | 0 | 0.00084577 | 0.0002791 | 0 | 0 | 0 | 0
Electricity - | Electricity Demand (Native + Fixed) | I |  |  |  |  | 140.2846 | 138.3598 | 142.1427 | 140.0701 | 153.5032 | 151.1624 | 154.2026 | 152.8466
| Pump Load | R |  |  |  |  | 4.3768 | 4.0295 | 4.7289 | 4.3436 | 3.6038 | 3.5399 | 3.6084 | 3.5801
| Electrolyzer Load | R
| Heat Electrical Usage | R
| Net Battery Load | R
| Net EV Load | R
Electricity Balance |  | R |  |  |  |  | 2.16e-12 | 2.8137e-12 | -2.5011e-12 | 9.0296e-13 | -1.1653e-12 | -1.3387e-11 | 4.0359e-12 | -3.9734e-12
H2 + | H2 Domestic Production | R
| NH3 Imports | R
| Non-EU Imports | R |  |  |  |  | 0 | 0 | 0 | 0 | 0 | 0 | 0 | 0
| Net Imports | R
| H2 Shortage | R
H2 - | H2 Demand | I
| H2 to Hydrogen GT | R
| H2 to Heat | R
| H2 to eFuels | R
| Net H2 Storage Load | R
H2 Balance |  | R
Note on C3: Input Value / Result

## UK
|  | I/R | 2030 |  |  |  | 2035 |  |  |  | 2040 |  |  |  | 2050
|  |  | CY1 | CY2 | CY3 | Weighted WS | WS032 | WS037 | WS059 | Weighted WS | WS065 | WS071 | WS077 | Weighted WS | CY1 | CY2 | CY3 | Weighted WS
Installed Capacity [GW]
Electricity | Wind Onshore | I |  |  |  |  | 31.1776 | 31.1776 | 31.1776 | 31.1776 | 34.5986 | 34.5986 | 34.5986 | 34.5986
| Wind Offshore Radial | I
| Wind Offshore Hub | I |  |  |  |  | 88.5531 | 88.5531 | 88.5531 | 88.5531 | 98.4531 | 98.4531 | 98.4531 | 98.4531
| Solar PV | I |  |  |  |  | 69.1214 | 69.1214 | 69.1214 | 69.1214 | 85.1452 | 85.1452 | 85.1452 | 85.1452
| Solar CSP | I
| SRES Electricity | I
| Run of River | I |  |  |  |  | 2.0086 | 2.0086 | 2.0086 | 2.0086 | 2.061 | 2.061 | 2.061 | 2.061
| Pondage | I
| Reservoir | I
| PS Turbine | I |  |  |  |  | 4.1159 | 4.1159 | 4.1159 | 4.1159 | 4.4159 | 4.4159 | 4.4159 | 4.4159
| PS Pump | I |  |  |  |  | 4.1159 | 4.1159 | 4.1159 | 4.1159 | 4.4159 | 4.4159 | 4.4159 | 4.4159
| Biofuel | I
| Other RES | I |  |  |  |  | 8.6574 | 8.6574 | 8.6574 | 8.6574 | 9.3373 | 9.3373 | 9.3373 | 9.3373
| Nuclear | I |  |  |  |  | 5 | 5 | 5 | 5 | 9.58 | 9.58 | 9.58 | 9.58
| Natural Gas | I |  |  |  |  | 8.7382 | 8.7382 | 8.7382 | 8.7382 | 6.47 | 6.47 | 6.47 | 6.47
| Crude Oil | I
| Coal | I
| Hydrogen GT | I |  |  |  |  | 3.8875 | 3.8875 | 3.8875 | 3.8875 | 12.2897 | 12.2897 | 12.2897 | 12.2897
| Fuel Cell | I
| Other Non RES | I
| Adequacy Units | I
| Batteries | I |  |  |  |  | 32.8213 | 32.8213 | 32.8213 | 32.8213 | 38.6403 | 38.6403 | 38.6403 | 38.6403
| Batteries [GWh] | I |  |  |  |  | 82.0831 | 82.0831 | 82.0831 | 82.0831 | 157.5211 | 157.5211 | 157.5211 | 157.5211
H2 | SMR (Blue) and Pyrolisis | I |  |  |  |  | 5.228 | 5.228 | 5.228 | 5.228 | 5.409 | 5.409 | 5.409 | 5.409
| SMR (Grey) | I
| Electrolyzers E-Market (P2G) [GW Elec] | I |  |  |  |  | 9.3172 | 9.3172 | 9.3172 | 9.3172 | 15.8382 | 15.8382 | 15.8382 | 15.8382
| Electrolyzers DRES (P2G) [GW Elec] | I
| Electrolyzers SRES (P2G) [GW Elec] | I
| H2 Adequacy Units | I
| NH3 Imports - High Band | I
| NH3 Imports - Low Band | I
| NH3 Terminal Capacity | I
| Non-EU H2 Imports - High Band | I
| Non-EU H2 Imports - Low Band | I
| Non-EU H2 Pipeline Capacity | I
| EU Cross-Border Pipeline Capacity (Import) | I | [8 empty] | 3.3898 | 3.3898 | 3.3898 | 3.3898
| EU Cross-Border Pipeline Capacity (Export) | I | [8 empty] | 3.3898 | 3.3898 | 3.3898 | 3.3898
| H2 Storage Injection Capacity | I |  |  |  |  | 10.9873 | 10.9873 | 10.9873 | 10.9873 | 18.3122 | 18.3122 | 18.3122 | 18.3122
| H2 Storage Withdrawal Capacity [GW] | I |  |  |  |  | 10.9873 | 10.9873 | 10.9873 | 10.9873 | 18.3122 | 18.3122 | 18.3122 | 18.3122
| H2 Storage WGV [TWh] | I |  |  |  |  | 2.637 | 2.637 | 2.637 | 2.637 | 4.3949 | 4.3949 | 4.3949 | 4.3949
| SNG Capacity (from H2) | I
| E-Liquids Capacity (from H2) | I
Generation [TWh]
Electricity | Wind Onshore | R |  |  |  |  | 58.0414 | 56.6754 | 56.3816 | 56.9063 | 77.556 | 73.5123 | 76.2803 | 75.4282
| Wind Offshore Radial | R
| Wind Offshore Hub | R |  |  |  |  | 377.141 | 373.9182 | 391.0742 | 380.3532 | 435.8049 | 411.0316 | 422.064 | 420.3992
| Solar PV | R |  |  |  |  | 49.3818 | 46.0398 | 44.7059 | 46.4017 | 69.575 | 65.3411 | 63.5047 | 65.4533
| Solar CSP | R
| SRES Electricity | R
| Run of River | R |  |  |  |  | 1.7248 | 2.6362 | 2.3622 | 2.327 | 2.3517 | 2.7655 | 2.6726 | 2.6456
| Pondage | R
| Reservoir | R
| PS Turbine | R |  |  |  |  | 11.1069 | 13.9839 | 14.098 | 13.3311 | 12.6881 | 10.3458 | 10.2035 | 10.7574
| Biofuel | R
| Other RES | R |  |  |  |  | 47.0929 | 50.5515 | 48.0435 | 48.8938 | 58.1234 | 66.4889 | 60.4754 | 62.4104
| Nuclear | R |  |  |  |  | 12.1102 | 14.7172 | 13.0924 | 13.5553 | 30.4373 | 40.2124 | 34.174 | 35.842
| Natural Gas | R |  |  |  |  | 3.8884 | 3.0951 | 1.2682 | 2.6826 | 3.0886 | 5.7005 | 3.5489 | 4.3175
| Crude Oil | R
| Coal | R
| Hydrogen GT | R |  |  |  |  | 4.4019 | 2.8483 | 3.8188 | 3.5414 | 3.418 | 3.1481 | 4.1096 | 3.5867
| Fuel Cell | R
| Other Non RES | R
| Adequacy Units | R
| ENS | R |  |  |  |  | 0 | 0 | 0 | 0 | 0 | 0.0027688 | 0 | 0.0011075
| RES Curtailment | R |  |  |  |  | 149.4072 | 128.3895 | 144.6149 | 138.7881 | 123.3349 | 77.1639 | 107.8816 | 98.6852
Electricity - Flexibility | Batteries Charging | R |  |  |  |  | 45.5413 | 42.1086 | 43.7015 | 43.4581 | 55.7461 | 47.7814 | 50.8719 | 50.6106
| Batteries Discharging | R |  |  |  |  | 41.898 | 38.7399 | 40.2054 | 39.9814 | 51.2865 | 43.9589 | 46.8021 | 46.5617
| EV Discharging (Prosumer) | R
| EV Discharging (E-Market) | R
| DSR | R |  |  |  |  | 4.7948 | 4.9785 | 4.0394 | 4.6245 | 8.6203 | 16.7006 | 9.1022 | 12.0452
H2 | SMR (Blue) and Pyrolisis | R |  |  |  |  | 17.5568 | 18.6177 | 16.8926 | 17.7938 | 36.0856 | 40.6078 | 37.7308 | 38.5526
| SMR (Grey) | R
| Electrolyzers E-Market (P2G) | R |  |  |  |  | 42.7468 | 39.0229 | 42.2642 | 40.9863 | 73.4417 | 67.2414 | 71.04 | 70.0009
| Electrolyzers DRES (P2G) | R
| Electrolyzers SRES (P2G) | R
| H2 Adequacy Units | R
| NH3 Imports - High Band | R
| NH3 Imports - Low Band | R
| Non-EU H2 Imports - High Band | R
| Non-EU H2 Imports - Low Band | R
| H2 Storage Injection | R |  |  |  |  | 11.5959 | 10.3521 | 11.1887 | 10.9267 | 19.0594 | 21.1766 | 20.1208 | 20.3308
| H2 Storage Withdrawal | R |  |  |  |  | 11.48 | 10.2486 | 11.0768 | 10.8174 | 18.8688 | 20.9712 | 19.9195 | 20.1301
| Max Hourly State of Charge [%] | R |  |  |  |  | 88.5304 | 93.7932 | 82.4632 | 88.7913 | 89.8452 | 100 | 99.0522 | 97.5899
Heat | Heat Production from H2 HHP [TWh Heat] | I
| Share of Heat from H2 Boilers [%] | R
| Heat Production from CH4 HHP [TWh Heat] | I
| Share of Heat from CH4 Boilers [%] | R
CO2 | CO2 Emissions Electricity Sector [Mt] | R |  |  |  |  | 1.3268 | 1.0487 | 0.4244 | 0.90943 | 0.89477 | 1.6515 | 1.0281 | 1.2508
| CO2 Emissions Hydrogen Sector [Mt] | R |  |  |  |  | 0.44377 | 0.47059 | 0.42698 | 0.44976 | 0.77261 | 0.86944 | 0.80784 | 0.82543
FLH [h]
Electricity | Wind Onshore | R |  |  |  |  | 1861.6381 | 1817.8253 | 1808.3999 | 1825.23 | 2241.5934 | 2124.7184 | 2204.7207 | 2180.0943
| Wind Offshore Radial | R
| Wind Offshore Hub | R |  |  |  |  | 4258.9253 | 4222.5314 | 4416.2673 | 4295.1988 | 4426.5227 | 4174.8974 | 4286.9547 | 4270.0454
| Solar PV | R |  |  |  |  | 714.4207 | 666.0711 | 646.7742 | 671.3071 | 817.134 | 767.4081 | 745.8396 | 768.7259
| Solar CSP | R
| SRES Electricity | R
| Run of River | R |  |  |  |  | 858.7067 | 1312.4561 | 1176.0125 | 1158.5299 | 1141.0105 | 1341.7999 | 1296.738 | 1283.6173
| Pondage | R
| Reservoir | R
| PS Turbine | R |  |  |  |  | 2698.5376 | 3397.5304 | 3425.2619 | 3238.9235 | 2873.2832 | 2342.8536 | 2310.6325 | 2436.0511
| Biofuel | R
| Other RES | R |  |  |  |  | 5439.6299 | 5839.1236 | 5549.4286 | 5647.6458 | 6224.8575 | 7120.7715 | 6476.7469 | 6683.9789
| Nuclear | R |  |  |  |  | 2422.0383 | 2943.4458 | 2618.4727 | 2711.0668 | 3177.1747 | 4197.5314 | 3567.2223 | 3741.3364
| Natural Gas | R |  |  |  |  | 444.9883 | 354.1994 | 145.1322 | 306.9966 | 477.371 | 881.0718 | 548.5148 | 667.3088
| Crude Oil | R
| Coal | R
| Hydrogen GT | R |  |  |  |  | 1132.3232 | 732.6791 | 982.3258 | 910.9771 | 278.1228 | 256.1557 | 334.3924 | 291.8438
| Fuel Cell | R
| Other Non RES | R
| Adequacy Units | R
| Batteries | R |  |  |  |  | 1276.5478 | 1180.3289 | 1224.9775 | 1218.1555 | 1327.2789 | 1137.6439 | 1211.2263 | 1205.0038
H2 | SMR (Blue) and Pyrolisis | R |  |  |  |  | 3358.2287 | 3561.1545 | 3231.1801 | 3403.5607 | 6671.4006 | 7507.4461 | 6975.5633 | 7127.4839
| SMR (Grey) | R
| Electrolyzers E-Market (P2G) | R |  |  |  |  | 6554.1847 | 5983.2077 | 6480.1908 | 6284.2466 | 6530.991 | 5979.6158 | 6317.4157 | 6225.0108
| Electrolyzers DRES (P2G) | R
| Electrolyzers SRES (P2G) | R
| H2 Adequacy Units | R
| NH3 Terminals (Import) | R
| Non-EU H2 Pipelines (Import) | R
| H2 Pipelines (Import) | R | [8 empty] | 128.8672 | 137.7409 | 187.4206 | 155.838
| H2 Pipelines (Export) | R | [8 empty] | 8525.4148 | 8139.9004 | 8009.7488 | 8164.9426
| H2 to SNG | R
| H2 to E-Liquids | R
Exchange [TWh]
Electricity | Imports | R |  |  |  |  | 15.7821 | 16.9662 | 16.9861 | 16.6886 | 21.9878 | 24.1098 | 21.943 | 22.8187
| Exports | R |  |  |  |  | 87.0715 | 85.0377 | 84.107 | 85.2187 | 89.2754 | 90.1115 | 90.3722 | 90.0486
H2 | NH3 Imports | R
| Non-EU Imports | R
| EU Imports | R | [8 empty] | 0.43684 | 0.46692 | 0.63532 | 0.52826
| EU Exports | R | [8 empty] | 28.8997 | 27.5929 | 27.1517 | 27.6778
E-Fuels | SNG Imports [TWh H2] | R |  |  |  |  | EU27 level specific | EU27 level specific | EU27 level specific | EU27 level specific | EU27 level specific | EU27 level specific | EU27 level specific | EU27 level specific
| E-Liquid Imports [TWh H2] | R |  |  |  |  | EU27 level specific | EU27 level specific | EU27 level specific | EU27 level specific | EU27 level specific | EU27 level specific | EU27 level specific | EU27 level specific
Consumption [TWh]
Electricity | Native Demand (Prosumer) | I
| Fixed Load (Prosumer) | I
| Charging Station Load (Prosumer) | R
| Native Demand (E-Market) | I |  |  |  |  | 418.8646 | 423.6011 | 429.0815 | 424.2729 | 509.549 | 516.9113 | 499.9644 | 508.66
| Fixed Load (Emarket) | I |  |  |  |  | 0 | 0 | 0 | 0 | 0 | 0 | 0 | 0
| Charging Station Load (E-Market) | R
| PS Pump Load | R |  |  |  |  | 14.8199 | 18.6559 | 18.808 | 17.7854 | 16.9282 | 13.8051 | 13.6154 | 14.3538
| Electrolyzers E-Market (P2G) | R |  |  |  |  | 61.0669 | 55.747 | 60.3775 | 58.5518 | 103.4389 | 94.7062 | 100.0563 | 98.5928
| Electricity for H2 HHPs | R
| Electricity for CH4 HHPs | R
H2 | H2 Demand | I |  |  |  |  | 52.3486 | 52.348 | 52.3486 | 52.3483 | 75.0919 | 75.0919 | 75.0919 | 75.0919
| Shortage Quantity | R |  |  |  |  | 0 | 0 | 0 | 0 | 0 | 0 | 0 | 0
| H2 for Hydrogen GT | R |  |  |  |  | 7.8391 | 5.1891 | 6.6964 | 6.3225 | 5.7819 | 5.426 | 6.9613 | 6.1113
| H2 for HHP Boilers | R
| H2 to SNG | R
| H2 to E-Liquids | R
Methane | CH4 for HHP Boilers | R
CO2 | CO2 to E-Fuels [kt] | R |  |  |  |  | EU27 level specific | EU27 level specific | EU27 level specific | EU27 level specific | EU27 level specific | EU27 level specific | EU27 level specific | EU27 level specific
Fuels | E-Fuel Demand [TWh H2] | I |  |  |  |  | EU27 level specific | EU27 level specific | EU27 level specific | EU27 level specific | EU27 level specific | EU27 level specific | EU27 level specific | EU27 level specific
| E-Fuel Shortage [TWh H2] | R |  |  |  |  | EU27 level specific | EU27 level specific | EU27 level specific | EU27 level specific | EU27 level specific | EU27 level specific | EU27 level specific | EU27 level specific
Prices [€/MWh]
Electricity | 10%-Quan. | R |  |  |  |  | 0 | 0 | 0 | 0 | 0 | 0 | 0 | 0
| Load-Weighted Average | R |  |  |  |  | 38.246 | 39.5513 | 30.9051 | 36.3848 | 48.2132 | 98.6684 | 64.9855 | 75.1042
| 90%-Quan. | R |  |  |  |  | 131.9433 | 127.75 | 129.3013 | 129.2683 | 160.6992 | 297.1882 | 174.5732 | 220.8444
H2 | 10%-Quan. | R |  |  |  |  | 64.3712 | 64.2647 | 64.2678 | 64.2913 | 79.5386 | 79.637 | 79.4764 | 79.5531
| Load-Weighted Average | R |  |  |  |  | 62.9262 | 61.2938 | 61.6078 | 61.7892 | 95.0175 | 134.9781 | 112.6068 | 118.0374
| 90%-Quan. | R |  |  |  |  | 65.1142 | 65.0847 | 65.0694 | 65.0867 | 162.9191 | 316.4789 | 196.4015 | 237.736
Import Share [%]
H2 | Share of Domestic Production (Supply %) | R |  |  |  |  | EU27 level specific | EU27 level specific | EU27 level specific | EU27 level specific | EU27 level specific | EU27 level specific | EU27 level specific | EU27 level specific
| Share of Non-EU Imports (Supply %) | R |  |  |  |  | EU27 level specific | EU27 level specific | EU27 level specific | EU27 level specific | EU27 level specific | EU27 level specific | EU27 level specific | EU27 level specific
Energy Balance [TWh]
Electricity + | Electricity Generation | R |  |  |  |  | 564.8893 | 564.4656 | 574.8447 | 567.9924 | 693.0431 | 678.5461 | 677.0329 | 680.8402
| DSR | R |  |  |  |  | 4.7948 | 4.9785 | 4.0394 | 4.6245 | 8.6203 | 16.7006 | 9.1022 | 12.0452
| Net Imports | R |  |  |  |  | -71.2895 | -68.0715 | -67.1209 | -68.5301 | -67.2876 | -66.0017 | -68.4293 | -67.2299
| Electricity Shortage | R |  |  |  |  | 0 | 0 | 0 | 0 | 0 | 0.0027688 | 0 | 0.0011075
Electricity - | Electricity Demand (Native + Fixed) | I |  |  |  |  | 418.8646 | 423.6011 | 429.0815 | 424.2729 | 509.549 | 516.9113 | 499.9644 | 508.66
| Pump Load | R |  |  |  |  | 14.8199 | 18.6559 | 18.808 | 17.7854 | 16.9282 | 13.8051 | 13.6154 | 14.3538
| Electrolyzer Load | R |  |  |  |  | 61.0669 | 55.747 | 60.3775 | 58.5518 | 103.4389 | 94.7062 | 100.0563 | 98.5928
| Heat Electrical Usage | R
| Net Battery Load | R |  |  |  |  | 3.6433 | 3.3687 | 3.4961 | 3.4766 | 4.4597 | 3.8225 | 4.0698 | 4.0488
| Net EV Load | R
Electricity Balance |  | R |  |  |  |  | 4.6612e-12 | 1.1369e-12 | -2.1032e-12 | 9.1347e-13 | -1.2847e-11 | 0.0027688 | 4.7748e-12 | 0.0011075
H2 + | H2 Domestic Production | R |  |  |  |  | 60.3037 | 57.6406 | 59.1569 | 58.7801 | 109.5273 | 107.8492 | 108.7708 | 108.5534
| NH3 Imports | R
| Non-EU Imports | R
| Net Imports | R | [8 empty] | -28.4629 | -27.126 | -26.5164 | -27.1495
| H2 Shortage | R |  |  |  |  | 0 | 0 | 0 | 0 | 0 | 0 | 0 | 0
H2 - | H2 Demand | I |  |  |  |  | 52.3486 | 52.348 | 52.3486 | 52.3483 | 75.0919 | 75.0919 | 75.0919 | 75.0919
| H2 to Hydrogen GT | R |  |  |  |  | 7.8391 | 5.1891 | 6.6964 | 6.3225 | 5.7819 | 5.426 | 6.9613 | 6.1113
| H2 to Heat | R
| H2 to eFuels | R
| Net H2 Storage Load | R |  |  |  |  | 0.11596 | 0.10352 | 0.11189 | 0.10927 | 0.19059 | 0.20532 | 0.20121 | 0.20073
H2 Balance |  | R |  |  |  |  | 6.5015e-12 | 1.3856e-12 | 7.1267e-12 | 4.508e-12 | 3.0269e-12 | 3.4532e-12 | -5.9259e-12 | -3.8369e-13
Note on C3: Input Value / Result

## MT
|  | I/R | 2030 |  |  |  | 2035 |  |  |  | 2040 |  |  |  | 2050
|  |  | CY1 | CY2 | CY3 | Weighted WS | WS032 | WS037 | WS059 | Weighted WS | WS065 | WS071 | WS077 | Weighted WS | CY1 | CY2 | CY3 | Weighted WS
Installed Capacity [GW]
Electricity | Wind Onshore | I
| Wind Offshore Radial | I |  |  |  |  | 0.3 | 0.3 | 0.3 | 0.3 | 0.3 | 0.3 | 0.3 | 0.3
| Wind Offshore Hub | I
| Solar PV | I |  |  |  |  | 0.3451 | 0.3451 | 0.3451 | 0.3451 | 0.2448 | 0.2448 | 0.2448 | 0.2448
| Solar CSP | I
| SRES Electricity | I
| Run of River | I
| Pondage | I
| Reservoir | I
| PS Turbine | I
| PS Pump | I
| Biofuel | I
| Other RES | I
| Nuclear | I
| Natural Gas | I |  |  |  |  | 0.5052 | 0.5052 | 0.5052 | 0.5052 | 0.504 | 0.504 | 0.504 | 0.504
| Crude Oil | I
| Coal | I
| Hydrogen GT | I
| Fuel Cell | I
| Other Non RES | I
| Adequacy Units | I
| Batteries | I |  |  |  |  | 0.04 | 0.04 | 0.04 | 0.04 | 0.04 | 0.04 | 0.04 | 0.04
| Batteries [GWh] | I |  |  |  |  | 0.084 | 0.084 | 0.084 | 0.084 | 0.084 | 0.084 | 0.084 | 0.084
H2 | SMR (Blue) and Pyrolisis | I
| SMR (Grey) | I
| Electrolyzers E-Market (P2G) [GW Elec] | I
| Electrolyzers DRES (P2G) [GW Elec] | I
| Electrolyzers SRES (P2G) [GW Elec] | I
| H2 Adequacy Units | I
| NH3 Imports - High Band | I
| NH3 Imports - Low Band | I
| NH3 Terminal Capacity | I
| Non-EU H2 Imports - High Band | I
| Non-EU H2 Imports - Low Band | I
| Non-EU H2 Pipeline Capacity | I
| EU Cross-Border Pipeline Capacity (Import) | I
| EU Cross-Border Pipeline Capacity (Export) | I
| H2 Storage Injection Capacity | I
| H2 Storage Withdrawal Capacity [GW] | I
| H2 Storage WGV [TWh] | I
| SNG Capacity (from H2) | I
| E-Liquids Capacity (from H2) | I
Generation [TWh]
Electricity | Wind Onshore | R
| Wind Offshore Radial | R |  |  |  |  | 0.75324 | 0.87169 | 0.72575 | 0.7951 | 0.71571 | 0.7418 | 0.65504 | 0.70187
| Wind Offshore Hub | R
| Solar PV | R |  |  |  |  | 0.50197 | 0.5161 | 0.51743 | 0.51315 | 0.36493 | 0.36649 | 0.35728 | 0.3625
| Solar CSP | R
| SRES Electricity | R
| Run of River | R
| Pondage | R
| Reservoir | R
| PS Turbine | R
| Biofuel | R
| Other RES | R
| Nuclear | R
| Natural Gas | R |  |  |  |  | 1.2051 | 0.82252 | 1.1019 | 1.0065 | 1.8146 | 1.6958 | 1.9864 | 1.8358
| Crude Oil | R
| Coal | R
| Hydrogen GT | R
| Fuel Cell | R
| Other Non RES | R
| Adequacy Units | R
| ENS | R |  |  |  |  | 0.0034698 | 0.001748 | 0.0079497 | 0.0042078 | 0.0095946 | 0.010304 | 0.021745 | 0.014738
| RES Curtailment | R |  |  |  |  | 0.0011438 | 0.001981 | 0 | 0.0011264 | 0 | 0 | 0 | 0
Electricity - Flexibility | Batteries Charging | R |  |  |  |  | 0.027815 | 0.031346 | 0.030544 | 0.030234 | 0.021768 | 0.024525 | 0.021664 | 0.022829
| Batteries Discharging | R |  |  |  |  | 0.023643 | 0.026644 | 0.025962 | 0.025699 | 0.018503 | 0.020846 | 0.018414 | 0.019405
| EV Discharging (Prosumer) | R |  |  |  |  | 0.024687 | 0.032115 | 0.032354 | 0.030411 | 0.026632 | 0.027022 | 0.030505 | 0.028337
| EV Discharging (E-Market) | R |  |  |  |  | 0.0012454 | 0.00154 | 0.001453 | 0.0014406 | 0.0021957 | 0.0028162 | 0.0026654 | 0.0026318
| DSR | R
H2 | SMR (Blue) and Pyrolisis | R
| SMR (Grey) | R
| Electrolyzers E-Market (P2G) | R
| Electrolyzers DRES (P2G) | R
| Electrolyzers SRES (P2G) | R
| H2 Adequacy Units | R
| NH3 Imports - High Band | R
| NH3 Imports - Low Band | R
| Non-EU H2 Imports - High Band | R
| Non-EU H2 Imports - Low Band | R
| H2 Storage Injection | R
| H2 Storage Withdrawal | R
| Max Hourly State of Charge [%] | R
Heat | Heat Production from H2 HHP [TWh Heat] | I
| Share of Heat from H2 Boilers [%] | R
| Heat Production from CH4 HHP [TWh Heat] | I
| Share of Heat from CH4 Boilers [%] | R
CO2 | CO2 Emissions Electricity Sector [Mt] | R |  |  |  |  | 0.39218 | 0.26452 | 0.36218 | 0.32738 | 0.47472 | 0.44303 | 0.52315 | 0.48142
| CO2 Emissions Hydrogen Sector [Mt] | R |  |  |  |  | 0 | 0 | 0 | 0 | 0 | 0 | 0 | 0
FLH [h]
Electricity | Wind Onshore | R
| Wind Offshore Radial | R |  |  |  |  | 2510.7968 | 2905.6417 | 2419.176 | 2650.3452 | 2385.692 | 2472.658 | 2183.45 | 2339.5816
| Wind Offshore Hub | R
| Solar PV | R |  |  |  |  | 1454.5776 | 1495.5064 | 1499.3729 | 1486.9594 | 1490.7258 | 1497.1101 | 1459.4898 | 1480.7851
| Solar CSP | R
| SRES Electricity | R
| Run of River | R
| Pondage | R
| Reservoir | R
| PS Turbine | R
| Biofuel | R
| Other RES | R
| Nuclear | R
| Natural Gas | R |  |  |  |  | 2385.3946 | 1628.115 | 2181.0371 | 1992.3264 | 3600.4897 | 3364.7133 | 3941.3365 | 3642.5178
| Crude Oil | R
| Coal | R
| Hydrogen GT | R
| Fuel Cell | R
| Other Non RES | R
| Adequacy Units | R
| Batteries | R |  |  |  |  | 591.064 | 666.0993 | 649.057 | 642.4669 | 462.5783 | 521.1541 | 460.3524 | 485.1183
H2 | SMR (Blue) and Pyrolisis | R
| SMR (Grey) | R
| Electrolyzers E-Market (P2G) | R
| Electrolyzers DRES (P2G) | R
| Electrolyzers SRES (P2G) | R
| H2 Adequacy Units | R
| NH3 Terminals (Import) | R
| Non-EU H2 Pipelines (Import) | R
| H2 Pipelines (Import) | R
| H2 Pipelines (Export) | R
| H2 to SNG | R
| H2 to E-Liquids | R
Exchange [TWh]
Electricity | Imports | R |  |  |  |  | 1.5481 | 1.7016 | 1.6959 | 1.6629 | 1.6951 | 1.7055 | 1.6326 | 1.6742
| Exports | R |  |  |  |  | 0.0074605 | 0.00092972 | 0.00061138 | 0.0023921 | 0.024058 | 0.028904 | 0.031875 | 0.029123
H2 | NH3 Imports | R
| Non-EU Imports | R
| EU Imports | R
| EU Exports | R
E-Fuels | SNG Imports [TWh H2] | R |  |  |  |  | EU27 level specific | EU27 level specific | EU27 level specific | EU27 level specific | EU27 level specific | EU27 level specific | EU27 level specific | EU27 level specific
| E-Liquid Imports [TWh H2] | R |  |  |  |  | EU27 level specific | EU27 level specific | EU27 level specific | EU27 level specific | EU27 level specific | EU27 level specific | EU27 level specific | EU27 level specific
Consumption [TWh]
Electricity | Native Demand (Prosumer) | I |  |  |  |  | 0.20391 | 0.17477 | 0.21378 | 0.19464 | 0.30251 | 0.27398 | 0.31369 | 0.29557
| Fixed Load (Prosumer) | I |  |  |  |  | 0 | 0 | 0 | 0 | 0 | 0 | 0 | 0
| Charging Station Load (Prosumer) | R |  |  |  |  | 0.15482 | 0.16323 | 0.1635 | 0.1613 | 0.22152 | 0.22196 | 0.2259 | 0.22345
| Native Demand (E-Market) | I |  |  |  |  | 3.6117 | 3.5475 | 3.6442 | 3.5948 | 3.9929 | 3.936 | 4.0265 | 3.9836
| Fixed Load (Emarket) | I |  |  |  |  | 0 | 0 | 0 | 0 | 0 | 0 | 0 | 0
| Charging Station Load (E-Market) | R |  |  |  |  | 0.055786 | 0.056119 | 0.056021 | 0.056007 | 0.084504 | 0.085206 | 0.085036 | 0.084998
| PS Pump Load | R
| Electrolyzers E-Market (P2G) | R
| Electricity for H2 HHPs | R
| Electricity for CH4 HHPs | R
H2 | H2 Demand | I |  |  |  |  | 0 | 0 | 0 | 0 | 0 | 0 | 0 | 0
| Shortage Quantity | R |  |  |  |  | 0 | 0 | 0 | 0 | 0 | 0 | 0 | 0
| H2 for Hydrogen GT | R
| H2 for HHP Boilers | R
| H2 to SNG | R
| H2 to E-Liquids | R
Methane | CH4 for HHP Boilers | R
CO2 | CO2 to E-Fuels [kt] | R |  |  |  |  | EU27 level specific | EU27 level specific | EU27 level specific | EU27 level specific | EU27 level specific | EU27 level specific | EU27 level specific | EU27 level specific
Fuels | E-Fuel Demand [TWh H2] | I |  |  |  |  | EU27 level specific | EU27 level specific | EU27 level specific | EU27 level specific | EU27 level specific | EU27 level specific | EU27 level specific | EU27 level specific
| E-Fuel Shortage [TWh H2] | R |  |  |  |  | EU27 level specific | EU27 level specific | EU27 level specific | EU27 level specific | EU27 level specific | EU27 level specific | EU27 level specific | EU27 level specific
Prices [€/MWh]
Electricity | 10%-Quan. | R |  |  |  |  | 16.3181 | 8.3224 | 51.6849 | 24.551 | 137.2738 | 109.6486 | 153.627 | 132.765
| Load-Weighted Average | R |  |  |  |  | 174.4762 | 143.4447 | 195.1261 | 167.9471 | 257.8303 | 242.4225 | 365.998 | 294.9342
| 90%-Quan. | R |  |  |  |  | 189.3333 | 174.0229 | 193.8422 | 184.2378 | 214.7622 | 218.5391 | 248.0501 | 229.5881
H2 | 10%-Quan. | R
| Load-Weighted Average | R
| 90%-Quan. | R
Import Share [%]
H2 | Share of Domestic Production (Supply %) | R |  |  |  |  | EU27 level specific | EU27 level specific | EU27 level specific | EU27 level specific | EU27 level specific | EU27 level specific | EU27 level specific | EU27 level specific
| Share of Non-EU Imports (Supply %) | R |  |  |  |  | EU27 level specific | EU27 level specific | EU27 level specific | EU27 level specific | EU27 level specific | EU27 level specific | EU27 level specific | EU27 level specific
Energy Balance [TWh]
Electricity + | Electricity Generation | R |  |  |  |  | 2.4603 | 2.2103 | 2.345 | 2.3148 | 2.8953 | 2.8041 | 2.9988 | 2.9002
| DSR | R
| Net Imports | R |  |  |  |  | 1.5407 | 1.7006 | 1.6953 | 1.6605 | 1.671 | 1.6766 | 1.6007 | 1.6451
| Electricity Shortage | R |  |  |  |  | 0.0034698 | 0.001748 | 0.0079497 | 0.0042078 | 0.0095946 | 0.010304 | 0.021745 | 0.014738
Electricity - | Electricity Demand (Native + Fixed) | I |  |  |  |  | 3.8156 | 3.7223 | 3.858 | 3.7895 | 4.2954 | 4.21 | 4.3402 | 4.2791
| Pump Load | R
| Electrolyzer Load | R
| Heat Electrical Usage | R
| Net Battery Load | R |  |  |  |  | 0.0041722 | 0.0047019 | 0.0045816 | 0.0045351 | 0.0032653 | 0.0036787 | 0.0032495 | 0.0034244
| Net EV Load | R |  |  |  |  | 0.18467 | 0.18569 | 0.18571 | 0.18545 | 0.2772 | 0.27733 | 0.27777 | 0.27748
Electricity Balance |  | R |  |  |  |  | -6.2403e-12 | -1.7679e-12 | -1.6895e-11 | -7.8332e-12 | 4.6656e-12 | -2.5606e-12 | -3.1619e-13 | -2.176e-13
H2 + | H2 Domestic Production | R
| NH3 Imports | R
| Non-EU Imports | R
| Net Imports | R
| H2 Shortage | R |  |  |  |  | 0 | 0 | 0 | 0 | 0 | 0 | 0 | 0
H2 - | H2 Demand | I |  |  |  |  | 0 | 0 | 0 | 0 | 0 | 0 | 0 | 0
| H2 to Hydrogen GT | R
| H2 to Heat | R
| H2 to eFuels | R
| Net H2 Storage Load | R
H2 Balance |  | R |  |  |  |  | 0 | 0 | 0 | 0 | 0 | 0 | 0 | 0
Note on C3: Input Value / Result