## Info
Installed Capacity [GW] |  | Info KPI | Notes
Electricity | Wind Onshore | Onshore wind
| Wind Offshore Radial | Radially connected to the e-market
| Wind Offshore Hub | Connected to an offshore hub, that can be connected to multiple e-market zones
| Solar PV | Solar PV rooftop and Solar PV utility | Not including Behind-the-Meter PV capacities for AT/CH/HU
| Solar CSP | Concentrated Solar Power
| SRES Electricity | Electricity production from shared renewable power plants | Including SRES Onshore Wind, SRES Offshore Wind, SRES Solar
| Run of River | Run of River power plant
| Pondage | Pondage power plant
| Reservoir | Reservoir power plant
| PS Turbine | Pump storage power plant (turbine capacity) | Including open and closed pump storages
| PS Pump | Pump storage power plant (pump capacity) | Including open and closed pump storages
| Biofuel | Power units combining biofuel with their standard fuel
| Other RES | Other renewable power plants | Including bio-fuels, marine, geothermal, waste, and any other small renewable technologies
| Nuclear | Nuclear power plants
| Natural Gas | Gas-fired power plants | Including CCGT, OCGT and Conventional Gas
| Crude Oil | Oil-fired power plants | Including Light Oil and Heavy Oil
| Coal | Coal-fired power plants | Including Lignite and Hard Coal
| Hydrogen GT | Hydrogen-fired power plants | Including Hydrogen CCGT and OCGT
| Fuel Cell | Hydrogen fuel cells
| Other Non RES | Other non-renewable power plants | Including CHP that is used in district heating & industry. Fuel use can be gas, coal, lignite, and oil.
| Adequacy Units | Additional power generation to meet system adequacy | Only applicable in SoS runs
| Batteries | Li-Ion utility-scale and home batteries | Not including BTM Battery capacities for DE/AT/CH/HU
H2 | SMR (Blue) and Pyrolisis | Steam methane reformers with carbon capture and storage (CCS) and pyrolysis
| SMR (Grey) | Steam methane reformers without CCS
| Electrolyzers E-Market (P2G) | Electrolyzers between the electricity and hydrogen market
| Electrolyzers DRES (P2G) | Electrolyzers dedicated to renewable power plants
| Electrolyzers SRES (P2G) | Electrolyzers dedicated to renewable power plants, remaining RES production is fed into the electricity grid
| H2 Adequacy Units | Additional H2 generation to meet system adequacy | Only applicable in SoS runs
| NH3 Imports - High Band | NH3 imports in the high price band
| NH3 Imports - Low Band | NH3 imports in the low price band (0 €/MWh)
| NH3 Terminal Capacity | NH3 terminal for NH3 imports
| Non-EU H2 Imports - High Band | H2 imports from non-EU countries in the high price band | Maximum value of the hourly Available Capacity (Max Supply Potential from variable profile)
| Non-EU H2 Imports - Low Band | H2 imports from non-EU countries in the low price band (0 €/MWh) | Available Capacity of the generator type (Supply Potential = flat profile over the year)
| Non-EU H2 Pipeline Capacity | H2 imports from non-EU countries | Algeria, Morocco, Norway, Tunesia, Ukraine
| EU Cross-Border Pipeline Capacity (Import) | Imports from neighbouring countries
| EU Cross-Border Pipeline Capacity (Export) | Exports to neighbouring countries
| H2 Storage Injection Capacity [MW] | H2 injected into H2 storage
| H2 Storage Withdrawal Capacity [GW] | H2 extracted from H2 storage
| H2 Storage WGV [TWh] | Working gas volume of H2 storage
| SNG Capacity (from H2) | H2 consumption for SNG production
| E-Liquids Capacity (from H2) | H2 consumption for e-liquids production
Generation [TWh] |  | Info KPI | Notes
Electricity | ENS | Electricity demand that is not met
| RES Curtailment | Renewable curtailment from onshore wind, offshore wind, solar PV, solar CSP, SRES electricity and other RES
Electricity - Flexibility | Batteries Charging | Li-ion home and utility-scale battery load, including losses
| Batteries Discharging | Discharge of Li-ion utility-scale and home Batteries
| EV Discharging (Prosumer) | Residential EV vehicle-to-grid | Discharging of Prosumer EV Charging Station (EV Battery Discharging - Losses)
| EV Discharging (E-Market) | Street EV vehicle-to-grid | Discharging of Street EV Charging Station (EV Battery Discharging - Losses)
| DSR | Demand Side Management
H2 | H2 Storage Injection | H2 Injected into H2 storage
| Max Hourly State of Charge [%] | Maximum of aggregated hourly state of charge of H2 storages | 100% means that at some point all storages were at 100% in that country
Heat | Heat Production from H2 HHP [TWh Heat] | (HHP = HP + Boiler) Heat production from hybrid hydrogen heat pumps and hydrogen boilers | Input of heat demand for H2 HHPs
| Share of Heat from H2 Boilers [%] | Share of heat production from hydrogen boilers | Result of model dispatch
| Heat Production from CH4 HHP [TWh Heat] | (HHP = HP + Boiler) Heat production from hybrid methane heat pumps and methane boilers | Input of heat demand for CH4 HHPs
| Share of Heat from CH4 Boilers [%] | Share of heat production from methane boilers | Result of model dispatch
CO2 | CO2 Emissions Electricity Sector [Mt] | Total CO2 emissions from the electricity sector
| CO2 Emissions Hydrogen Sector [Mt] | Total CO2 emissions from the hydrogen sector
FLH [h]
Full Load Hours = Generation [TWh] / Installed Capacity [GW] *1000
Exchange [TWh] |  | Info KPI | Notes
Electricity | Imports | Electricity imports from neighbouring countries
| Exports | Electricity exports to neighbouring countries
H2 | NH3 Imports | Total NH3 Imports
| Non-EU Imports | Total H2 Imports from non-EU countries | Algeria, Morocco, Norway, Tunesia, Ukraine
| EU Imports | H2 imports from neighbouring countries
| EU Exports | H2 exports to neighbouring countries
E-Fuels | SNG Imports [TWh H2] | SNG imports in H2 units | Only on EU level
| E-Liquid Imports [TWh H2] | E-liquid imports in H2 units | Only on EU level
Consumption [TWh] |  | Info KPI | Notes
Electricity | Native Demand (Prosumer) | Native residential demand | From Input Files
| Fixed Load (Prosumer) | Behind-the-meter supply for DE/AT/CH/HU | DE: behind-the-meter battery dispatch
AT/CH/HU: behind-the-meter solar rooftop PV + battery dispatch
Note: Negative values = supply, positive values = load
| Charging Station Load (Prosumer) | Residential EV charging, including losses
| Native Demand (E-Market) | Native industrial demand | From Input Files
| Fixed Load (Emarket) | Fixed exchanges
| Charging Station Load (E-Market) | Street EV charging, including losses
| PS Pump Load | Electrical load for pumps (PS Open & PS Closed)
| Electrolyzers E-Market (P2G) | Electricity fed into the electrolyzers between the electricity and H2 market
| Electricity for H2 HHPs | Electricity consumption by hydrogen hybrid heat pumps (H2 HHPs)
| Electricity for CH4 HHPs | Electricity consumption by methane hybrid heat pumps (CH4 HHPs)
H2 | H2 Demand | Hydrogen demand (zone 1 and zone 2)
| Shortage Quantity | ENS (Energy Not Served): H2 demand that is not met
| H2 for Hydrogen GT | H2 as a fuel for hydrogen power plants
| H2 for HHP Boilers | H2 used in HHP boilers
| H2 to SNG | H2 used for SNG production
| H2 to E-Liquids | H2 used for e-liquids production
Methane | CH4 for HHP Boilers | Methane consumption in CH4 HHP boilers
CO2 | CO2 to E-Fuels [kt] | CO2 consumption for E-Fuels
Fuels | E-Fuel Demand [TWh H2] | Native Demand of SNG and e-liquids | Only on EU level
| E-Fuel Shortage [TWh H2] | Unserved Energy of SNG and e-liquids | Only on EU level
Prices [€/MWh] |  | Info KPI | Notes
Electricity | 10%-Quan. | 10% quantile of load-weighted prices | The Load-Weighted Average is defined as the weighted average price for each country based on the PLEXOS outputs Node.Price and Node.Load using a two-step process. First, weighted average prices are obtained by combining eMarket and Prosumer nodes values for country and for each hour of the year (e.g., DE00 and DE00RETE for Germany). Then, country-level hourly values from the first step are used to calculate yearly average prices weighted by total load (i.e., the sum of eMarket and Prosumer nodes load values)
| Load-Weighted Average | Load-weighted average
| 90%-Quan. | 90% quantile of load-weighted prices
H2 | 10%-Quan. | 10% quantile of load-weighted prices
| Load-Weighted Average | Load-weighted average
| 90%-Quan. | 90% quantile of load-weighted prices
Import Share [%] |  | Info KPI | Notes
H2 | Share of Domestic Production (Supply %) | TOTAL Domestic H2 Generation / (TOTAL Domestic H2 Generation + non-EU Imports + NH3 Imports) | TOTAL Domestic H2 Generation = SMR (Blue) and Pyrolisis + SMR (Grey) + P2G E-Market + P2G DRES + P2G SRES
| Share of Non-EU Imports (Supply %) | (non-EU Imports + NH3 Imports) / (TOTAL Domestic H2 Generation + non-EU Imports + NH3 Imports)
Energy Balance [TWh] |  | Info KPI | Notes
Electricity + | Electricity Generation | Sum of all electricity generation | Row 49-68
| DSR | DSR | Row 75
| Net Imports | Electricity Imports - Exports | Row 130-131
| Electricity Shortage | ENS | Row 69
Electricity - | Electricity Demand (Native + Fixed) | Native Demand (Prosumer) + Fixed Load (Prosumer) + Native Demand (E-Market) + Fixed Load (E-Market) | Row 139-140, 142-143
| Pump Load | PS Pump Load | Row 145
| Electrolyzer Load | Electrolyzers E-Market (P2G) | Row 146
| Heat Electrical Usage | Electricity for H2 HHPs + Electricity for CH4 HHPs | Row 147-148
| Net Battery Load | Batteries Charging - Batteries Discharging | Row 71-72
| Net EV Load | Charging Station Load (Prosumer) - EV Discharging (Prosumer) + Charging Station Load (E-Market) - EV Discharging (E-Market) | Row 141, 73, 144, 74
Electricity Balance |  | (Sum of Electricity +) - (Sum of Electricity -)
H2 + | H2 Domestic Production | SMR (Blue) and Pyrolisis + SMR (Grey) + Electrolyzers E-Market (P2G) + Electrolyzers DRES (P2G) + Electrolyzers SRES (P2G) | Row 76-80
| NH3 Imports | NH3 Imports | Row 132
| Non-EU Imports | Non-EU Imports | Row 133
| Net EU Imports | EU Imports - EU Exports | Row 134-135
| H2 Shortage | Shortage Quantity | Row 150
H2 - | H2 Demand | H2 Demand | Row 149
| H2 to Hydrogen GT | H2 for Hydrogen GT | Row 151
| H2 to Heat | H2 for HHP Boilers | Row 152
| H2 to eFuels | H2 to SNG + H2 to E-Liquids | Row 153-154
| Net H2 Storage Load | H2 Storage Injection - H2 Storage Withdrawal | Row 86-87
H2 Balance |  | (Sum of H2 +) - (Sum of H2 -)

## EU27
|  | I/R | 2030 |  |  |  | 2035 |  |  |  | 2040 |  |  |  | 2050
|  |  | CY1 | CY2 | CY3 | Weighted WS | WS032 | WS037 | WS059 | Weighted WS | WS065 | WS071 | WS077 | Weighted WS | CY1 | CY2 | CY3 | Weighted WS
Installed Capacity [GW]
Electricity | Wind Onshore | I |  |  |  |  | 455.7896 | 455.7896 | 455.7896 | 455.7896 | 527.0356 | 527.0356 | 527.0356 | 527.0356
| Wind Offshore Radial | I |  |  |  |  | 96.5188 | 96.5188 | 96.5188 | 96.5188 | 130.1377 | 130.1377 | 130.1377 | 130.1377
| Wind Offshore Hub | I |  |  |  |  | 62.3812 | 62.3812 | 62.3812 | 62.3812 | 131.2224 | 131.2224 | 131.2224 | 131.2224
| Solar PV | I |  |  |  |  | 897.1373 | 897.1373 | 897.1373 | 897.1373 | 1143.945 | 1143.945 | 1143.945 | 1143.945
| Solar CSP | I |  |  |  |  | 4.955 | 4.955 | 4.955 | 4.955 | 5.435 | 5.435 | 5.435 | 5.435
| SRES Electricity | I |  |  |  |  | 68.861 | 68.861 | 68.861 | 68.861 | 103.768 | 103.768 | 103.768 | 103.768
| Run of River | I |  |  |  |  | 39.4441 | 39.4441 | 39.4441 | 39.4441 | 39.5266 | 39.5266 | 39.5266 | 39.5266
| Pondage | I |  |  |  |  | 4.6338 | 4.6338 | 4.6338 | 4.6338 | 4.7478 | 4.7478 | 4.7478 | 4.7478
| Reservoir | I |  |  |  |  | 65.0186 | 65.0186 | 65.0186 | 65.0186 | 65.6846 | 65.6846 | 65.6846 | 65.6846
| PS Turbine | I |  |  |  |  | 58.8507 | 58.8507 | 58.8507 | 58.8507 | 68.7907 | 68.7907 | 68.7907 | 68.7907
| PS Pump | I |  |  |  |  | 54.4793 | 54.4793 | 54.4793 | 54.4793 | 64.3468 | 64.3468 | 64.3468 | 64.3468
| Biofuel | I |  |  |  |  | 6.8104 | 6.8104 | 6.8104 | 6.8104 | 5.24 | 5.24 | 5.24 | 5.24
| Other RES | I |  |  |  |  | 33.453 | 33.453 | 33.453 | 33.453 | 31.906 | 31.906 | 31.906 | 31.906
| Nuclear | I |  |  |  |  | 97.293 | 97.293 | 97.293 | 97.293 | 120.113 | 120.113 | 120.113 | 120.113
| Natural Gas | I |  |  |  |  | 176.561 | 176.561 | 176.561 | 176.561 | 125.4002 | 125.4002 | 125.4002 | 125.4002
| Crude Oil | I |  |  |  |  | 3.8112 | 3.8112 | 3.8112 | 3.8112 | 1.7951 | 1.7951 | 1.7951 | 1.7951
| Coal | I |  |  |  |  | 15.9071 | 15.9071 | 15.9071 | 15.9071 | 5.2136 | 5.2136 | 5.2136 | 5.2136
| Hydrogen GT | I |  |  |  |  | 20.4236 | 20.4236 | 20.4236 | 20.4236 | 70.4335 | 70.4335 | 70.4335 | 70.4335
| Fuel Cell | I | [8 empty] | 0.03 | 0.03 | 0.03 | 0.03
| Other Non RES | I |  |  |  |  | 26.329 | 26.329 | 26.329 | 26.329 | 21.2653 | 21.2653 | 21.2653 | 21.2653
| Adequacy Units | I
| Batteries | I |  |  |  |  | 144.9794 | 144.9794 | 144.9794 | 144.9794 | 208.3462 | 208.3462 | 208.3462 | 208.3462
| Batteries [GWh] | I |  |  |  |  | 621.0722 | 621.0722 | 621.0722 | 621.0722 | 1060.9318 | 1060.9318 | 1060.9318 | 1060.9318
H2 | SMR (Blue) and Pyrolisis | I |  |  |  |  | 11.6616 | 11.6616 | 11.6616 | 11.6616 | 12.9958 | 12.9958 | 12.9958 | 12.9958
| SMR (Grey) | I |  |  |  |  | 6.306 | 6.306 | 6.306 | 6.306 | 3.738 | 3.738 | 3.738 | 3.738
| Electrolyzers E-Market (P2G) [GW Elec] | I |  |  |  |  | 96.8518 | 96.8518 | 96.8518 | 96.8518 | 179.1398 | 179.1398 | 179.1398 | 179.1398
| Electrolyzers DRES (P2G) [GW Elec] | I |  |  |  |  | 12.8248 | 12.8248 | 12.8248 | 12.8248 | 15.9553 | 15.9553 | 15.9553 | 15.9553
| Electrolyzers SRES (P2G) [GW Elec] | I |  |  |  |  | 30.2568 | 30.2568 | 30.2568 | 30.2568 | 47.6001 | 47.6001 | 47.6001 | 47.6001
| H2 Adequacy Units | I
| NH3 Imports - High Band | I |  |  |  |  | 6.6555 | 6.6555 | 6.6555 | 6.6555 | 12.5318 | 12.5318 | 12.5318 | 12.5318
| NH3 Imports - Low Band | I |  |  |  |  | 6.6555 | 6.6555 | 6.6555 | 6.6555 | 12.5318 | 12.5318 | 12.5318 | 12.5318
| NH3 Terminal Capacity | I |  |  |  |  | 13.3123 | 13.3123 | 13.3123 | 13.3123 | 33.683 | 33.683 | 33.683 | 33.683
| Non-EU H2 Imports - High Band | I |  |  |  |  | 10.359 | 10.359 | 10.359 | 10.359 | 15.3544 | 15.3544 | 15.3544 | 15.3544
| Non-EU H2 Imports - Low Band | I |  |  |  |  | 6.2169 | 6.2169 | 6.2169 | 6.2169 | 10.9789 | 10.9789 | 10.9789 | 10.9789
| Non-EU H2 Pipeline Capacity | I |  |  |  |  | 20.904 | 20.904 | 20.904 | 20.904 | 28.8842 | 28.8842 | 28.8842 | 28.8842
| EU Cross-Border Pipeline Capacity (Import) | I |  |  |  |  | country level specific | country level specific | country level specific | country level specific | country level specific | country level specific | country level specific | country level specific
| EU Cross-Border Pipeline Capacity (Export) | I |  |  |  |  | country level specific | country level specific | country level specific | country level specific | country level specific | country level specific | country level specific | country level specific
| H2 Storage Injection Capacity | I |  |  |  |  | 56.353 | 56.353 | 56.353 | 56.353 | 108.833 | 108.833 | 108.833 | 108.833
| H2 Storage Withdrawal Capacity [GW] | I |  |  |  |  | 57.512 | 57.512 | 57.512 | 57.512 | 96.107 | 96.107 | 96.107 | 96.107
| H2 Storage WGV [TWh] | I |  |  |  |  | 26.09 | 26.09 | 26.09 | 26.09 | 43.093 | 43.093 | 43.093 | 43.093
| SNG Capacity (from H2) | I |  |  |  |  | 0.98307 | 0.98307 | 0.98307 | 0.98307 | 1.4082 | 1.4082 | 1.4082 | 1.4082
| E-Liquids Capacity (from H2) | I |  |  |  |  | 14.1619 | 14.1619 | 14.1619 | 14.1619 | 23.546 | 23.546 | 23.546 | 23.546
Generation [TWh]
Electricity | Wind Onshore | R |  |  |  |  | 1125.4525 | 1231.2764 | 1199.2526 | 1195.3108 | 1316.4621 | 1328.7105 | 1222.8894 | 1283.9324
| Wind Offshore Radial | R |  |  |  |  | 354.6341 | 365.8301 | 368.545 | 364.039 | 469.2508 | 468.4248 | 447.7319 | 460.3128
| Wind Offshore Hub | R |  |  |  |  | 215.3092 | 221.5592 | 228.3009 | 222.284 | 454.9296 | 461.3225 | 455.9035 | 457.8763
| Solar PV | R |  |  |  |  | 947.5307 | 891.9158 | 933.8607 | 919.1052 | 1231.7073 | 1113.4199 | 1169.1322 | 1159.3623
| Solar CSP | R |  |  |  |  | 6.4846 | 6.1444 | 5.9092 | 6.1484 | 6.4448 | 5.5981 | 6.1696 | 5.996
| SRES Electricity | R |  |  |  |  | 4.0702 | 5.3303 | 5.1432 | 4.9661 | 8.2507 | 8.7715 | 8.3857 | 8.513
| Run of River | R |  |  |  |  | 120.0774 | 141.975 | 125.1795 | 131.1771 | 115.7976 | 134.5217 | 129.0857 | 128.6025
| Pondage | R |  |  |  |  | 12.9606 | 16.5247 | 13.9406 | 14.8165 | 14.6168 | 16.184 | 13.7601 | 14.901
| Reservoir | R |  |  |  |  | 148.0575 | 177.9044 | 180.0415 | 171.4464 | 164.1565 | 193.5389 | 175.5938 | 180.4844
| PS Turbine | R |  |  |  |  | 132.5485 | 127.0121 | 137.6048 | 131.8364 | 157.9871 | 165.5172 | 148.3572 | 157.1472
| Biofuel | R |  |  |  |  | 20.4282 | 13.6413 | 17.1918 | 16.4418 | 15.9155 | 16.7567 | 17.4749 | 16.8757
| Other RES | R |  |  |  |  | 172.7463 | 175.0309 | 171.6018 | 173.351 | 163.8746 | 165.0176 | 166.2537 | 165.2834
| Nuclear | R |  |  |  |  | 493.5146 | 474.0667 | 481.584 | 481.2149 | 572.4623 | 572.0499 | 626.27 | 593.8204
| Natural Gas | R |  |  |  |  | 105.5928 | 56.4068 | 74.2706 | 74.1065 | 20.1656 | 32.3479 | 28.744 | 28.4699
| Crude Oil | R |  |  |  |  | 0 | 0 | 0.0028593 | 0.00094356 | 0 | 0.1422 | 0 | 0.056878
| Coal | R |  |  |  |  | 1.3081 | 0.35445 | 0.98034 | 0.78986 | 0.046702 | 0.23334 | 0 | 0.10268
| Hydrogen GT | R |  |  |  |  | 28.2329 | 30.2892 | 28.6642 | 29.2594 | 67.4442 | 63.2357 | 58.7308 | 62.2755
| Fuel Cell | R | [8 empty] | 0.00096 | 0.00123 | 0.00042 | 0.000852
| Other Non RES | R |  |  |  |  | 20.9471 | 8.1571 | 9.4984 | 11.6693 | 7.7811 | 10.8913 | 10.0854 | 9.9469
| Adequacy Units | R
| ENS | R |  |  |  |  | 0.00047938 | 0.0049267 | 0.10985 | 0.038483 | 0.0012607 | 0.013794 | 0.0041155 | 0.007416
| RES Curtailment | R |  |  |  |  | 244.6331 | 223.5372 | 268.844 | 243.5515 | 376.3628 | 307.0368 | 315.3148 | 324.2132
Electricity - Flexibility | Batteries Charging | R |  |  |  |  | 160.2133 | 159.2347 | 158.4264 | 159.2028 | 229.1216 | 220.9736 | 214.2389 | 219.9093
| Batteries Discharging | R |  |  |  |  | 144.4076 | 143.5733 | 142.7376 | 143.4978 | 206.545 | 199.1097 | 193.0015 | 198.1535
| EV Discharging (Prosumer) | R |  |  |  |  | 10.0852 | 9.7236 | 9.5274 | 9.7456 | 18.1609 | 17.4583 | 15.7229 | 16.9047
| EV Discharging (E-Market) | R |  |  |  |  | 0.12626 | 0.083039 | 0.074843 | 0.090707 | 0.45051 | 0.39817 | 0.25058 | 0.3496
| DSR | R |  |  |  |  | 0.92785 | 0.76469 | 1.0901 | 0.91123 | 1.2406 | 3.6005 | 1.7575 | 2.3913
H2 | SMR (Blue) and Pyrolisis | R |  |  |  |  | 37.8766 | 12.8605 | 10.1488 | 17.9695 | 21.3655 | 29.708 | 38.2892 | 31.472
| SMR (Grey) | R |  |  |  |  | 0.67193 | 0.36781 | 0.39511 | 0.44981 | 0.50076 | 2.2133 | 1.7977 | 1.7045
| Electrolyzers E-Market (P2G) | R |  |  |  |  | 351.6983 | 379.4839 | 378.2466 | 372.4071 | 630.5157 | 626.9798 | 595.6458 | 615.1534
| Electrolyzers DRES (P2G) | R |  |  |  |  | 27.3477 | 28.5307 | 27.9067 | 28.0409 | 35.1343 | 37.8287 | 37.0644 | 36.9841
| Electrolyzers SRES (P2G) | R |  |  |  |  | 86.3336 | 89.1206 | 87.8 | 88.016 | 104.6981 | 103.0903 | 102.3025 | 103.0967
| H2 Adequacy Units | R
| NH3 Imports - High Band | R |  |  |  |  | 5.0536e-05 | 0 | 5.0536e-05 | 2.8806e-05 | 0.0010043 | 0.21171 | 0.0057761 | 0.087194
| NH3 Imports - Low Band | R |  |  |  |  | 58.3022 | 58.3022 | 58.3022 | 58.3022 | 109.7789 | 109.7789 | 109.7789 | 109.7789
| Non-EU H2 Imports - High Band | R |  |  |  |  | 0.11838 | 0 | 0 | 0.028412 | 1.0256 | 6.9761 | 7.4716 | 5.9842
| Non-EU H2 Imports - Low Band | R |  |  |  |  | 52.6278 | 52.6278 | 52.6278 | 52.6278 | 87.175 | 87.175 | 87.175 | 87.175
| H2 Storage Injection | R |  |  |  |  | 70.3496 | 55.6641 | 67.3664 | 63.0504 | 114.9592 | 113.9861 | 112.8358 | 113.7206
| H2 Storage Withdrawal | R |  |  |  |  | 69.6586 | 55.1192 | 66.6931 | 62.4281 | 114.3539 | 112.9156 | 111.8468 | 112.7757
| Max Hourly State of Charge [%] | R |  |  |  |  | country level specific | country level specific | country level specific | country level specific | country level specific | country level specific | country level specific | country level specific
Heat | Heat Production from H2 HHP [TWh Heat] | I |  |  |  |  | 6.2334 | 6.2085 | 6.2334 | 6.2227 | 7.7412 | 7.7412 | 7.7412 | 7.7412
| Share of Heat from H2 Boilers [%] | R |  |  |  |  | 32.2883 | 58.7542 | 44.9803 | 47.857 | 34.5864 | 34.7589 | 29.5904 | 32.657
| Heat Production from CH4 HHP [TWh Heat] | I |  |  |  |  | 86.724 | 86.4253 | 86.724 | 86.5956 | 117.8643 | 117.8643 | 117.8643 | 117.8643
| Share of Heat from CH4 Boilers [%] | R |  |  |  |  | 29.817 | 16.6184 | 15.674 | 19.4744 | 8.5077 | 16.179 | 14.5225 | 13.9821
CO2 | CO2 Emissions Electricity Sector [Mt] | R |  |  |  |  | 44.4841 | 20.8759 | 28.5698 | 29.0809 | 7.1953 | 12.0478 | 10.3344 | 10.3919
| CO2 Emissions Hydrogen Sector [Mt] | R |  |  |  |  | 1.1147 | 0.41171 | 0.34959 | 0.55993 | 0.56768 | 1.1091 | 1.1958 | 1.0355
FLH [h]
Electricity | Wind Onshore | R |  |  |  |  | 2469.237 | 2701.4141 | 2631.1539 | 2622.5057 | 2497.8618 | 2521.102 | 2320.3166 | 2436.1398
| Wind Offshore Radial | R |  |  |  |  | 3674.249 | 3790.2475 | 3818.3752 | 3771.69 | 3605.8019 | 3599.4553 | 3440.4471 | 3537.1213
| Wind Offshore Hub | R |  |  |  |  | 3546.8643 | 3649.8233 | 3760.8809 | 3661.7621 | 3629.2057 | 3680.2049 | 3636.9744 | 3652.7128
| Solar PV | R |  |  |  |  | 1056.1713 | 994.1798 | 1040.934 | 1024.4866 | 1076.719 | 973.3159 | 1022.0179 | 1013.4773
| Solar CSP | R |  |  |  |  | 1308.695 | 1240.0319 | 1192.5723 | 1240.8493 | 1185.8012 | 1030.0062 | 1135.1601 | 1103.2268
| SRES Electricity | R |  |  |  |  | 59.1082 | 77.406 | 74.6889 | 72.1179 | 79.5112 | 84.53 | 80.8121 | 82.0391
| Run of River | R |  |  |  |  | 3044.2409 | 3599.3971 | 3173.5918 | 3325.6439 | 2929.611 | 3403.3217 | 3265.7929 | 3253.568
| Pondage | R |  |  |  |  | 2796.9469 | 3566.101 | 3008.4298 | 3197.4725 | 3078.6171 | 3408.7189 | 2898.188 | 3138.4862
| Reservoir | R |  |  |  |  | 2277.1561 | 2736.2078 | 2769.0762 | 2636.882 | 2499.1619 | 2946.4882 | 2673.287 | 2747.7425
| PS Turbine | R |  |  |  |  | 2252.2828 | 2158.2089 | 2338.2009 | 2240.184 | 2296.6335 | 2406.0979 | 2156.6451 | 2284.4239
| Biofuel | R |  |  |  |  | 2999.5434 | 2003.0003 | 2524.3224 | 2414.207 | 3037.2911 | 3197.8392 | 3334.8878 | 3220.549
| Other RES | R |  |  |  |  | 5163.8554 | 5232.1486 | 5129.6421 | 5181.9311 | 5136.1767 | 5172.0006 | 5210.7396 | 5180.3314
| Nuclear | R |  |  |  |  | 5072.4577 | 4872.5674 | 4949.8328 | 4946.0387 | 4766.0331 | 4762.5993 | 5214.0089 | 4943.8499
| Natural Gas | R |  |  |  |  | 598.0528 | 319.4748 | 420.6511 | 419.7217 | 160.8101 | 257.9573 | 229.2179 | 227.0321
| Crude Oil | R |  |  |  |  | 0 | 0 | 0.75023 | 0.24757 | 0 | 79.2142 | 0 | 31.6857
| Coal | R |  |  |  |  | 82.2315 | 22.2823 | 61.6292 | 49.6546 | 8.9577 | 44.7561 | 0 | 19.694
| Hydrogen GT | R |  |  |  |  | 1382.3657 | 1483.0486 | 1403.4826 | 1432.6279 | 957.5593 | 897.808 | 833.8478 | 884.1742
| Fuel Cell | R | [8 empty] | 32 | 41 | 14 | 28.4
| Other Non RES | R |  |  |  |  | 795.5888 | 309.8131 | 360.7567 | 443.2106 | 365.9044 | 512.1641 | 474.2655 | 467.7527
| Adequacy Units | R
| Batteries | R |  |  |  |  | 996.0562 | 990.3013 | 984.5371 | 989.7803 | 991.3546 | 955.6676 | 926.3502 | 951.078
H2 | SMR (Blue) and Pyrolisis | R |  |  |  |  | 3247.9778 | 1102.809 | 870.2776 | 1540.9142 | 1644.0307 | 2285.9746 | 2946.2803 | 2421.7081
| SMR (Grey) | R |  |  |  |  | 106.5548 | 58.3265 | 62.6555 | 71.3299 | 133.9639 | 592.1066 | 480.9232 | 456.0047
| Electrolyzers E-Market (P2G) | R |  |  |  |  | 5244.7813 | 5659.1412 | 5640.6901 | 5553.606 | 5061.774 | 5033.3881 | 4781.8389 | 4938.4456
| Electrolyzers DRES (P2G) | R |  |  |  |  | 3046.301 | 3178.0862 | 3108.5777 | 3123.5199 | 3101.4676 | 3339.3199 | 3271.8483 | 3264.7608
| Electrolyzers SRES (P2G) | R |  |  |  |  | 4076.2313 | 4207.8189 | 4145.4677 | 4155.662 | 3097.9352 | 3050.3608 | 3027.051 | 3050.5518
| H2 Adequacy Units | R
| NH3 Terminals (Import) | R |  |  |  |  | 4379.5846 | 4379.5808 | 4379.5846 | 4379.583 | 3259.2092 | 3265.4647 | 3259.3509 | 3261.7681
| Non-EU H2 Pipelines (Import) | R |  |  |  |  | 2523.2617 | 2517.5985 | 2517.5985 | 2518.9577 | 3053.5942 | 3259.6077 | 3276.7608 | 3225.2662
| H2 Pipelines (Import) | R |  |  |  |  | country level specific | country level specific | country level specific | country level specific | country level specific | country level specific | country level specific | country level specific
| H2 Pipelines (Export) | R |  |  |  |  | country level specific | country level specific | country level specific | country level specific | country level specific | country level specific | country level specific | country level specific
| H2 to SNG | R |  |  |  |  | 8684.4869 | 8585.0746 | 8589.6362 | 8610.4389 | 8481.0419 | 8186.1589 | 8350.9944 | 8311.0697
| H2 to E-Liquids | R |  |  |  |  | 8749.7708 | 8731.3491 | 8716.7909 | 8730.9661 | 8669.3292 | 8603.7847 | 8664.7197 | 8641.2676
Exchange [TWh]
Electricity | Imports | R |  |  |  |  | country level specific | country level specific | country level specific | country level specific | country level specific | country level specific | country level specific | country level specific
| Exports | R |  |  |  |  | country level specific | country level specific | country level specific | country level specific | country level specific | country level specific | country level specific | country level specific
H2 | NH3 Imports | R |  |  |  |  | 58.3022 | 58.3022 | 58.3022 | 58.3022 | 109.7799 | 109.9906 | 109.7847 | 109.8661
| Non-EU Imports | R |  |  |  |  | 52.7461 | 52.6278 | 52.6278 | 52.6562 | 88.2006 | 94.1511 | 94.6466 | 93.1592
| EU Imports | R |  |  |  |  | country level specific | country level specific | country level specific | country level specific | country level specific | country level specific | country level specific | country level specific
| EU Exports | R |  |  |  |  | country level specific | country level specific | country level specific | country level specific | country level specific | country level specific | country level specific | country level specific
E-Fuels | SNG Imports [TWh H2] | R |  |  |  |  | 12.635 | 12.7327 | 12.7282 | 12.7078 | 26.0856 | 26.5008 | 26.2687 | 26.3249
| E-Liquid Imports [TWh H2] | R |  |  |  |  | 148.203 | 148.4639 | 148.67 | 148.4693 | 263.1347 | 264.678 | 263.2432 | 263.7954
Consumption [TWh]
Electricity | Native Demand (Prosumer) | I |  |  |  |  | 165.2967 | 165.644 | 170.889 | 167.2915 | 233.1872 | 216.666 | 209.2273 | 216.9948
| Fixed Load (Prosumer) | I |  |  |  |  | -11.9534 | -10.8337 | -11.8404 | -11.4346 | -14.344 | -13.2893 | -13.8514 | -13.7251
| Charging Station Load (Prosumer) | R |  |  |  |  | 175.4293 | 175.0201 | 174.7981 | 175.045 | 255.9695 | 255.1744 | 253.2104 | 254.5478
| Native Demand (E-Market) | I |  |  |  |  | 2931.5063 | 2927.7528 | 2950.6466 | 2936.2086 | 3168.8661 | 3151.4643 | 3165.7801 | 3160.671
| Fixed Load (Emarket) | I |  |  |  |  | 7.3742 | 7.3742 | 7.3742 | 7.3742 | 17.2509 | 17.2509 | 17.2509 | 17.2509
| Charging Station Load (E-Market) | R |  |  |  |  | 70.4352 | 70.3863 | 70.377 | 70.395 | 101.4025 | 101.3432 | 101.1762 | 101.2883
| PS Pump Load | R |  |  |  |  | 160.1245 | 148.9225 | 164.9928 | 156.9142 | 193.7103 | 195.4692 | 179.6957 | 188.808
| Electrolyzers E-Market (P2G) | R |  |  |  |  | 502.4261 | 542.1199 | 540.3523 | 532.0101 | 888.0503 | 883.0702 | 838.9378 | 866.4132
| Electricity for H2 HHPs | R |  |  |  |  | 1.4572 | 0.87923 | 1.1693 | 1.1137 | 1.7441 | 1.7366 | 1.873 | 1.7927
| Electricity for CH4 HHPs | R |  |  |  |  | 20.4099 | 24.4478 | 24.7791 | 23.588 | 36.6906 | 33.2483 | 33.8394 | 34.1732
H2 | H2 Demand | I |  |  |  |  | 431.7447 | 433.5459 | 431.6008 | 432.4717 | 677.0753 | 701.3815 | 686.2438 | 690.4652
| Shortage Quantity | R |  |  |  |  | 2.4481 | 2.4814 | 2.3691 | 2.4363 | 0.87637 | 0.94666 | 0.65889 | 0.81749
| H2 for Hydrogen GT | R |  |  |  |  | 50.6742 | 54.2142 | 51.0356 | 52.3157 | 121.006 | 112.4892 | 104.239 | 110.8925
| H2 for HHP Boilers | R |  |  |  |  | 1.8636 | 3.3776 | 2.5961 | 2.7563 | 2.4791 | 2.4914 | 2.121 | 2.3408
| H2 to SNG | R |  |  |  |  | 8.5374 | 8.4397 | 8.4442 | 8.4646 | 11.9432 | 11.5279 | 11.76 | 11.7038
| H2 to E-Liquids | R |  |  |  |  | 123.9136 | 123.6527 | 123.4465 | 123.6472 | 204.1279 | 202.5846 | 204.0194 | 203.4672
Methane | CH4 for HHP Boilers | R |  |  |  |  | 27.9271 | 15.5115 | 14.6806 | 18.2171 | 10.8298 | 20.5949 | 18.4861 | 17.7984
CO2 | CO2 to E-Fuels [kt] | R |  |  |  |  | 24.1319 | 24.0687 | 24.0314 | 24.0716 | 39.4227 | 39.0739 | 39.3741 | 39.2638
Fuels | E-Fuel Demand [TWh H2] | I |  |  |  |  | 293.2889 | 293.2889 | 293.2889 | 293.2889 | 505.2913 | 505.2913 | 505.2913 | 505.2913
| E-Fuel Shortage [TWh H2] | R |  |  |  |  | 0 | 0 | 0 | 0 | 0 | 0 | 0 | 0
Prices [€/MWh]
Electricity | 10%-Quan. | R |  |  |  |  | 5.998 | 5.212 | 5.4019 | 5.4633 | 5.8722 | 4.9934 | 5.8723 | 5.5207
| Load-Weighted Average | R |  |  |  |  | 43.4828 | 29.8622 | 35.593 | 35.0223 | 38.4633 | 49.334 | 45.711 | 45.7107
| 90%-Quan. | R |  |  |  |  | 94.5849 | 58.7561 | 63.2532 | 68.839 | 81.1204 | 115.6658 | 106.1855 | 104.9646
H2 | 10%-Quan. | R |  |  |  |  | 55.6838 | 32.8332 | 48.5895 | 43.5169 | 19.8015 | 18.8248 | 20.8256 | 19.8205
| Load-Weighted Average | R |  |  |  |  | 80.4167 | 60.6172 | 66.4464 | 67.2927 | 53.2593 | 61.0766 | 57.0689 | 57.9101
| 90%-Quan. | R |  |  |  |  | 103.0032 | 86.8465 | 84.0351 | 89.7963 | 90.3228 | 124.1991 | 108.4208 | 111.1125
Import Share [%]
H2 | Share of Domestic Production (Supply %) | R |  |  |  |  | 81.9427 | 82.1453 | 81.9751 | 82.0405 | 80.0059 | 79.6664 | 79.1297 | 79.5196
| Share of Non-EU Imports (Supply %) | R |  |  |  |  | 18.0573 | 17.8547 | 18.0249 | 17.9595 | 19.9941 | 20.3336 | 20.8703 | 20.4804
Energy Balance [TWh]
Electricity + | Electricity Generation | R |  |  |  |  | 3909.8952 | 3943.4189 | 3981.5717 | 3947.9636 | 4787.2942 | 4756.6851 | 4684.5681 | 4733.9602
| DSR | R |  |  |  |  | 0.92785 | 0.76469 | 1.0901 | 0.91123 | 1.2406 | 3.6005 | 1.7575 | 2.3913
| Net Imports | R |  |  |  |  | country level specific | country level specific | country level specific | country level specific | country level specific | country level specific | country level specific | country level specific
| Electricity Shortage | R |  |  |  |  | 0.00047938 | 0.0049267 | 0.10985 | 0.038483 | 0.0012607 | 0.013794 | 0.0041155 | 0.007416
Electricity - | Electricity Demand (Native + Fixed) | I |  |  |  |  | 3092.2238 | 3089.9373 | 3117.0695 | 3099.4397 | 3404.9603 | 3372.092 | 3378.4069 | 3381.1916
| Pump Load | R |  |  |  |  | 160.1245 | 148.9225 | 164.9928 | 156.9142 | 193.7103 | 195.4692 | 179.6957 | 188.808
| Electrolyzer Load | R |  |  |  |  | 502.4261 | 542.1199 | 540.3523 | 532.0101 | 888.0503 | 883.0702 | 838.9378 | 866.4132
| Heat Electrical Usage | R |  |  |  |  | 21.8671 | 25.327 | 25.9484 | 24.7017 | 38.4347 | 34.9848 | 35.7125 | 35.9659
| Net Battery Load | R |  |  |  |  | 15.8057 | 15.6614 | 15.6887 | 15.7051 | 22.5766 | 21.8639 | 21.2373 | 21.7558
| Net EV Load | R |  |  |  |  | 235.6531 | 235.5998 | 235.5729 | 235.6037 | 338.7606 | 338.6612 | 338.4131 | 338.5818
Electricity Balance |  | R |  |  |  |  | country level specific | country level specific | country level specific | country level specific | country level specific | country level specific | country level specific | country level specific
H2 + | H2 Domestic Production | R |  |  |  |  | 503.928 | 510.3636 | 504.4973 | 506.8832 | 792.2143 | 799.8202 | 775.0997 | 788.4108
| NH3 Imports | R |  |  |  |  | 58.3022 | 58.3022 | 58.3022 | 58.3022 | 109.7799 | 109.9906 | 109.7847 | 109.8661
| Non-EU Imports | R |  |  |  |  | 52.7461 | 52.6278 | 52.6278 | 52.6562 | 88.2006 | 94.1511 | 94.6466 | 93.1592
| Net Imports | R |  |  |  |  | country level specific | country level specific | country level specific | country level specific | country level specific | country level specific | country level specific | country level specific
| H2 Shortage | R |  |  |  |  | 2.4481 | 2.4814 | 2.3691 | 2.4363 | 0.87637 | 0.94666 | 0.65889 | 0.81749
H2 - | H2 Demand | I |  |  |  |  | 431.7447 | 433.5459 | 431.6008 | 432.4717 | 677.0753 | 701.3815 | 686.2438 | 690.4652
| H2 to Hydrogen GT | R |  |  |  |  | 50.6742 | 54.2142 | 51.0356 | 52.3157 | 121.006 | 112.4892 | 104.239 | 110.8925
| H2 to Heat | R |  |  |  |  | 1.8636 | 3.3776 | 2.5961 | 2.7563 | 2.4791 | 2.4914 | 2.121 | 2.3408
| H2 to eFuels | R |  |  |  |  | 132.451 | 132.0924 | 131.8907 | 132.1119 | 216.0711 | 214.1125 | 215.7794 | 215.171
| Net H2 Storage Load | R |  |  |  |  | 0.691 | 0.54491 | 0.67324 | 0.62232 | 0.60533 | 1.0705 | 0.98894 | 0.94485
H2 Balance |  | R |  |  |  |  | country level specific | country level specific | country level specific | country level specific | country level specific | country level specific | country level specific | country level specific
Note on C3: Input Value / Result

## AL
|  | I/R | 2030 |  |  |  | 2035 |  |  |  | 2040 |  |  |  | 2050
|  |  | CY1 | CY2 | CY3 | Weighted WS | WS032 | WS037 | WS059 | Weighted WS | WS065 | WS071 | WS077 | Weighted WS | CY1 | CY2 | CY3 | Weighted WS
Installed Capacity [GW]
Electricity | Wind Onshore | I |  |  |  |  | 0.9 | 0.9 | 0.9 | 0.9 | 1.1 | 1.1 | 1.1 | 1.1
| Wind Offshore Radial | I
| Wind Offshore Hub | I
| Solar PV | I |  |  |  |  | 1.4 | 1.4 | 1.4 | 1.4 | 1.6 | 1.6 | 1.6 | 1.6
| Solar CSP | I
| SRES Electricity | I
| Run of River | I |  |  |  |  | 0.53476 | 0.53476 | 0.53476 | 0.53476 | 0.73476 | 0.73476 | 0.73476 | 0.73476
| Pondage | I
| Reservoir | I |  |  |  |  | 2.0317 | 2.0317 | 2.0317 | 2.0317 | 2.0317 | 2.0317 | 2.0317 | 2.0317
| PS Turbine | I
| PS Pump | I
| Biofuel | I
| Other RES | I
| Nuclear | I
| Natural Gas | I |  |  |  |  | 0.3 | 0.3 | 0.3 | 0.3 | 0.3 | 0.3 | 0.3 | 0.3
| Crude Oil | I
| Coal | I
| Hydrogen GT | I
| Fuel Cell | I
| Other Non RES | I
| Adequacy Units | I
| Batteries | I
| Batteries [GWh] | I
H2 | SMR (Blue) and Pyrolisis | I
| SMR (Grey) | I
| Electrolyzers E-Market (P2G) [GW Elec] | I
| Electrolyzers DRES (P2G) [GW Elec] | I
| Electrolyzers SRES (P2G) [GW Elec] | I
| H2 Adequacy Units | I
| NH3 Imports - High Band | I
| NH3 Imports - Low Band | I
| NH3 Terminal Capacity | I
| Non-EU H2 Imports - High Band | I
| Non-EU H2 Imports - Low Band | I
| Non-EU H2 Pipeline Capacity | I
| EU Cross-Border Pipeline Capacity (Import) | I
| EU Cross-Border Pipeline Capacity (Export) | I
| H2 Storage Injection Capacity | I
| H2 Storage Withdrawal Capacity [GW] | I
| H2 Storage WGV [TWh] | I
| SNG Capacity (from H2) | I
| E-Liquids Capacity (from H2) | I
Generation [TWh]
Electricity | Wind Onshore | R |  |  |  |  | 2.6634 | 3.1125 | 2.9438 | 2.9491 | 3.2498 | 3.3848 | 3.0928 | 3.241
| Wind Offshore Radial | R
| Wind Offshore Hub | R
| Solar PV | R |  |  |  |  | 2.2846 | 2.0913 | 2.2599 | 2.1933 | 2.5098 | 2.4098 | 2.4313 | 2.4384
| Solar CSP | R
| SRES Electricity | R
| Run of River | R |  |  |  |  | 0.76263 | 1.4684 | 1.2877 | 1.2394 | 1.5319 | 1.7326 | 1.5775 | 1.6304
| Pondage | R
| Reservoir | R |  |  |  |  | 3.4694 | 8.1885 | 6.1535 | 6.3844 | 5.6288 | 6.6644 | 5.0131 | 5.7968
| PS Turbine | R
| Biofuel | R
| Other RES | R
| Nuclear | R
| Natural Gas | R |  |  |  |  | 0.01848 | 0 | 0 | 0.0044352 | 0 | 0.0023458 | 0 | 0.00093832
| Crude Oil | R
| Coal | R
| Hydrogen GT | R
| Fuel Cell | R
| Other Non RES | R
| Adequacy Units | R
| ENS | R |  |  |  |  | 0 | 0 | 0 | 0 | 0 | 0 | 0 | 0
| RES Curtailment | R |  |  |  |  | 0.13588 | 0.17192 | 0.12177 | 0.14672 | 0.20243 | 0.23166 | 0.11391 | 0.17871
Electricity - Flexibility | Batteries Charging | R
| Batteries Discharging | R
| EV Discharging (Prosumer) | R
| EV Discharging (E-Market) | R
| DSR | R
H2 | SMR (Blue) and Pyrolisis | R
| SMR (Grey) | R
| Electrolyzers E-Market (P2G) | R
| Electrolyzers DRES (P2G) | R
| Electrolyzers SRES (P2G) | R
| H2 Adequacy Units | R
| NH3 Imports - High Band | R
| NH3 Imports - Low Band | R
| Non-EU H2 Imports - High Band | R
| Non-EU H2 Imports - Low Band | R
| H2 Storage Injection | R
| H2 Storage Withdrawal | R
| Max Hourly State of Charge [%] | R
Heat | Heat Production from H2 HHP [TWh Heat] | I
| Share of Heat from H2 Boilers [%] | R
| Heat Production from CH4 HHP [TWh Heat] | I
| Share of Heat from CH4 Boilers [%] | R
CO2 | CO2 Emissions Electricity Sector [Mt] | R |  |  |  |  | 0.0053722 | 0 | 0 | 0.0012893 | 0 | 0.00057763 | 0 | 0.00023105
| CO2 Emissions Hydrogen Sector [Mt] | R |  |  |  |  | 0 | 0 | 0 | 0 | 0 | 0 | 0 | 0
FLH [h]
Electricity | Wind Onshore | R |  |  |  |  | 2959.3616 | 3458.3701 | 3270.9061 | 3276.745 | 2954.319 | 3077.0625 | 2811.6799 | 2946.3607
| Wind Offshore Radial | R
| Wind Offshore Hub | R
| Solar PV | R |  |  |  |  | 1631.8392 | 1493.8014 | 1614.1964 | 1566.6608 | 1568.6492 | 1506.1434 | 1519.557 | 1524.01
| Solar CSP | R
| SRES Electricity | R
| Run of River | R |  |  |  |  | 1426.1219 | 2745.8981 | 2408.0668 | 2317.6675 | 2084.8382 | 2358.0297 | 2146.9715 | 2218.9681
| Pondage | R
| Reservoir | R |  |  |  |  | 1707.5807 | 4030.2955 | 3028.6923 | 3142.3149 | 2770.4148 | 3280.1555 | 2467.3942 | 2853.1028
| PS Turbine | R
| Biofuel | R
| Other RES | R
| Nuclear | R
| Natural Gas | R |  |  |  |  | 61.6007 | 0 | 0 | 14.7842 | 0 | 7.8193 | 0 | 3.1277
| Crude Oil | R
| Coal | R
| Hydrogen GT | R
| Fuel Cell | R
| Other Non RES | R
| Adequacy Units | R
| Batteries | R
H2 | SMR (Blue) and Pyrolisis | R
| SMR (Grey) | R
| Electrolyzers E-Market (P2G) | R
| Electrolyzers DRES (P2G) | R
| Electrolyzers SRES (P2G) | R
| H2 Adequacy Units | R
| NH3 Terminals (Import) | R
| Non-EU H2 Pipelines (Import) | R
| H2 Pipelines (Import) | R
| H2 Pipelines (Export) | R
| H2 to SNG | R
| H2 to E-Liquids | R
Exchange [TWh]
Electricity | Imports | R |  |  |  |  | 3.4367 | 1.4922 | 2.548 | 2.3073 | 2.6306 | 1.7194 | 2.6481 | 2.2731
| Exports | R |  |  |  |  | 4.1788 | 8.0948 | 6.4795 | 6.6219 | 6.9663 | 7.5927 | 6.223 | 6.9195
H2 | NH3 Imports | R
| Non-EU Imports | R
| EU Imports | R
| EU Exports | R
E-Fuels | SNG Imports [TWh H2] | R |  |  |  |  | EU27 level specific | EU27 level specific | EU27 level specific | EU27 level specific | EU27 level specific | EU27 level specific | EU27 level specific | EU27 level specific
| E-Liquid Imports [TWh H2] | R |  |  |  |  | EU27 level specific | EU27 level specific | EU27 level specific | EU27 level specific | EU27 level specific | EU27 level specific | EU27 level specific | EU27 level specific
Consumption [TWh]
Electricity | Native Demand (Prosumer) | I
| Fixed Load (Prosumer) | I
| Charging Station Load (Prosumer) | R
| Native Demand (E-Market) | I |  |  |  |  | 8.4564 | 8.2582 | 8.7135 | 8.456 | 8.5845 | 8.3207 | 8.5399 | 8.4611
| Fixed Load (Emarket) | I |  |  |  |  | 0 | 0 | 0 | 0 | 0 | 0 | 0 | 0
| Charging Station Load (E-Market) | R
| PS Pump Load | R
| Electrolyzers E-Market (P2G) | R
| Electricity for H2 HHPs | R
| Electricity for CH4 HHPs | R
H2 | H2 Demand | I |  |  |  |  | 0 | 0 | 0 | 0 | 0 | 0 | 0 | 0
| Shortage Quantity | R |  |  |  |  | 0 | 0 | 0 | 0 | 0 | 0 | 0 | 0
| H2 for Hydrogen GT | R
| H2 for HHP Boilers | R
| H2 to SNG | R
| H2 to E-Liquids | R
Methane | CH4 for HHP Boilers | R
CO2 | CO2 to E-Fuels [kt] | R |  |  |  |  | EU27 level specific | EU27 level specific | EU27 level specific | EU27 level specific | EU27 level specific | EU27 level specific | EU27 level specific | EU27 level specific
Fuels | E-Fuel Demand [TWh H2] | I |  |  |  |  | EU27 level specific | EU27 level specific | EU27 level specific | EU27 level specific | EU27 level specific | EU27 level specific | EU27 level specific | EU27 level specific
| E-Fuel Shortage [TWh H2] | R |  |  |  |  | EU27 level specific | EU27 level specific | EU27 level specific | EU27 level specific | EU27 level specific | EU27 level specific | EU27 level specific | EU27 level specific
Prices [€/MWh]
Electricity | 10%-Quan. | R |  |  |  |  | 0.01 | 0 | 0.01 | 0.0057 | 0 | 0 | 0 | 0
| Load-Weighted Average | R |  |  |  |  | 47.6252 | 14.9452 | 24.4607 | 25.9285 | 20.3628 | 16.4278 | 28.7347 | 22.1376
| 90%-Quan. | R |  |  |  |  | 102.5623 | 19.9563 | 39.6059 | 46.2661 | 46.2958 | 24.4021 | 64.8259 | 44.9504
H2 | 10%-Quan. | R
| Load-Weighted Average | R
| 90%-Quan. | R
Import Share [%]
H2 | Share of Domestic Production (Supply %) | R |  |  |  |  | EU27 level specific | EU27 level specific | EU27 level specific | EU27 level specific | EU27 level specific | EU27 level specific | EU27 level specific | EU27 level specific
| Share of Non-EU Imports (Supply %) | R |  |  |  |  | EU27 level specific | EU27 level specific | EU27 level specific | EU27 level specific | EU27 level specific | EU27 level specific | EU27 level specific | EU27 level specific
Energy Balance [TWh]
Electricity + | Electricity Generation | R |  |  |  |  | 9.1985 | 14.8608 | 12.6449 | 12.7706 | 12.9202 | 14.194 | 12.1148 | 13.1075
| DSR | R
| Net Imports | R |  |  |  |  | -0.74211 | -6.6026 | -3.9314 | -4.3146 | -4.3357 | -5.8733 | -3.5749 | -4.6464
| Electricity Shortage | R |  |  |  |  | 0 | 0 | 0 | 0 | 0 | 0 | 0 | 0
Electricity - | Electricity Demand (Native + Fixed) | I |  |  |  |  | 8.4564 | 8.2582 | 8.7135 | 8.456 | 8.5845 | 8.3207 | 8.5399 | 8.4611
| Pump Load | R
| Electrolyzer Load | R
| Heat Electrical Usage | R
| Net Battery Load | R
| Net EV Load | R
Electricity Balance |  | R |  |  |  |  | 1.2292e-12 | -5.5103e-12 | 1.1706e-12 | -1.6881e-12 | -5.6843e-13 | 6.3238e-13 | -1.2612e-12 | -3.6522e-13
H2 + | H2 Domestic Production | R
| NH3 Imports | R
| Non-EU Imports | R
| Net Imports | R
| H2 Shortage | R |  |  |  |  | 0 | 0 | 0 | 0 | 0 | 0 | 0 | 0
H2 - | H2 Demand | I |  |  |  |  | 0 | 0 | 0 | 0 | 0 | 0 | 0 | 0
| H2 to Hydrogen GT | R
| H2 to Heat | R
| H2 to eFuels | R
| Net H2 Storage Load | R
H2 Balance |  | R |  |  |  |  | 0 | 0 | 0 | 0 | 0 | 0 | 0 | 0
Note on C3: Input Value / Result

## AT
|  | I/R | 2030 |  |  |  | 2035 |  |  |  | 2040 |  |  |  | 2050
|  |  | CY1 | CY2 | CY3 | Weighted WS | WS032 | WS037 | WS059 | Weighted WS | WS065 | WS071 | WS077 | Weighted WS | CY1 | CY2 | CY3 | Weighted WS
Installed Capacity [GW]
Electricity | Wind Onshore | I |  |  |  |  | 10 | 10 | 10 | 10 | 11.6 | 11.6 | 11.6 | 11.6
| Wind Offshore Radial | I
| Wind Offshore Hub | I
| Solar PV | I |  |  |  |  | 20.4999 | 20.4999 | 20.4999 | 20.4999 | 28 | 28 | 28 | 28
| Solar CSP | I
| SRES Electricity | I
| Run of River | I |  |  |  |  | 5.4148 | 5.4148 | 5.4148 | 5.4148 | 5.4238 | 5.4238 | 5.4238 | 5.4238
| Pondage | I |  |  |  |  | 1.15 | 1.15 | 1.15 | 1.15 | 1.15 | 1.15 | 1.15 | 1.15
| Reservoir | I |  |  |  |  | 2.559 | 2.559 | 2.559 | 2.559 | 2.559 | 2.559 | 2.559 | 2.559
| PS Turbine | I |  |  |  |  | 7.5423 | 7.5423 | 7.5423 | 7.5423 | 7.5423 | 7.5423 | 7.5423 | 7.5423
| PS Pump | I |  |  |  |  | 6.3374 | 6.3374 | 6.3374 | 6.3374 | 6.3374 | 6.3374 | 6.3374 | 6.3374
| Biofuel | I
| Other RES | I |  |  |  |  | 0.76772 | 0.76772 | 0.76772 | 0.76772 | 0.76772 | 0.76772 | 0.76772 | 0.76772
| Nuclear | I
| Natural Gas | I |  |  |  |  | 1.8338 | 1.8338 | 1.8338 | 1.8338
| Crude Oil | I |  |  |  |  | 0.122 | 0.122 | 0.122 | 0.122
| Coal | I
| Hydrogen GT | I | [8 empty] | 3 | 3 | 3 | 3
| Fuel Cell | I
| Other Non RES | I |  |  |  |  | 0.4643 | 0.4643 | 0.4643 | 0.4643 | 1.2 | 1.2 | 1.2 | 1.2
| Adequacy Units | I
| Batteries | I |  |  |  |  | 3.6 | 3.6 | 3.6 | 3.6 | 5.9 | 5.9 | 5.9 | 5.9
| Batteries [GWh] | I |  |  |  |  | 7.2 | 7.2 | 7.2 | 7.2 | 11.8 | 11.8 | 11.8 | 11.8
H2 | SMR (Blue) and Pyrolisis | I
| SMR (Grey) | I
| Electrolyzers E-Market (P2G) [GW Elec] | I |  |  |  |  | 3.05 | 3.05 | 3.05 | 3.05 | 5.1 | 5.1 | 5.1 | 5.1
| Electrolyzers DRES (P2G) [GW Elec] | I
| Electrolyzers SRES (P2G) [GW Elec] | I
| H2 Adequacy Units | I
| NH3 Imports - High Band | I
| NH3 Imports - Low Band | I
| NH3 Terminal Capacity | I
| Non-EU H2 Imports - High Band | I
| Non-EU H2 Imports - Low Band | I
| Non-EU H2 Pipeline Capacity | I
| EU Cross-Border Pipeline Capacity (Import) | I |  |  |  |  | 16.3136 | 16.3136 | 16.3136 | 16.3136 | 17.4788 | 17.4788 | 17.4788 | 17.4788
| EU Cross-Border Pipeline Capacity (Export) | I |  |  |  |  | 14.8305 | 14.8305 | 14.8305 | 14.8305 | 15.9958 | 15.9958 | 15.9958 | 15.9958
| H2 Storage Injection Capacity | I |  |  |  |  | 0 | 0 | 0 | 0 | 0 | 0 | 0 | 0
| H2 Storage Withdrawal Capacity [GW] | I
| H2 Storage WGV [TWh] | I
| SNG Capacity (from H2) | I
| E-Liquids Capacity (from H2) | I
Generation [TWh]
Electricity | Wind Onshore | R |  |  |  |  | 23.2768 | 30.3422 | 28.0973 | 27.9057 | 26.5404 | 30.5896 | 29.9428 | 29.521
| Wind Offshore Radial | R
| Wind Offshore Hub | R
| Solar PV | R |  |  |  |  | 24.592 | 22.3028 | 24.6313 | 23.6206 | 32.1386 | 30.2167 | 31.5979 | 31.1536
| Solar CSP | R
| SRES Electricity | R
| Run of River | R |  |  |  |  | 24.4243 | 28.3751 | 26.4534 | 26.7927 | 27.1633 | 25.8464 | 25.4142 | 25.9369
| Pondage | R |  |  |  |  | 5.4018 | 6.3225 | 5.6014 | 5.8636 | 6.2254 | 5.6588 | 5.6285 | 5.76
| Reservoir | R |  |  |  |  | 4.6966 | 5.1431 | 4.4606 | 4.8107 | 5.2135 | 4.9544 | 4.9405 | 5.0007
| PS Turbine | R |  |  |  |  | 16.4016 | 15.4773 | 17.4789 | 16.3597 | 14.9012 | 15.9183 | 15.0177 | 15.3546
| Biofuel | R
| Other RES | R |  |  |  |  | 4.2819 | 4.2892 | 4.2994 | 4.2908 | 4.2125 | 4.2976 | 4.2886 | 4.277
| Nuclear | R
| Natural Gas | R |  |  |  |  | 2.7724 | 2.4564 | 2.5064 | 2.5487
| Crude Oil | R |  |  |  |  | 0 | 0 | 0 | 0
| Coal | R
| Hydrogen GT | R | [8 empty] | 5.5442 | 4.8213 | 5.2976 | 5.1564
| Fuel Cell | R
| Other Non RES | R |  |  |  |  | 0.0035686 | 0.0015294 | 0.002549 | 0.0023553 | 0.51846 | 1.0549 | 0.9113 | 0.89016
| Adequacy Units | R
| ENS | R |  |  |  |  | 0 | 0 | 0 | 0 | 0 | 0 | 0 | 0
| RES Curtailment | R |  |  |  |  | 1.3671 | 1.1868 | 0.90295 | 1.1364 | 2.2565 | 1.2841 | 1.2454 | 1.4631
Electricity - Flexibility | Batteries Charging | R |  |  |  |  | 2.2368 | 2.2797 | 2.2544 | 2.2611 | 3.5916 | 3.63 | 3.5484 | 3.5897
| Batteries Discharging | R |  |  |  |  | 2.0578 | 2.0973 | 2.0741 | 2.0802 | 3.3042 | 3.3396 | 3.2645 | 3.3025
| EV Discharging (Prosumer) | R |  |  |  |  | 0.18526 | 0.13757 | 0.19704 | 0.16864 | 0.30778 | 0.26521 | 0.3379 | 0.3028
| EV Discharging (E-Market) | R |  |  |  |  | 0.00067726 | 0.00099365 | 0.001263 | 0.0010066 | 0.011572 | 0.0096574 | 0.0048927 | 0.0081344
| DSR | R |  |  |  |  | 0 | 0 | 0 | 0 | 0 | 0.043232 | 0 | 0.017293
H2 | SMR (Blue) and Pyrolisis | R
| SMR (Grey) | R
| Electrolyzers E-Market (P2G) | R |  |  |  |  | 12.128 | 16.5818 | 15.0661 | 15.0127 | 21.7288 | 21.8129 | 20.5437 | 21.2884
| Electrolyzers DRES (P2G) | R
| Electrolyzers SRES (P2G) | R
| H2 Adequacy Units | R
| NH3 Imports - High Band | R
| NH3 Imports - Low Band | R
| Non-EU H2 Imports - High Band | R
| Non-EU H2 Imports - Low Band | R
| H2 Storage Injection | R
| H2 Storage Withdrawal | R
| Max Hourly State of Charge [%] | R
Heat | Heat Production from H2 HHP [TWh Heat] | I
| Share of Heat from H2 Boilers [%] | R
| Heat Production from CH4 HHP [TWh Heat] | I
| Share of Heat from CH4 Boilers [%] | R
CO2 | CO2 Emissions Electricity Sector [Mt] | R |  |  |  |  | 0.89648 | 0.7562 | 0.77317 | 0.79547 | 0 | 0 | 0 | 0
| CO2 Emissions Hydrogen Sector [Mt] | R |  |  |  |  | 0 | 0 | 0 | 0 | 0 | 0 | 0 | 0
FLH [h]
Electricity | Wind Onshore | R |  |  |  |  | 2327.6755 | 3034.2178 | 2809.7292 | 2790.5664 | 2287.9659 | 2637.0317 | 2581.2769 | 2544.9166
| Wind Offshore Radial | R
| Wind Offshore Hub | R
| Solar PV | R |  |  |  |  | 1199.6179 | 1087.948 | 1201.5338 | 1152.2321 | 1147.8081 | 1079.1684 | 1128.4948 | 1112.6269
| Solar CSP | R
| SRES Electricity | R
| Run of River | R |  |  |  |  | 4510.636 | 5240.261 | 4885.3743 | 4948.0384 | 5008.1539 | 4765.3493 | 4685.67 | 4782.0385
| Pondage | R |  |  |  |  | 4697.2 | 5497.7372 | 4870.7366 | 5098.6981 | 5413.3098 | 4920.6428 | 4894.3114 | 5008.6437
| Reservoir | R |  |  |  |  | 1835.2909 | 2009.7699 | 1743.0648 | 1879.8823 | 2037.3021 | 1936.048 | 1930.6088 | 1954.1232
| PS Turbine | R |  |  |  |  | 2174.6155 | 2052.0698 | 2317.4479 | 2169.0555 | 1975.6833 | 2110.5301 | 1991.1251 | 2035.7988
| Biofuel | R
| Other RES | R |  |  |  |  | 5577.3775 | 5586.8991 | 5600.183 | 5588.9976 | 5486.9622 | 5597.824 | 5586.1275 | 5570.973
| Nuclear | R
| Natural Gas | R |  |  |  |  | 1511.8549 | 1339.5109 | 1366.8049 | 1389.8805
| Crude Oil | R |  |  |  |  | 0 | 0 | 0 | 0
| Coal | R
| Hydrogen GT | R | [8 empty] | 1848.0883 | 1607.1229 | 1765.8645 | 1718.8126
| Fuel Cell | R
| Other Non RES | R |  |  |  |  | 7.6859 | 3.2939 | 5.4899 | 5.0727 | 432.0536 | 879.0644 | 759.4191 | 741.8041
| Adequacy Units | R
| Batteries | R |  |  |  |  | 571.6183 | 582.5967 | 576.1319 | 577.8285 | 560.0403 | 566.0284 | 553.3112 | 559.7439
H2 | SMR (Blue) and Pyrolisis | R
| SMR (Grey) | R
| Electrolyzers E-Market (P2G) | R |  |  |  |  | 5680.5586 | 7766.6395 | 7056.7399 | 7031.7132 | 6000.7759 | 6023.9945 | 5673.4806 | 5879.1452
| Electrolyzers DRES (P2G) | R
| Electrolyzers SRES (P2G) | R
| H2 Adequacy Units | R
| NH3 Terminals (Import) | R
| Non-EU H2 Pipelines (Import) | R
| H2 Pipelines (Import) | R |  |  |  |  | 1601.4377 | 1251.4577 | 1267.6257 | 1340.7883 | 1140.6847 | 1339.6648 | 1314.7517 | 1289.9035
| H2 Pipelines (Export) | R |  |  |  |  | 2018.2101 | 1919.008 | 1839.0491 | 1916.4301 | 1140.4656 | 1354.7367 | 1235.4627 | 1264.1729
| H2 to SNG | R
| H2 to E-Liquids | R
Exchange [TWh]
Electricity | Imports | R |  |  |  |  | 35.6713 | 31.9884 | 33.1766 | 33.2644 | 36.1887 | 37.2107 | 34.7477 | 36.0211
| Exports | R |  |  |  |  | 34.5466 | 34.4902 | 34.2899 | 34.4376 | 31.6168 | 32.6006 | 33.4485 | 32.743
H2 | NH3 Imports | R
| Non-EU Imports | R
| EU Imports | R |  |  |  |  | 26.1251 | 20.4157 | 20.6795 | 21.873 | 19.9378 | 23.4158 | 22.9803 | 22.546
| EU Exports | R |  |  |  |  | 29.9311 | 28.4599 | 27.274 | 28.4216 | 18.2426 | 21.67 | 19.7622 | 20.2214
E-Fuels | SNG Imports [TWh H2] | R |  |  |  |  | EU27 level specific | EU27 level specific | EU27 level specific | EU27 level specific | EU27 level specific | EU27 level specific | EU27 level specific | EU27 level specific
| E-Liquid Imports [TWh H2] | R |  |  |  |  | EU27 level specific | EU27 level specific | EU27 level specific | EU27 level specific | EU27 level specific | EU27 level specific | EU27 level specific | EU27 level specific
Consumption [TWh]
Electricity | Native Demand (Prosumer) | I |  |  |  |  | 4.4807 | 4.147 | 4.2363 | 4.2565 | 9.2666 | 8.1673 | 7.7874 | 8.2352
| Fixed Load (Prosumer) | I |  |  |  |  | -12.3564 | -11.1919 | -12.228 | -11.8133 | -14.8357 | -13.6731 | -14.2606 | -14.1406
| Charging Station Load (Prosumer) | R |  |  |  |  | 5.9678 | 5.9139 | 5.9812 | 5.949 | 4.1268 | 4.0786 | 4.1609 | 4.1212
| Native Demand (E-Market) | I |  |  |  |  | 70.5688 | 70.3128 | 70.7675 | 70.5243 | 80.2015 | 79.5439 | 79.6785 | 79.7292
| Fixed Load (Emarket) | I |  |  |  |  | 0 | 0 | 0 | 0 | 0 | 0 | 0 | 0
| Charging Station Load (E-Market) | R |  |  |  |  | 2.4685 | 2.4689 | 2.4692 | 2.4689 | 1.6324 | 1.6303 | 1.6249 | 1.6286
| PS Pump Load | R |  |  |  |  | 18.5275 | 16.8255 | 19.6867 | 18.1782 | 16.0659 | 17.5265 | 16.4713 | 16.8123
| Electrolyzers E-Market (P2G) | R |  |  |  |  | 17.3257 | 23.6883 | 21.5231 | 21.4467 | 30.604 | 30.7224 | 28.9348 | 29.9836
| Electricity for H2 HHPs | R
| Electricity for CH4 HHPs | R
H2 | H2 Demand | I |  |  |  |  | 8.3221 | 8.5376 | 8.4716 | 8.4641 | 13.8329 | 15.3213 | 14.7951 | 14.8132
| Shortage Quantity | R |  |  |  |  | 0 | 0 | 0 | 0 | 0 | 0 | 0 | 0
| H2 for Hydrogen GT | R |  |  |  |  | 0 | 0 | 0 | 0 | 9.5911 | 8.2373 | 8.9667 | 8.7998
| H2 for HHP Boilers | R
| H2 to SNG | R
| H2 to E-Liquids | R
Methane | CH4 for HHP Boilers | R
CO2 | CO2 to E-Fuels [kt] | R |  |  |  |  | EU27 level specific | EU27 level specific | EU27 level specific | EU27 level specific | EU27 level specific | EU27 level specific | EU27 level specific | EU27 level specific
Fuels | E-Fuel Demand [TWh H2] | I |  |  |  |  | EU27 level specific | EU27 level specific | EU27 level specific | EU27 level specific | EU27 level specific | EU27 level specific | EU27 level specific | EU27 level specific
| E-Fuel Shortage [TWh H2] | R |  |  |  |  | EU27 level specific | EU27 level specific | EU27 level specific | EU27 level specific | EU27 level specific | EU27 level specific | EU27 level specific | EU27 level specific
Prices [€/MWh]
Electricity | 10%-Quan. | R |  |  |  |  | 0.01 | 0.01 | 0 | 0.0067 | 0 | 0.01 | 0.01 | 0.008
| Load-Weighted Average | R |  |  |  |  | 33.307 | 16.4747 | 20.4803 | 21.8363 | 29.4579 | 45.2007 | 35.21 | 38.0558
| 90%-Quan. | R |  |  |  |  | 86.4 | 38.5709 | 38.9365 | 50.1705 | 65.8011 | 110.69 | 93.9772 | 95.0271
H2 | 10%-Quan. | R |  |  |  |  | 49.5659 | 24.0009 | 45.0468 | 37.0817 | 22.4154 | 23.4692 | 23.8519 | 23.4115
| Load-Weighted Average | R |  |  |  |  | 66.1846 | 35.0189 | 51.1574 | 47.8244 | 60.8443 | 69.6131 | 71.0543 | 68.4358
| 90%-Quan. | R |  |  |  |  | 89.0735 | 56.1804 | 56.0484 | 64.0312 | 78.03 | 137.3721 | 111.1465 | 115.0134
Import Share [%]
H2 | Share of Domestic Production (Supply %) | R |  |  |  |  | EU27 level specific | EU27 level specific | EU27 level specific | EU27 level specific | EU27 level specific | EU27 level specific | EU27 level specific | EU27 level specific
| Share of Non-EU Imports (Supply %) | R |  |  |  |  | EU27 level specific | EU27 level specific | EU27 level specific | EU27 level specific | EU27 level specific | EU27 level specific | EU27 level specific | EU27 level specific
Energy Balance [TWh]
Electricity + | Electricity Generation | R |  |  |  |  | 105.851 | 114.71 | 113.5313 | 112.1949 | 122.4576 | 123.3579 | 123.039 | 123.0503
| DSR | R |  |  |  |  | 0 | 0 | 0 | 0 | 0 | 0.043232 | 0 | 0.017293
| Net Imports | R |  |  |  |  | 1.1247 | -2.5018 | -1.1133 | -1.1732 | 4.5719 | 4.6101 | 1.2992 | 3.2781
| Electricity Shortage | R |  |  |  |  | 0 | 0 | 0 | 0 | 0 | 0 | 0 | 0
Electricity - | Electricity Demand (Native + Fixed) | I |  |  |  |  | 62.6931 | 63.2679 | 62.7757 | 62.9675 | 74.6324 | 74.038 | 73.2053 | 73.8238
| Pump Load | R |  |  |  |  | 18.5275 | 16.8255 | 19.6867 | 18.1782 | 16.0659 | 17.5265 | 16.4713 | 16.8123
| Electrolyzer Load | R |  |  |  |  | 17.3257 | 23.6883 | 21.5231 | 21.4467 | 30.604 | 30.7224 | 28.9348 | 29.9836
| Heat Electrical Usage | R
| Net Battery Load | R |  |  |  |  | 0.17894 | 0.18238 | 0.18035 | 0.18089 | 0.28733 | 0.2904 | 0.28387 | 0.28717
| Net EV Load | R |  |  |  |  | 8.2504 | 8.2442 | 8.2521 | 8.2483 | 5.4399 | 5.434 | 5.443 | 5.4388
Electricity Balance |  | R |  |  |  |  | 1.2477e-11 | -1.7494e-11 | -1.3358e-12 | -4.9685e-12 | 1.8048e-11 | -8.157e-12 | 1.1099e-11 | 4.7862e-12
H2 + | H2 Domestic Production | R |  |  |  |  | 12.128 | 16.5818 | 15.0661 | 15.0127 | 21.7288 | 21.8129 | 20.5437 | 21.2884
| NH3 Imports | R
| Non-EU Imports | R
| Net Imports | R |  |  |  |  | -3.8059 | -8.0441 | -6.5945 | -6.5486 | 1.6952 | 1.7457 | 3.2181 | 2.3246
| H2 Shortage | R |  |  |  |  | 0 | 0 | 0 | 0 | 0 | 0 | 0 | 0
H2 - | H2 Demand | I |  |  |  |  | 8.3221 | 8.5376 | 8.4716 | 8.4641 | 13.8329 | 15.3213 | 14.7951 | 14.8132
| H2 to Hydrogen GT | R |  |  |  |  | 0 | 0 | 0 | 0 | 9.5911 | 8.2373 | 8.9667 | 8.7998
| H2 to Heat | R
| H2 to eFuels | R
| Net H2 Storage Load | R
H2 Balance |  | R |  |  |  |  | -3.0713e-12 | 3.8014e-12 | -5.4889e-13 | 7.1635e-13 | -1.0434e-11 | -1.0502e-11 | -9.4005e-12 | -1.0048e-11
Note on C3: Input Value / Result

## BA
|  | I/R | 2030 |  |  |  | 2035 |  |  |  | 2040 |  |  |  | 2050
|  |  | CY1 | CY2 | CY3 | Weighted WS | WS032 | WS037 | WS059 | Weighted WS | WS065 | WS071 | WS077 | Weighted WS | CY1 | CY2 | CY3 | Weighted WS
Installed Capacity [GW]
Electricity | Wind Onshore | I |  |  |  |  | 1.047 | 1.047 | 1.047 | 1.047 | 1.047 | 1.047 | 1.047 | 1.047
| Wind Offshore Radial | I
| Wind Offshore Hub | I
| Solar PV | I |  |  |  |  | 1.9453 | 1.9453 | 1.9453 | 1.9453 | 1.9453 | 1.9453 | 1.9453 | 1.9453
| Solar CSP | I
| SRES Electricity | I
| Run of River | I |  |  |  |  | 0.0321 | 0.0321 | 0.0321 | 0.0321 | 0.0321 | 0.0321 | 0.0321 | 0.0321
| Pondage | I |  |  |  |  | 0.2278 | 0.2278 | 0.2278 | 0.2278 | 0.2278 | 0.2278 | 0.2278 | 0.2278
| Reservoir | I |  |  |  |  | 1.6159 | 1.6159 | 1.6159 | 1.6159 | 1.6159 | 1.6159 | 1.6159 | 1.6159
| PS Turbine | I |  |  |  |  | 0.44 | 0.44 | 0.44 | 0.44 | 0.44 | 0.44 | 0.44 | 0.44
| PS Pump | I |  |  |  |  | 0.44 | 0.44 | 0.44 | 0.44 | 0.44 | 0.44 | 0.44 | 0.44
| Biofuel | I
| Other RES | I
| Nuclear | I
| Natural Gas | I
| Crude Oil | I
| Coal | I |  |  |  |  | 1.518 | 1.518 | 1.518 | 1.518 | 1.518 | 1.518 | 1.518 | 1.518
| Hydrogen GT | I
| Fuel Cell | I
| Other Non RES | I
| Adequacy Units | I
| Batteries | I
| Batteries [GWh] | I
H2 | SMR (Blue) and Pyrolisis | I
| SMR (Grey) | I
| Electrolyzers E-Market (P2G) [GW Elec] | I
| Electrolyzers DRES (P2G) [GW Elec] | I
| Electrolyzers SRES (P2G) [GW Elec] | I
| H2 Adequacy Units | I
| NH3 Imports - High Band | I
| NH3 Imports - Low Band | I
| NH3 Terminal Capacity | I
| Non-EU H2 Imports - High Band | I
| Non-EU H2 Imports - Low Band | I
| Non-EU H2 Pipeline Capacity | I
| EU Cross-Border Pipeline Capacity (Import) | I |  |  |  |  | 4.0607 | 4.0607 | 4.0607 | 4.0607 | 4.0607 | 4.0607 | 4.0607 | 4.0607
| EU Cross-Border Pipeline Capacity (Export) | I |  |  |  |  | 4.0607 | 4.0607 | 4.0607 | 4.0607 | 4.0607 | 4.0607 | 4.0607 | 4.0607
| H2 Storage Injection Capacity | I
| H2 Storage Withdrawal Capacity [GW] | I
| H2 Storage WGV [TWh] | I
| SNG Capacity (from H2) | I
| E-Liquids Capacity (from H2) | I
Generation [TWh]
Electricity | Wind Onshore | R |  |  |  |  | 3.1314 | 3.6115 | 3.4677 | 3.4488 | 3.3186 | 3.3316 | 3.2967 | 3.315
| Wind Offshore Radial | R
| Wind Offshore Hub | R
| Solar PV | R |  |  |  |  | 2.5627 | 2.3462 | 2.5656 | 2.4706 | 2.5192 | 2.3626 | 2.3893 | 2.4046
| Solar CSP | R
| SRES Electricity | R
| Run of River | R |  |  |  |  | 0.066903 | 0.11727 | 0.094012 | 0.097507 | 0.071758 | 0.092768 | 0.068229 | 0.07875
| Pondage | R |  |  |  |  | 0.4241 | 0.79986 | 0.65867 | 0.66309 | 0.51466 | 0.66651 | 0.48721 | 0.56442
| Reservoir | R |  |  |  |  | 3.5196 | 5.4736 | 4.6724 | 4.7402 | 3.8019 | 4.7048 | 3.667 | 4.1091
| PS Turbine | R |  |  |  |  | 0.88168 | 1.1186 | 1.2498 | 1.105 | 0.82928 | 1.038 | 0.79586 | 0.89939
| Biofuel | R
| Other RES | R
| Nuclear | R
| Natural Gas | R
| Crude Oil | R
| Coal | R |  |  |  |  | 0 | 0 | 0 | 0 | 0 | 0 | 0 | 0
| Hydrogen GT | R
| Fuel Cell | R
| Other Non RES | R
| Adequacy Units | R
| ENS | R |  |  |  |  | 0 | 0 | 0 | 0 | 0 | 0 | 0 | 0
| RES Curtailment | R |  |  |  |  | 0.031403 | 0.030333 | 0.021278 | 0.027602 | 0.0084116 | 0.010619 | 0.0083181 | 0.0092572
Electricity - Flexibility | Batteries Charging | R
| Batteries Discharging | R
| EV Discharging (Prosumer) | R
| EV Discharging (E-Market) | R
| DSR | R
H2 | SMR (Blue) and Pyrolisis | R
| SMR (Grey) | R
| Electrolyzers E-Market (P2G) | R
| Electrolyzers DRES (P2G) | R
| Electrolyzers SRES (P2G) | R
| H2 Adequacy Units | R
| NH3 Imports - High Band | R
| NH3 Imports - Low Band | R
| Non-EU H2 Imports - High Band | R
| Non-EU H2 Imports - Low Band | R
| H2 Storage Injection | R
| H2 Storage Withdrawal | R
| Max Hourly State of Charge [%] | R
Heat | Heat Production from H2 HHP [TWh Heat] | I
| Share of Heat from H2 Boilers [%] | R
| Heat Production from CH4 HHP [TWh Heat] | I
| Share of Heat from CH4 Boilers [%] | R
CO2 | CO2 Emissions Electricity Sector [Mt] | R |  |  |  |  | 0 | 0 | 0 | 0 | 0 | 0 | 0 | 0
| CO2 Emissions Hydrogen Sector [Mt] | R |  |  |  |  | 0 | 0 | 0 | 0 | 0 | 0 | 0 | 0
FLH [h]
Electricity | Wind Onshore | R |  |  |  |  | 2990.8174 | 3449.3398 | 3312.0813 | 3293.9991 | 3169.6012 | 3182.0554 | 3148.6705 | 3166.2106
| Wind Offshore Radial | R
| Wind Offshore Hub | R
| Solar PV | R |  |  |  |  | 1317.382 | 1206.0662 | 1318.8883 | 1270.0133 | 1294.9999 | 1214.531 | 1228.2452 | 1236.1105
| Solar CSP | R
| SRES Electricity | R
| Run of River | R |  |  |  |  | 2084.1969 | 3653.2822 | 2928.7202 | 3037.5963 | 2235.4614 | 2889.9533 | 2125.5246 | 2453.2834
| Pondage | R |  |  |  |  | 1861.7226 | 3511.2511 | 2891.4553 | 2910.8317 | 2259.2773 | 2925.8423 | 2138.7771 | 2477.7032
| Reservoir | R |  |  |  |  | 2178.095 | 3387.3214 | 2891.513 | 2933.4903 | 2352.7836 | 2911.5411 | 2269.3166 | 2542.8998
| PS Turbine | R |  |  |  |  | 2003.8073 | 2542.1692 | 2840.4313 | 2511.3888 | 1884.7283 | 2359.0212 | 1808.7664 | 2044.0607
| Biofuel | R
| Other RES | R
| Nuclear | R
| Natural Gas | R
| Crude Oil | R
| Coal | R |  |  |  |  | 0 | 0 | 0 | 0 | 0 | 0 | 0 | 0
| Hydrogen GT | R
| Fuel Cell | R
| Other Non RES | R
| Adequacy Units | R
| Batteries | R
H2 | SMR (Blue) and Pyrolisis | R
| SMR (Grey) | R
| Electrolyzers E-Market (P2G) | R
| Electrolyzers DRES (P2G) | R
| Electrolyzers SRES (P2G) | R
| H2 Adequacy Units | R
| NH3 Terminals (Import) | R
| Non-EU H2 Pipelines (Import) | R
| H2 Pipelines (Import) | R |  |  |  |  | 0 | 0 | 0 | 0 | 0 | 0 | 0 | 0
| H2 Pipelines (Export) | R |  |  |  |  | 0 | 0 | 0 | 0 | 0 | 0 | 0 | 0
| H2 to SNG | R
| H2 to E-Liquids | R
Exchange [TWh]
Electricity | Imports | R |  |  |  |  | 4.2093 | 2.5446 | 3.4881 | 3.2555 | 6.0312 | 5.1344 | 5.7465 | 5.5586
| Exports | R |  |  |  |  | 2.6398 | 4.2101 | 3.993 | 3.7616 | 5.1278 | 5.4991 | 4.5437 | 5.0427
H2 | NH3 Imports | R
| Non-EU Imports | R
| EU Imports | R |  |  |  |  | 0 | 0 | 0 | 0 | 0 | 0 | 0 | 0
| EU Exports | R |  |  |  |  | 0 | 0 | 0 | 0 | 0 | 0 | 0 | 0
E-Fuels | SNG Imports [TWh H2] | R |  |  |  |  | EU27 level specific | EU27 level specific | EU27 level specific | EU27 level specific | EU27 level specific | EU27 level specific | EU27 level specific | EU27 level specific
| E-Liquid Imports [TWh H2] | R |  |  |  |  | EU27 level specific | EU27 level specific | EU27 level specific | EU27 level specific | EU27 level specific | EU27 level specific | EU27 level specific | EU27 level specific
Consumption [TWh]
Electricity | Native Demand (Prosumer) | I
| Fixed Load (Prosumer) | I
| Charging Station Load (Prosumer) | R
| Native Demand (E-Market) | I |  |  |  |  | 11.1636 | 11.0501 | 11.2453 | 11.1417 | 11.2088 | 11.0829 | 11.1823 | 11.1479
| Fixed Load (Emarket) | I |  |  |  |  | 0 | 0 | 0 | 0 | 0 | 0 | 0 | 0
| Charging Station Load (E-Market) | R
| PS Pump Load | R |  |  |  |  | 0.99226 | 0.75124 | 0.9581 | 0.87735 | 0.74995 | 0.74865 | 0.72475 | 0.73935
| Electrolyzers E-Market (P2G) | R
| Electricity for H2 HHPs | R
| Electricity for CH4 HHPs | R
H2 | H2 Demand | I |  |  |  |  | 0 | 0 | 0 | 0 | 0 | 0 | 0 | 0
| Shortage Quantity | R |  |  |  |  | 0 | 0 | 0 | 0 | 0 | 0 | 0 | 0
| H2 for Hydrogen GT | R
| H2 for HHP Boilers | R
| H2 to SNG | R
| H2 to E-Liquids | R
Methane | CH4 for HHP Boilers | R
CO2 | CO2 to E-Fuels [kt] | R |  |  |  |  | EU27 level specific | EU27 level specific | EU27 level specific | EU27 level specific | EU27 level specific | EU27 level specific | EU27 level specific | EU27 level specific
Fuels | E-Fuel Demand [TWh H2] | I |  |  |  |  | EU27 level specific | EU27 level specific | EU27 level specific | EU27 level specific | EU27 level specific | EU27 level specific | EU27 level specific | EU27 level specific
| E-Fuel Shortage [TWh H2] | R |  |  |  |  | EU27 level specific | EU27 level specific | EU27 level specific | EU27 level specific | EU27 level specific | EU27 level specific | EU27 level specific | EU27 level specific
Prices [€/MWh]
Electricity | 10%-Quan. | R |  |  |  |  | 0.02 | 0.02 | 0.02 | 0.02 | 0.02 | 0.02 | 0.03 | 0.024
| Load-Weighted Average | R |  |  |  |  | 45.698 | 18.1496 | 25.6735 | 27.2441 | 29.1107 | 25.6841 | 35.4598 | 30.2797
| 90%-Quan. | R |  |  |  |  | 104.2202 | 29.2588 | 39.6059 | 50.6641 | 49.5182 | 70.437 | 72.4083 | 67.0418
H2 | 10%-Quan. | R
| Load-Weighted Average | R
| 90%-Quan. | R
Import Share [%]
H2 | Share of Domestic Production (Supply %) | R |  |  |  |  | EU27 level specific | EU27 level specific | EU27 level specific | EU27 level specific | EU27 level specific | EU27 level specific | EU27 level specific | EU27 level specific
| Share of Non-EU Imports (Supply %) | R |  |  |  |  | EU27 level specific | EU27 level specific | EU27 level specific | EU27 level specific | EU27 level specific | EU27 level specific | EU27 level specific | EU27 level specific
Energy Balance [TWh]
Electricity + | Electricity Generation | R |  |  |  |  | 10.5864 | 13.4669 | 12.7083 | 12.5252 | 11.0553 | 12.1962 | 10.7043 | 11.3713
| DSR | R
| Net Imports | R |  |  |  |  | 1.5695 | -1.6656 | -0.50488 | -0.50612 | 0.90342 | -0.36465 | 1.2028 | 0.51596
| Electricity Shortage | R |  |  |  |  | 0 | 0 | 0 | 0 | 0 | 0 | 0 | 0
Electricity - | Electricity Demand (Native + Fixed) | I |  |  |  |  | 11.1636 | 11.0501 | 11.2453 | 11.1417 | 11.2088 | 11.0829 | 11.1823 | 11.1479
| Pump Load | R |  |  |  |  | 0.99226 | 0.75124 | 0.9581 | 0.87735 | 0.74995 | 0.74865 | 0.72475 | 0.73935
| Electrolyzer Load | R
| Heat Electrical Usage | R
| Net Battery Load | R
| Net EV Load | R
Electricity Balance |  | R |  |  |  |  | -1.9327e-12 | 1.145e-11 | -8.9102e-12 | 1.5195e-12 | 4.1389e-12 | 1.2568e-11 | 2.6574e-12 | 6.9178e-12
H2 + | H2 Domestic Production | R
| NH3 Imports | R
| Non-EU Imports | R
| Net Imports | R |  |  |  |  | 0 | 0 | 0 | 0 | 0 | 0 | 0 | 0
| H2 Shortage | R |  |  |  |  | 0 | 0 | 0 | 0 | 0 | 0 | 0 | 0
H2 - | H2 Demand | I |  |  |  |  | 0 | 0 | 0 | 0 | 0 | 0 | 0 | 0
| H2 to Hydrogen GT | R
| H2 to Heat | R
| H2 to eFuels | R
| Net H2 Storage Load | R
H2 Balance |  | R |  |  |  |  | 0 | 0 | 0 | 0 | 0 | 0 | 0 | 0
Note on C3: Input Value / Result

## BE
|  | I/R | 2030 |  |  |  | 2035 |  |  |  | 2040 |  |  |  | 2050
|  |  | CY1 | CY2 | CY3 | Weighted WS | WS032 | WS037 | WS059 | Weighted WS | WS065 | WS071 | WS077 | Weighted WS | CY1 | CY2 | CY3 | Weighted WS
Installed Capacity [GW]
Electricity | Wind Onshore | I |  |  |  |  | 7.272 | 7.272 | 7.272 | 7.272 | 9.6 | 9.6 | 9.6 | 9.6
| Wind Offshore Radial | I |  |  |  |  | 4.36 | 4.36 | 4.36 | 4.36 | 4.36 | 4.36 | 4.36 | 4.36
| Wind Offshore Hub | I |  |  |  |  | 1.4 | 1.4 | 1.4 | 1.4 | 3.6 | 3.6 | 3.6 | 3.6
| Solar PV | I |  |  |  |  | 20.088 | 20.088 | 20.088 | 20.088 | 29.5 | 29.5 | 29.5 | 29.5
| Solar CSP | I
| SRES Electricity | I
| Run of River | I |  |  |  |  | 0.1622 | 0.1622 | 0.1622 | 0.1622 | 0.165 | 0.165 | 0.165 | 0.165
| Pondage | I
| Reservoir | I
| PS Turbine | I |  |  |  |  | 1.305 | 1.305 | 1.305 | 1.305 | 1.305 | 1.305 | 1.305 | 1.305
| PS Pump | I |  |  |  |  | 1.2268 | 1.2268 | 1.2268 | 1.2268 | 1.2268 | 1.2268 | 1.2268 | 1.2268
| Biofuel | I |  |  |  |  | 0.3544 | 0.3544 | 0.3544 | 0.3544 | 0.3544 | 0.3544 | 0.3544 | 0.3544
| Other RES | I |  |  |  |  | 0.59662 | 0.59662 | 0.59662 | 0.59662 | 0.59662 | 0.59662 | 0.59662 | 0.59662
| Nuclear | I |  |  |  |  | 2.056 | 2.056 | 2.056 | 2.056 | 2.056 | 2.056 | 2.056 | 2.056
| Natural Gas | I |  |  |  |  | 7.2164 | 7.2164 | 7.2164 | 7.2164 | 6.7654 | 6.7654 | 6.7654 | 6.7654
| Crude Oil | I |  |  |  |  | 0.14 | 0.14 | 0.14 | 0.14 | 0.14 | 0.14 | 0.14 | 0.14
| Coal | I
| Hydrogen GT | I
| Fuel Cell | I
| Other Non RES | I |  |  |  |  | 1.567 | 1.567 | 1.567 | 1.567 | 1.567 | 1.567 | 1.567 | 1.567
| Adequacy Units | I
| Batteries | I |  |  |  |  | 3.851 | 3.851 | 3.851 | 3.851 | 4.535 | 4.535 | 4.535 | 4.535
| Batteries [GWh] | I |  |  |  |  | 12.1991 | 12.1991 | 12.1991 | 12.1991 | 14.6827 | 14.6827 | 14.6827 | 14.6827
H2 | SMR (Blue) and Pyrolisis | I |  |  |  |  | 2 | 2 | 2 | 2 | 3.5 | 3.5 | 3.5 | 3.5
| SMR (Grey) | I
| Electrolyzers E-Market (P2G) [GW Elec] | I |  |  |  |  | 0.15 | 0.15 | 0.15 | 0.15 | 0.25 | 0.25 | 0.25 | 0.25
| Electrolyzers DRES (P2G) [GW Elec] | I
| Electrolyzers SRES (P2G) [GW Elec] | I
| H2 Adequacy Units | I
| NH3 Imports - High Band | I |  |  |  |  | 1.8945 | 1.8945 | 1.8945 | 1.8945 | 3.683 | 3.683 | 3.683 | 3.683
| NH3 Imports - Low Band | I |  |  |  |  | 1.8945 | 1.8945 | 1.8945 | 1.8945 | 3.683 | 3.683 | 3.683 | 3.683
| NH3 Terminal Capacity | I |  |  |  |  | 3.7888 | 3.7888 | 3.7888 | 3.7888 | 7.3658 | 7.3658 | 7.3658 | 7.3658
| Non-EU H2 Imports - High Band | I
| Non-EU H2 Imports - Low Band | I
| Non-EU H2 Pipeline Capacity | I
| EU Cross-Border Pipeline Capacity (Import) | I |  |  |  |  | 10.4237 | 10.4237 | 10.4237 | 10.4237 | 15.8616 | 15.8616 | 15.8616 | 15.8616
| EU Cross-Border Pipeline Capacity (Export) | I |  |  |  |  | 10.4237 | 10.4237 | 10.4237 | 10.4237 | 15.8616 | 15.8616 | 15.8616 | 15.8616
| H2 Storage Injection Capacity | I
| H2 Storage Withdrawal Capacity [GW] | I
| H2 Storage WGV [TWh] | I
| SNG Capacity (from H2) | I |  |  |  |  | 0.043474 | 0.043474 | 0.043474 | 0.043474 | 0.072456 | 0.072456 | 0.072456 | 0.072456
| E-Liquids Capacity (from H2) | I |  |  |  |  | 0.4543 | 0.4543 | 0.4543 | 0.4543 | 0.84251 | 0.84251 | 0.84251 | 0.84251
Generation [TWh]
Electricity | Wind Onshore | R |  |  |  |  | 22.2068 | 26.4093 | 24.8702 | 24.8928 | 32.0206 | 30.3481 | 27.65 | 29.6033
| Wind Offshore Radial | R |  |  |  |  | 16.4739 | 17.8387 | 17.6815 | 17.4593 | 16.9757 | 16.4169 | 15.7936 | 16.2793
| Wind Offshore Hub | R |  |  |  |  | 5.5983 | 5.9674 | 5.8573 | 5.8425 | 12.909 | 12.6332 | 12.1378 | 12.4902
| Solar PV | R |  |  |  |  | 20.3386 | 18.2507 | 19.4272 | 19.1401 | 32.0144 | 26.3232 | 27.8189 | 28.0597
| Solar CSP | R
| SRES Electricity | R
| Run of River | R |  |  |  |  | 0.39764 | 0.68291 | 0.48674 | 0.54971 | 0.35327 | 0.42552 | 0.41169 | 0.40553
| Pondage | R
| Reservoir | R
| PS Turbine | R |  |  |  |  | 1.4477 | 1.1344 | 1.3023 | 1.265 | 1.3369 | 1.0946 | 1.141 | 1.1616
| Biofuel | R |  |  |  |  | 2.6724 | 2.6714 | 2.6715 | 2.6717 | 2.6725 | 2.6734 | 2.6717 | 2.6725
| Other RES | R |  |  |  |  | 2.4539 | 2.4525 | 2.4539 | 2.4533 | 2.4537 | 2.453 | 2.4535 | 2.4534
| Nuclear | R |  |  |  |  | 8.1534 | 7.9193 | 8.1474 | 8.0507 | 6.665 | 7.5139 | 8.2214 | 7.6271
| Natural Gas | R |  |  |  |  | 6.3608 | 4.7698 | 4.29 | 4.9933 | 2.3563 | 4.8917 | 4.0637 | 4.0534
| Crude Oil | R |  |  |  |  | 0 | 0 | 0 | 0 | 0 | 0.03108 | 0 | 0.012432
| Coal | R
| Hydrogen GT | R
| Fuel Cell | R
| Other Non RES | R |  |  |  |  | 1.1259 | 0.48908 | 0.61208 | 0.68251 | 0.49898 | 0.9457 | 0.91393 | 0.84365
| Adequacy Units | R
| ENS | R |  |  |  |  | 0 | 0 | 0 | 0 | 0 | 0 | 0 | 0
| RES Curtailment | R |  |  |  |  | 0.41508 | 0.44604 | 0.67525 | 0.51425 | 2.0774 | 1.897 | 1.9101 | 1.9383
Electricity - Flexibility | Batteries Charging | R |  |  |  |  | 3.7383 | 3.5268 | 3.5848 | 3.5967 | 4.2632 | 4.1208 | 4.0636 | 4.1264
| Batteries Discharging | R |  |  |  |  | 3.4392 | 3.2447 | 3.298 | 3.309 | 3.9222 | 3.7912 | 3.7385 | 3.7963
| EV Discharging (Prosumer) | R |  |  |  |  | 0.39672 | 0.35715 | 0.33387 | 0.35896 | 1.147 | 1.0914 | 1.0724 | 1.0949
| EV Discharging (E-Market) | R |  |  |  |  | 0.001393 | 0.00057101 | 0.0009699 | 0.00089992 | 0.019213 | 0.016042 | 0.009838 | 0.014195
| DSR | R |  |  |  |  | 0.46309 | 0.21505 | 0.18184 | 0.26362 | 0.45758 | 1.0382 | 0.73372 | 0.8003
H2 | SMR (Blue) and Pyrolisis | R |  |  |  |  | 6.6244 | 2.084 | 1.4098 | 2.9512 | 5.1641 | 7.9039 | 10.4375 | 8.3694
| SMR (Grey) | R
| Electrolyzers E-Market (P2G) | R |  |  |  |  | 0.56055 | 0.60374 | 0.58978 | 0.58877 | 0.90185 | 0.84841 | 0.82155 | 0.84836
| Electrolyzers DRES (P2G) | R
| Electrolyzers SRES (P2G) | R
| H2 Adequacy Units | R
| NH3 Imports - High Band | R |  |  |  |  | 0 | 0 | 0 | 0 | 0 | 0.0038672 | 0 | 0.0015469
| NH3 Imports - Low Band | R |  |  |  |  | 16.5958 | 16.5958 | 16.5958 | 16.5958 | 32.2631 | 32.2631 | 32.2631 | 32.2631
| Non-EU H2 Imports - High Band | R
| Non-EU H2 Imports - Low Band | R
| H2 Storage Injection | R
| H2 Storage Withdrawal | R
| Max Hourly State of Charge [%] | R
Heat | Heat Production from H2 HHP [TWh Heat] | I
| Share of Heat from H2 Boilers [%] | R
| Heat Production from CH4 HHP [TWh Heat] | I |  |  |  |  | 11.302 | 11.2777 | 11.302 | 11.2915 | 8.2814 | 8.2814 | 8.2814 | 8.2814
| Share of Heat from CH4 Boilers [%] | R |  |  |  |  | 49.2454 | 40.2336 | 47.9164 | 44.9318 | 18.2181 | 28.474 | 27.9886 | 26.2287
CO2 | CO2 Emissions Electricity Sector [Mt] | R |  |  |  |  | 2.5276 | 1.7009 | 1.6344 | 1.8774 | 0.81483 | 1.6901 | 1.4228 | 1.4081
| CO2 Emissions Hydrogen Sector [Mt] | R |  |  |  |  | 0.16744 | 0.052677 | 0.035634 | 0.074596 | 0.11057 | 0.16923 | 0.22347 | 0.17919
FLH [h]
Electricity | Wind Onshore | R |  |  |  |  | 3053.7465 | 3631.6419 | 3419.989 | 3423.1016 | 3335.475 | 3161.2554 | 2880.204 | 3083.6788
| Wind Offshore Radial | R |  |  |  |  | 3778.406 | 4091.4502 | 4055.3998 | 4004.423 | 3893.5079 | 3765.338 | 3622.3845 | 3733.7906
| Wind Offshore Hub | R |  |  |  |  | 3998.7775 | 4262.4108 | 4183.8116 | 4173.201 | 3585.841 | 3509.2265 | 3371.6146 | 3469.5046
| Solar PV | R |  |  |  |  | 1012.4761 | 908.5399 | 967.1045 | 952.8109 | 1085.2348 | 892.3109 | 943.0147 | 951.1772
| Solar CSP | R
| SRES Electricity | R
| Run of River | R |  |  |  |  | 2451.5266 | 4210.3112 | 3000.8347 | 3389.0756 | 2141.0206 | 2578.881 | 2495.0701 | 2457.7846
| Pondage | R
| Reservoir | R
| PS Turbine | R |  |  |  |  | 1109.3417 | 869.2341 | 997.9135 | 969.3241 | 1024.4548 | 838.7774 | 874.3082 | 890.1252
| Biofuel | R |  |  |  |  | 7540.625 | 7537.75 | 7538.0625 | 7538.5431 | 7540.875 | 7543.4375 | 7538.6875 | 7541.025
| Other RES | R |  |  |  |  | 4112.985 | 4110.544 | 4112.952 | 4111.9245 | 4112.578 | 4111.48 | 4112.362 | 4112.0524
| Nuclear | R |  |  |  |  | 3965.651 | 3851.7785 | 3962.7293 | 3915.7217 | 3241.7136 | 3654.6146 | 3998.7228 | 3709.6777
| Natural Gas | R |  |  |  |  | 881.4304 | 660.9659 | 594.4743 | 691.9351 | 348.2829 | 723.0433 | 600.6538 | 599.1354
| Crude Oil | R |  |  |  |  | 0 | 0 | 0 | 0 | 0 | 222 | 0 | 88.8
| Coal | R
| Hydrogen GT | R
| Fuel Cell | R
| Other Non RES | R |  |  |  |  | 718.5139 | 312.1163 | 390.6098 | 435.5546 | 318.4335 | 603.5149 | 583.2415 | 538.3892
| Adequacy Units | R
| Batteries | R |  |  |  |  | 893.0646 | 842.5489 | 856.4116 | 859.2474 | 864.8699 | 835.9791 | 824.3656 | 837.1118
H2 | SMR (Blue) and Pyrolisis | R |  |  |  |  | 3312.1943 | 1042.0211 | 704.8848 | 1475.6077 | 1475.4607 | 2258.2504 | 2982.1533 | 2391.2536
| SMR (Grey) | R
| Electrolyzers E-Market (P2G) | R |  |  |  |  | 5338.5705 | 5749.9021 | 5616.9084 | 5607.2946 | 5080.8417 | 4779.7733 | 4628.476 | 4779.4681
| Electrolyzers DRES (P2G) | R
| Electrolyzers SRES (P2G) | R
| H2 Adequacy Units | R
| NH3 Terminals (Import) | R |  |  |  |  | 4380.1829 | 4380.1829 | 4380.1829 | 4380.1829 | 4380.1075 | 4380.6325 | 4380.1075 | 4380.3175
| Non-EU H2 Pipelines (Import) | R
| H2 Pipelines (Import) | R |  |  |  |  | 820.0096 | 902.6089 | 900.8339 | 882.1993 | 2161.525 | 2168.9154 | 2260.1232 | 2203.9204
| H2 Pipelines (Export) | R |  |  |  |  | 662.654 | 313.8188 | 246.0178 | 375.1649 | 1521.6097 | 1613.7437 | 1898.7623 | 1709.3244
| H2 to SNG | R |  |  |  |  | 8760 | 8760 | 8760 | 8760 | 8729 | 8676.6601 | 8760 | 8720.4641
| H2 to E-Liquids | R |  |  |  |  | 8760 | 8760 | 8760 | 8760 | 8729.9449 | 8728.055 | 8760 | 8741.211
Exchange [TWh]
Electricity | Imports | R |  |  |  |  | 54.9185 | 54.2879 | 54.4505 | 54.4929 | 61.924 | 66.0182 | 68.1022 | 66.0329
| Exports | R |  |  |  |  | 14.9997 | 15.5118 | 14.9085 | 15.1898 | 18.9708 | 19.8562 | 19.4993 | 19.5364
H2 | NH3 Imports | R |  |  |  |  | 16.5958 | 16.5958 | 16.5958 | 16.5958 | 32.2631 | 32.2669 | 32.2631 | 32.2646
| Non-EU Imports | R
| EU Imports | R |  |  |  |  | 8.5476 | 9.4086 | 9.39 | 9.1958 | 34.2852 | 34.4024 | 35.8491 | 34.9577
| EU Exports | R |  |  |  |  | 6.9073 | 3.2712 | 2.5644 | 3.9106 | 24.1351 | 25.5965 | 30.1174 | 27.1126
E-Fuels | SNG Imports [TWh H2] | R |  |  |  |  | EU27 level specific | EU27 level specific | EU27 level specific | EU27 level specific | EU27 level specific | EU27 level specific | EU27 level specific | EU27 level specific
| E-Liquid Imports [TWh H2] | R |  |  |  |  | EU27 level specific | EU27 level specific | EU27 level specific | EU27 level specific | EU27 level specific | EU27 level specific | EU27 level specific | EU27 level specific
Consumption [TWh]
Electricity | Native Demand (Prosumer) | I |  |  |  |  | 1.5392 | 1.5624 | 1.5515 | 1.5532 | 2.2807 | 2.2924 | 2.2284 | 2.2645
| Fixed Load (Prosumer) | I |  |  |  |  | 0 | 0 | 0 | 0 | 0 | 0 | 0 | 0
| Charging Station Load (Prosumer) | R |  |  |  |  | 6.4026 | 6.3578 | 6.3314 | 6.3598 | 9.4941 | 9.4312 | 9.4098 | 9.4352
| Native Demand (E-Market) | I |  |  |  |  | 112.6051 | 112.5802 | 112.6188 | 112.5989 | 133.8312 | 133.8378 | 133.5495 | 133.7212
| Fixed Load (Emarket) | I |  |  |  |  | 0 | 0 | 0 | 0 | 0 | 0 | 0 | 0
| Charging Station Load (E-Market) | R |  |  |  |  | 2.5531 | 2.5522 | 2.5526 | 2.5526 | 3.5343 | 3.5308 | 3.5237 | 3.5287
| PS Pump Load | R |  |  |  |  | 1.9303 | 1.5125 | 1.7364 | 1.6866 | 1.7826 | 1.4595 | 1.5213 | 1.5488
| Electrolyzers E-Market (P2G) | R |  |  |  |  | 0.80079 | 0.86249 | 0.84254 | 0.84109 | 1.2702 | 1.1949 | 1.1571 | 1.1949
| Electricity for H2 HHPs | R
| Electricity for CH4 HHPs | R |  |  |  |  | 1.8791 | 2.2246 | 1.9385 | 2.0473 | 2.299 | 1.9815 | 1.9811 | 2.0448
H2 | H2 Demand | I |  |  |  |  | 21.0605 | 21.0605 | 21.0605 | 21.0605 | 40.4916 | 41.843 | 41.2388 | 41.331
| Shortage Quantity | R |  |  |  |  | 0 | 0 | 0 | 0 | 0 | 0 | 0 | 0
| H2 for Hydrogen GT | R
| H2 for HHP Boilers | R
| H2 to SNG | R |  |  |  |  | 0.38083 | 0.38083 | 0.38083 | 0.38083 | 0.63247 | 0.62868 | 0.63471 | 0.63185
| H2 to E-Liquids | R |  |  |  |  | 3.9797 | 3.9797 | 3.9797 | 3.9797 | 7.3551 | 7.3535 | 7.3804 | 7.3645
Methane | CH4 for HHP Boilers | R |  |  |  |  | 6.011 | 4.9004 | 5.8488 | 5.4799 | 1.6294 | 2.5467 | 2.5033 | 2.3459
CO2 | CO2 to E-Fuels [kt] | R |  |  |  |  | EU27 level specific | EU27 level specific | EU27 level specific | EU27 level specific | EU27 level specific | EU27 level specific | EU27 level specific | EU27 level specific
Fuels | E-Fuel Demand [TWh H2] | I |  |  |  |  | EU27 level specific | EU27 level specific | EU27 level specific | EU27 level specific | EU27 level specific | EU27 level specific | EU27 level specific | EU27 level specific
| E-Fuel Shortage [TWh H2] | R |  |  |  |  | EU27 level specific | EU27 level specific | EU27 level specific | EU27 level specific | EU27 level specific | EU27 level specific | EU27 level specific | EU27 level specific
Prices [€/MWh]
Electricity | 10%-Quan. | R |  |  |  |  | 0.02 | 0.03 | 0.02 | 0.0243 | 0.01 | 0.02 | 0.02 | 0.018
| Load-Weighted Average | R |  |  |  |  | 44.6978 | 32.4105 | 37.7974 | 37.1371 | 36.6417 | 57.1071 | 46.947 | 48.95
| 90%-Quan. | R |  |  |  |  | 107.238 | 65.9325 | 80.9336 | 80.7962 | 90.8336 | 132.3096 | 119.6511 | 118.951
H2 | 10%-Quan. | R |  |  |  |  | 49.5759 | 23.8648 | 45.0243 | 37.0181 | 21.7732 | 21.5822 | 23.6559 | 22.4499
| Load-Weighted Average | R |  |  |  |  | 60.1148 | 32.0473 | 50.1468 | 44.7563 | 49.8629 | 52.8098 | 55.5886 | 53.3319
| 90%-Quan. | R |  |  |  |  | 82.6021 | 55.9484 | 56.001 | 62.3626 | 70.2165 | 124.6742 | 99.7005 | 103.7932
Import Share [%]
H2 | Share of Domestic Production (Supply %) | R |  |  |  |  | EU27 level specific | EU27 level specific | EU27 level specific | EU27 level specific | EU27 level specific | EU27 level specific | EU27 level specific | EU27 level specific
| Share of Non-EU Imports (Supply %) | R |  |  |  |  | EU27 level specific | EU27 level specific | EU27 level specific | EU27 level specific | EU27 level specific | EU27 level specific | EU27 level specific | EU27 level specific
Energy Balance [TWh]
Electricity + | Electricity Generation | R |  |  |  |  | 87.2293 | 88.5854 | 87.8 | 88.0008 | 110.2563 | 105.7502 | 103.2772 | 105.6622
| DSR | R |  |  |  |  | 0.46309 | 0.21505 | 0.18184 | 0.26362 | 0.45758 | 1.0382 | 0.73372 | 0.8003
| Net Imports | R |  |  |  |  | 39.9188 | 38.7761 | 39.542 | 39.3031 | 42.9531 | 46.1619 | 48.6028 | 46.4965
| Electricity Shortage | R |  |  |  |  | 0 | 0 | 0 | 0 | 0 | 0 | 0 | 0
Electricity - | Electricity Demand (Native + Fixed) | I |  |  |  |  | 114.1444 | 114.1426 | 114.1704 | 114.1522 | 136.1119 | 136.1302 | 135.7779 | 135.9856
| Pump Load | R |  |  |  |  | 1.9303 | 1.5125 | 1.7364 | 1.6866 | 1.7826 | 1.4595 | 1.5213 | 1.5488
| Electrolyzer Load | R |  |  |  |  | 0.80079 | 0.86249 | 0.84254 | 0.84109 | 1.2702 | 1.1949 | 1.1571 | 1.1949
| Heat Electrical Usage | R |  |  |  |  | 1.8791 | 2.2246 | 1.9385 | 2.0473 | 2.299 | 1.9815 | 1.9811 | 2.0448
| Net Battery Load | R |  |  |  |  | 0.29906 | 0.28214 | 0.28679 | 0.28774 | 0.34106 | 0.32967 | 0.32509 | 0.33011
| Net EV Load | R |  |  |  |  | 8.5576 | 8.5522 | 8.5492 | 8.5525 | 11.8623 | 11.8546 | 11.8512 | 11.8548
Electricity Balance |  | R |  |  |  |  | 1.269e-11 | 2.2453e-12 | -1.4069e-12 | 3.5469e-12 | -3.4674e-12 | 2.2197e-11 | -9.4076e-12 | 4.4224e-12
H2 + | H2 Domestic Production | R |  |  |  |  | 7.1849 | 2.6878 | 1.9995 | 3.54 | 6.066 | 8.7523 | 11.2591 | 9.2177
| NH3 Imports | R |  |  |  |  | 16.5958 | 16.5958 | 16.5958 | 16.5958 | 32.2631 | 32.2669 | 32.2631 | 32.2646
| Non-EU Imports | R
| Net Imports | R |  |  |  |  | 1.6402 | 6.1374 | 6.8256 | 5.2852 | 10.1501 | 8.8059 | 5.7318 | 7.8451
| H2 Shortage | R |  |  |  |  | 0 | 0 | 0 | 0 | 0 | 0 | 0 | 0
H2 - | H2 Demand | I |  |  |  |  | 21.0605 | 21.0605 | 21.0605 | 21.0605 | 40.4916 | 41.843 | 41.2388 | 41.331
| H2 to Hydrogen GT | R
| H2 to Heat | R
| H2 to eFuels | R |  |  |  |  | 4.3605 | 4.3605 | 4.3605 | 4.3605 | 7.9875 | 7.9821 | 8.0151 | 7.9964
| Net H2 Storage Load | R
H2 Balance |  | R |  |  |  |  | 2.0769e-11 | 1.7536e-11 | 1.7941e-11 | 1.8446e-11 | -3.7517e-12 | 1.9398e-12 | -5.6914e-12 | -2.251e-12
Note on C3: Input Value / Result

## BG
|  | I/R | 2030 |  |  |  | 2035 |  |  |  | 2040 |  |  |  | 2050
|  |  | CY1 | CY2 | CY3 | Weighted WS | WS032 | WS037 | WS059 | Weighted WS | WS065 | WS071 | WS077 | Weighted WS | CY1 | CY2 | CY3 | Weighted WS
Installed Capacity [GW]
Electricity | Wind Onshore | I |  |  |  |  | 2.724 | 2.724 | 2.724 | 2.724 | 4.086 | 4.086 | 4.086 | 4.086
| Wind Offshore Radial | I |  |  |  |  | 1.707 | 1.707 | 1.707 | 1.707 | 2.332 | 2.332 | 2.332 | 2.332
| Wind Offshore Hub | I
| Solar PV | I |  |  |  |  | 9.4505 | 9.4505 | 9.4505 | 9.4505 | 12.1505 | 12.1505 | 12.1505 | 12.1505
| Solar CSP | I
| SRES Electricity | I
| Run of River | I |  |  |  |  | 0.53551 | 0.53551 | 0.53551 | 0.53551 | 0.53551 | 0.53551 | 0.53551 | 0.53551
| Pondage | I
| Reservoir | I |  |  |  |  | 1.2813 | 1.2813 | 1.2813 | 1.2813 | 1.2813 | 1.2813 | 1.2813 | 1.2813
| PS Turbine | I |  |  |  |  | 1.799 | 1.799 | 1.799 | 1.799 | 2.599 | 2.599 | 2.599 | 2.599
| PS Pump | I |  |  |  |  | 1.298 | 1.298 | 1.298 | 1.298 | 2.03 | 2.03 | 2.03 | 2.03
| Biofuel | I
| Other RES | I |  |  |  |  | 0.166 | 0.166 | 0.166 | 0.166 | 0.166 | 0.166 | 0.166 | 0.166
| Nuclear | I |  |  |  |  | 3.2 | 3.2 | 3.2 | 3.2 | 4.4 | 4.4 | 4.4 | 4.4
| Natural Gas | I |  |  |  |  | 2.061 | 2.061 | 2.061 | 2.061 | 2.348 | 2.348 | 2.348 | 2.348
| Crude Oil | I
| Coal | I |  |  |  |  | 0.96 | 0.96 | 0.96 | 0.96 | 0.168 | 0.168 | 0.168 | 0.168
| Hydrogen GT | I
| Fuel Cell | I
| Other Non RES | I
| Adequacy Units | I
| Batteries | I |  |  |  |  | 1.12 | 1.12 | 1.12 | 1.12 | 1.12 | 1.12 | 1.12 | 1.12
| Batteries [GWh] | I |  |  |  |  | 2.68 | 2.68 | 2.68 | 2.68 | 2.68 | 2.68 | 2.68 | 2.68
H2 | SMR (Blue) and Pyrolisis | I
| SMR (Grey) | I
| Electrolyzers E-Market (P2G) [GW Elec] | I |  |  |  |  | 0.872 | 0.872 | 0.872 | 0.872 | 1.782 | 1.782 | 1.782 | 1.782
| Electrolyzers DRES (P2G) [GW Elec] | I
| Electrolyzers SRES (P2G) [GW Elec] | I
| H2 Adequacy Units | I
| NH3 Imports - High Band | I
| NH3 Imports - Low Band | I
| NH3 Terminal Capacity | I
| Non-EU H2 Imports - High Band | I
| Non-EU H2 Imports - Low Band | I
| Non-EU H2 Pipeline Capacity | I
| EU Cross-Border Pipeline Capacity (Import) | I |  |  |  |  | 2.8249 | 2.8249 | 2.8249 | 2.8249 | 5.8442 | 5.8442 | 5.8442 | 5.8442
| EU Cross-Border Pipeline Capacity (Export) | I |  |  |  |  | 2.8249 | 2.8249 | 2.8249 | 2.8249 | 6.0839 | 6.0839 | 6.0839 | 6.0839
| H2 Storage Injection Capacity | I
| H2 Storage Withdrawal Capacity [GW] | I
| H2 Storage WGV [TWh] | I
| SNG Capacity (from H2) | I
| E-Liquids Capacity (from H2) | I
Generation [TWh]
Electricity | Wind Onshore | R |  |  |  |  | 4.9585 | 5.77 | 6.1163 | 5.6895 | 8.4209 | 8.9163 | 7.6555 | 8.3129
| Wind Offshore Radial | R |  |  |  |  | 4.5054 | 5.0575 | 5.3107 | 5.0086 | 7.0631 | 6.5389 | 6.2204 | 6.5163
| Wind Offshore Hub | R
| Solar PV | R |  |  |  |  | 12.9682 | 12.1577 | 13.2589 | 12.7156 | 16.866 | 15.6719 | 15.2549 | 15.7439
| Solar CSP | R
| SRES Electricity | R
| Run of River | R |  |  |  |  | 1.2403 | 1.823 | 1.0335 | 1.4226 | 0.9741 | 1.4079 | 1.4551 | 1.34
| Pondage | R
| Reservoir | R |  |  |  |  | 1.6223 | 2.868 | 1.4925 | 2.1151 | 1.6073 | 1.9499 | 2.0232 | 1.9107
| PS Turbine | R |  |  |  |  | 3.4492 | 3.2873 | 3.3777 | 3.356 | 4.865 | 5.685 | 5.0041 | 5.2487
| Biofuel | R
| Other RES | R |  |  |  |  | 0.48711 | 0.48915 | 0.48487 | 0.48725 | 0.48347 | 0.48729 | 0.49681 | 0.49034
| Nuclear | R |  |  |  |  | 18.4237 | 14.8027 | 18.006 | 16.7288 | 24.3136 | 19.4616 | 24.3322 | 22.3802
| Natural Gas | R |  |  |  |  | 0.92456 | 0.29848 | 0.27099 | 0.43967 | 0.071215 | 0.087942 | 0.093865 | 0.086966
| Crude Oil | R
| Coal | R |  |  |  |  | 0 | 0 | 0 | 0 | 0 | 0 | 0 | 0
| Hydrogen GT | R
| Fuel Cell | R
| Other Non RES | R
| Adequacy Units | R
| ENS | R |  |  |  |  | 0 | 0 | 0 | 0 | 0 | 0 | 0 | 0
| RES Curtailment | R |  |  |  |  | 0.6219 | 0.55436 | 0.61191 | 0.58956 | 0.83445 | 0.58734 | 0.29333 | 0.51916
Electricity - Flexibility | Batteries Charging | R |  |  |  |  | 0.88827 | 0.88335 | 0.88151 | 0.88392 | 0.85232 | 0.86834 | 0.81333 | 0.84313
| Batteries Discharging | R |  |  |  |  | 0.79945 | 0.79502 | 0.79336 | 0.79553 | 0.76709 | 0.7815 | 0.73199 | 0.75882
| EV Discharging (Prosumer) | R |  |  |  |  | 5.455e-06 | 1.9142e-07 | 0 | 1.3915e-06 | 0 | 0 | 0 | 0
| EV Discharging (E-Market) | R |  |  |  |  | 2.1396e-06 | 1.0102e-06 | 1.7688e-07 | 1.0063e-06 | 7.248e-08 | 3.1143e-06 | 3.5568e-07 | 1.4025e-06
| DSR | R
H2 | SMR (Blue) and Pyrolisis | R
| SMR (Grey) | R
| Electrolyzers E-Market (P2G) | R |  |  |  |  | 3.1893 | 3.0981 | 3.148 | 3.1365 | 9.1073 | 10.2595 | 9.4134 | 9.6906
| Electrolyzers DRES (P2G) | R
| Electrolyzers SRES (P2G) | R
| H2 Adequacy Units | R
| NH3 Imports - High Band | R
| NH3 Imports - Low Band | R
| Non-EU H2 Imports - High Band | R
| Non-EU H2 Imports - Low Band | R
| H2 Storage Injection | R
| H2 Storage Withdrawal | R
| Max Hourly State of Charge [%] | R
Heat | Heat Production from H2 HHP [TWh Heat] | I
| Share of Heat from H2 Boilers [%] | R
| Heat Production from CH4 HHP [TWh Heat] | I
| Share of Heat from CH4 Boilers [%] | R
CO2 | CO2 Emissions Electricity Sector [Mt] | R |  |  |  |  | 0.39211 | 0.10335 | 0.091984 | 0.1689 | 0.018141 | 0.026202 | 0.023911 | 0.023673
| CO2 Emissions Hydrogen Sector [Mt] | R |  |  |  |  | 0 | 0 | 0 | 0 | 0 | 0 | 0 | 0
FLH [h]
Electricity | Wind Onshore | R |  |  |  |  | 1820.3168 | 2118.2267 | 2245.3256 | 2088.6709 | 2060.9044 | 2182.1589 | 1873.5816 | 2034.4771
| Wind Offshore Radial | R |  |  |  |  | 2639.3731 | 2962.8224 | 3111.1346 | 2934.1376 | 3028.7537 | 2803.9728 | 2667.389 | 2794.2955
| Wind Offshore Hub | R
| Solar PV | R |  |  |  |  | 1372.2226 | 1286.4596 | 1402.9853 | 1345.4962 | 1388.087 | 1289.816 | 1255.4963 | 1295.7423
| Solar CSP | R
| SRES Electricity | R
| Run of River | R |  |  |  |  | 2316.1126 | 3404.1802 | 1929.9127 | 2656.5357 | 1819.0225 | 2629.1573 | 2717.2632 | 2502.3727
| Pondage | R
| Reservoir | R |  |  |  |  | 1266.105 | 2238.3511 | 1164.8451 | 1650.7551 | 1254.4371 | 1521.8102 | 1579.0117 | 1491.2162
| PS Turbine | R |  |  |  |  | 1917.2851 | 1827.2756 | 1877.536 | 1865.4638 | 1871.8683 | 2187.3889 | 1925.4019 | 2019.49
| Biofuel | R
| Other RES | R |  |  |  |  | 2934.3988 | 2946.6867 | 2920.9077 | 2935.2306 | 2912.4896 | 2935.5075 | 2992.8229 | 2953.83
| Nuclear | R |  |  |  |  | 5757.4046 | 4625.8271 | 5626.8732 | 5227.7509 | 5525.8095 | 4423.0863 | 5530.0485 | 5086.4158
| Natural Gas | R |  |  |  |  | 448.5983 | 144.8233 | 131.4851 | 213.3277 | 30.3299 | 37.4539 | 39.9764 | 37.0381
| Crude Oil | R
| Coal | R |  |  |  |  | 0 | 0 | 0 | 0 | 0 | 0 | 0 | 0
| Hydrogen GT | R
| Fuel Cell | R
| Other Non RES | R
| Adequacy Units | R
| Batteries | R |  |  |  |  | 713.7903 | 709.8361 | 708.3537 | 710.2959 | 684.9018 | 697.7722 | 653.5653 | 677.5153
H2 | SMR (Blue) and Pyrolisis | R
| SMR (Grey) | R
| Electrolyzers E-Market (P2G) | R |  |  |  |  | 5224.9649 | 5075.5289 | 5157.2642 | 5138.3662 | 7198.205 | 8108.8352 | 7440.1257 | 7659.2254
| Electrolyzers DRES (P2G) | R
| Electrolyzers SRES (P2G) | R
| H2 Adequacy Units | R
| NH3 Terminals (Import) | R
| Non-EU H2 Pipelines (Import) | R
| H2 Pipelines (Import) | R |  |  |  |  | 500.6875 | 537.8119 | 501.9877 | 517.0801 | 1725.7672 | 2027.1139 | 1735.7397 | 1850.2949
| H2 Pipelines (Export) | R |  |  |  |  | 153.325 | 158.2894 | 139.9964 | 151.0613 | 2220.8331 | 2699.684 | 2280.723 | 2436.3294
| H2 to SNG | R
| H2 to E-Liquids | R
Exchange [TWh]
Electricity | Imports | R |  |  |  |  | 8.0991 | 8.1074 | 7.5833 | 7.9324 | 8.2669 | 10.1333 | 8.6158 | 9.153
| Exports | R |  |  |  |  | 12.7701 | 12.6416 | 12.6601 | 12.6785 | 15.5933 | 12.6276 | 14.2881 | 13.8849
H2 | NH3 Imports | R
| Non-EU Imports | R
| EU Imports | R |  |  |  |  | 1.4144 | 1.5192 | 1.418 | 1.4607 | 10.0857 | 11.8469 | 10.144 | 10.8135
| EU Exports | R |  |  |  |  | 0.43312 | 0.44715 | 0.39547 | 0.42673 | 13.5113 | 16.4246 | 13.8757 | 14.8224
E-Fuels | SNG Imports [TWh H2] | R |  |  |  |  | EU27 level specific | EU27 level specific | EU27 level specific | EU27 level specific | EU27 level specific | EU27 level specific | EU27 level specific | EU27 level specific
| E-Liquid Imports [TWh H2] | R |  |  |  |  | EU27 level specific | EU27 level specific | EU27 level specific | EU27 level specific | EU27 level specific | EU27 level specific | EU27 level specific | EU27 level specific
Consumption [TWh]
Electricity | Native Demand (Prosumer) | I
| Fixed Load (Prosumer) | I |  |  |  |  | 0 | 0 | 0 | 0 | 0 | 0 | 0 | 0
| Charging Station Load (Prosumer) | R |  |  |  |  | 0.0014133 | 0.0014073 | 0.0014071 | 0.0014087 | 0.0011101 | 0.0011101 | 0.0011101 | 0.0011101
| Native Demand (E-Market) | I |  |  |  |  | 35.6318 | 34.5531 | 35.7825 | 35.2177 | 38.9905 | 37.6738 | 38.6262 | 38.3181
| Fixed Load (Emarket) | I |  |  |  |  | 0 | 0 | 0 | 0 | 0 | 0 | 0 | 0
| Charging Station Load (E-Market) | R |  |  |  |  | 0.00060244 | 0.00060116 | 0.00060022 | 0.00060116 | 0.00047345 | 0.00047689 | 0.00047377 | 0.00047495
| PS Pump Load | R |  |  |  |  | 3.6295 | 2.9503 | 3.9048 | 3.4283 | 5.4337 | 5.5002 | 4.8964 | 5.2454
| Electrolyzers E-Market (P2G) | R |  |  |  |  | 4.5562 | 4.4259 | 4.4971 | 4.4807 | 12.8272 | 14.4499 | 13.2583 | 13.6487
| Electricity for H2 HHPs | R
| Electricity for CH4 HHPs | R
H2 | H2 Demand | I |  |  |  |  | 4.1706 | 4.1702 | 4.1706 | 4.1704 | 5.6817 | 5.6817 | 5.6817 | 5.6817
| Shortage Quantity | R |  |  |  |  | 0 | 0 | 0 | 0 | 0 | 0 | 0 | 0
| H2 for Hydrogen GT | R
| H2 for HHP Boilers | R
| H2 to SNG | R
| H2 to E-Liquids | R
Methane | CH4 for HHP Boilers | R
CO2 | CO2 to E-Fuels [kt] | R |  |  |  |  | EU27 level specific | EU27 level specific | EU27 level specific | EU27 level specific | EU27 level specific | EU27 level specific | EU27 level specific | EU27 level specific
Fuels | E-Fuel Demand [TWh H2] | I |  |  |  |  | EU27 level specific | EU27 level specific | EU27 level specific | EU27 level specific | EU27 level specific | EU27 level specific | EU27 level specific | EU27 level specific
| E-Fuel Shortage [TWh H2] | R |  |  |  |  | EU27 level specific | EU27 level specific | EU27 level specific | EU27 level specific | EU27 level specific | EU27 level specific | EU27 level specific | EU27 level specific
Prices [€/MWh]
Electricity | 10%-Quan. | R |  |  |  |  | 0.014277 | 0.014898 | 0.012896 | 0.014088 | 0.010135 | 0.01 | 0.02 | 0.014027
| Load-Weighted Average | R |  |  |  |  | 44.8747 | 18.2021 | 25.1832 | 26.9073 | 24.4537 | 22.1383 | 31.5206 | 26.3543
| 90%-Quan. | R |  |  |  |  | 104.7328 | 29.2297 | 39.5541 | 50.7575 | 47.2409 | 49.5946 | 70.447 | 57.4648
H2 | 10%-Quan. | R |  |  |  |  | 0.48143 | 0.48143 | 0.48143 | 0.48143 | 21.5695 | 21.5536 | 23.5351 | 22.3494
| Load-Weighted Average | R |  |  |  |  | 65.4758 | 25.6476 | 37.7264 | 39.1924 | 52.0591 | 104.4463 | 59.8657 | 76.1366
| 90%-Quan. | R |  |  |  |  | 153.63 | 42.3243 | 59.9124 | 74.8417 | 78.407 | 145.7184 | 115.3517 | 120.1095
Import Share [%]
H2 | Share of Domestic Production (Supply %) | R |  |  |  |  | EU27 level specific | EU27 level specific | EU27 level specific | EU27 level specific | EU27 level specific | EU27 level specific | EU27 level specific | EU27 level specific
| Share of Non-EU Imports (Supply %) | R |  |  |  |  | EU27 level specific | EU27 level specific | EU27 level specific | EU27 level specific | EU27 level specific | EU27 level specific | EU27 level specific | EU27 level specific
Energy Balance [TWh]
Electricity + | Electricity Generation | R |  |  |  |  | 48.5793 | 46.5538 | 49.3514 | 47.9631 | 64.6645 | 60.2067 | 62.536 | 62.03
| DSR | R
| Net Imports | R |  |  |  |  | -4.671 | -4.5342 | -5.0768 | -4.7461 | -7.3264 | -2.4943 | -5.6723 | -4.7319
| Electricity Shortage | R |  |  |  |  | 0 | 0 | 0 | 0 | 0 | 0 | 0 | 0
Electricity - | Electricity Demand (Native + Fixed) | I |  |  |  |  | 35.6318 | 34.5531 | 35.7825 | 35.2177 | 38.9905 | 37.6738 | 38.6262 | 38.3181
| Pump Load | R |  |  |  |  | 3.6295 | 2.9503 | 3.9048 | 3.4283 | 5.4337 | 5.5002 | 4.8964 | 5.2454
| Electrolyzer Load | R |  |  |  |  | 4.5562 | 4.4259 | 4.4971 | 4.4807 | 12.8272 | 14.4499 | 13.2583 | 13.6487
| Heat Electrical Usage | R
| Net Battery Load | R |  |  |  |  | 0.088827 | 0.088335 | 0.088151 | 0.088392 | 0.085232 | 0.086834 | 0.081333 | 0.084313
| Net EV Load | R |  |  |  |  | 0.0020081 | 0.0020073 | 0.0020071 | 0.0020074 | 0.0015834 | 0.0015838 | 0.0015835 | 0.0015836
Electricity Balance |  | R |  |  |  |  | 2.1728e-11 | -1.6982e-12 | 1.2747e-11 | 8.6911e-12 | 1.1667e-11 | -1.5767e-11 | 5.4143e-12 | -1.8076e-12
H2 + | H2 Domestic Production | R |  |  |  |  | 3.1893 | 3.0981 | 3.148 | 3.1365 | 9.1073 | 10.2595 | 9.4134 | 9.6906
| NH3 Imports | R
| Non-EU Imports | R
| Net Imports | R |  |  |  |  | 0.98125 | 1.0721 | 1.0226 | 1.034 | -3.4256 | -4.5777 | -3.7317 | -4.0089
| H2 Shortage | R |  |  |  |  | 0 | 0 | 0 | 0 | 0 | 0 | 0 | 0
H2 - | H2 Demand | I |  |  |  |  | 4.1706 | 4.1702 | 4.1706 | 4.1704 | 5.6817 | 5.6817 | 5.6817 | 5.6817
| H2 to Hydrogen GT | R
| H2 to Heat | R
| H2 to eFuels | R
| Net H2 Storage Load | R
H2 Balance |  | R |  |  |  |  | 6.8923e-13 | -2.9807e-12 | -2.0073e-13 | -1.1825e-12 | -4.4391e-12 | -6.497e-12 | -6.4686e-12 | -6.0741e-12
Note on C3: Input Value / Result

## CH
|  | I/R | 2030 |  |  |  | 2035 |  |  |  | 2040 |  |  |  | 2050
|  |  | CY1 | CY2 | CY3 | Weighted WS | WS032 | WS037 | WS059 | Weighted WS | WS065 | WS071 | WS077 | Weighted WS | CY1 | CY2 | CY3 | Weighted WS
Installed Capacity [GW]
Electricity | Wind Onshore | I |  |  |  |  | 0.252 | 0.252 | 0.252 | 0.252 | 1.15 | 1.15 | 1.15 | 1.15
| Wind Offshore Radial | I
| Wind Offshore Hub | I
| Solar PV | I |  |  |  |  | 0.58 | 0.58 | 0.58 | 0.58 | 0.58 | 0.58 | 0.58 | 0.58
| Solar CSP | I
| SRES Electricity | I
| Run of River | I |  |  |  |  | 4.2625 | 4.2625 | 4.2625 | 4.2625 | 4.31 | 4.31 | 4.31 | 4.31
| Pondage | I
| Reservoir | I |  |  |  |  | 8.73 | 8.73 | 8.73 | 8.73 | 8.93 | 8.93 | 8.93 | 8.93
| PS Turbine | I |  |  |  |  | 5.19 | 5.19 | 5.19 | 5.19 | 6.02 | 6.02 | 6.02 | 6.02
| PS Pump | I |  |  |  |  | 4.62 | 4.62 | 4.62 | 4.62 | 5.45 | 5.45 | 5.45 | 5.45
| Biofuel | I |  |  |  |  | 0.14949 | 0.14949 | 0.14949 | 0.14949 | 0.25198 | 0.25198 | 0.25198 | 0.25198
| Other RES | I |  |  |  |  | 0.29889 | 0.29889 | 0.29889 | 0.29889 | 0.36937 | 0.36937 | 0.36937 | 0.36937
| Nuclear | I |  |  |  |  | 2.23 | 2.23 | 2.23 | 2.23 | 1.22 | 1.22 | 1.22 | 1.22
| Natural Gas | I
| Crude Oil | I
| Coal | I
| Hydrogen GT | I
| Fuel Cell | I
| Other Non RES | I |  |  |  |  | 0.52392 | 0.52392 | 0.52392 | 0.52392 | 0.44044 | 0.44044 | 0.44044 | 0.44044
| Adequacy Units | I
| Batteries | I
| Batteries [GWh] | I
H2 | SMR (Blue) and Pyrolisis | I
| SMR (Grey) | I
| Electrolyzers E-Market (P2G) [GW Elec] | I |  |  |  |  | 0.98773 | 0.98773 | 0.98773 | 0.98773 | 1.2943 | 1.2943 | 1.2943 | 1.2943
| Electrolyzers DRES (P2G) [GW Elec] | I
| Electrolyzers SRES (P2G) [GW Elec] | I
| H2 Adequacy Units | I
| NH3 Imports - High Band | I
| NH3 Imports - Low Band | I
| NH3 Terminal Capacity | I
| Non-EU H2 Imports - High Band | I
| Non-EU H2 Imports - Low Band | I
| Non-EU H2 Pipeline Capacity | I
| EU Cross-Border Pipeline Capacity (Import) | I | [8 empty] | 3.1073 | 3.1073 | 3.1073 | 3.1073
| EU Cross-Border Pipeline Capacity (Export) | I | [8 empty] | 6.3912 | 6.3912 | 6.3912 | 6.3912
| H2 Storage Injection Capacity | I
| H2 Storage Withdrawal Capacity [GW] | I
| H2 Storage WGV [TWh] | I
| SNG Capacity (from H2) | I
| E-Liquids Capacity (from H2) | I
Generation [TWh]
Electricity | Wind Onshore | R |  |  |  |  | 0.38318 | 0.52325 | 0.42774 | 0.45811 | 1.7672 | 2.0204 | 1.7442 | 1.8593
| Wind Offshore Radial | R
| Wind Offshore Hub | R
| Solar PV | R |  |  |  |  | 0.51464 | 0.4702 | 0.47841 | 0.48357 | 0.48552 | 0.49957 | 0.51583 | 0.50326
| Solar CSP | R
| SRES Electricity | R
| Run of River | R |  |  |  |  | 16.3204 | 17.1615 | 16.2185 | 16.6484 | 15.3131 | 17.3772 | 17.2378 | 16.9086
| Pondage | R
| Reservoir | R |  |  |  |  | 18.2519 | 18.0447 | 18.6905 | 18.3075 | 18.356 | 19.7147 | 19.4817 | 19.3498
| PS Turbine | R |  |  |  |  | 12.2633 | 9.7163 | 12.4109 | 11.2168 | 12.8201 | 13.0143 | 12.4748 | 12.7597
| Biofuel | R |  |  |  |  | 0.32842 | 0.032933 | 0.015254 | 0.098017 | 0.14252 | 0.33156 | 0.33698 | 0.29592
| Other RES | R |  |  |  |  | 1.1759 | 1.1691 | 1.1617 | 1.1683 | 1.5573 | 1.6038 | 1.5986 | 1.5924
| Nuclear | R |  |  |  |  | 15.8954 | 15.8954 | 15.8954 | 15.8954 | 8.9011 | 8.9011 | 8.9011 | 8.9011
| Natural Gas | R
| Crude Oil | R
| Coal | R
| Hydrogen GT | R
| Fuel Cell | R
| Other Non RES | R |  |  |  |  | 0.56934 | 0.078365 | 0.036331 | 0.18233 | 0.10703 | 0.27693 | 0.23841 | 0.22754
| Adequacy Units | R
| ENS | R |  |  |  |  | 0 | 0 | 0 | 0 | 0 | 0 | 0 | 0
| RES Curtailment | R |  |  |  |  | 0.26766 | 0.29541 | 0.31532 | 0.29532 | 0.52725 | 0.35491 | 0.34058 | 0.38365
Electricity - Flexibility | Batteries Charging | R
| Batteries Discharging | R
| EV Discharging (Prosumer) | R |  |  |  |  | 0.00052863 | 0.00054566 | 0.0010258 | 0.00070002 | 0.006944 | 0.00081728 | 0.0014476 | 0.0022948
| EV Discharging (E-Market) | R |  |  |  |  | 0.00012013 | 1.8728e-05 | 8.3083e-05 | 6.4302e-05 | 0.0019906 | 8.0872e-05 | 0.00011028 | 0.00047459
| DSR | R
H2 | SMR (Blue) and Pyrolisis | R
| SMR (Grey) | R
| Electrolyzers E-Market (P2G) | R |  |  |  |  | 1.0384 | 1.0384 | 1.0384 | 1.0384 | 4.9229 | 5.385 | 4.8979 | 5.0977
| Electrolyzers DRES (P2G) | R
| Electrolyzers SRES (P2G) | R
| H2 Adequacy Units | R
| NH3 Imports - High Band | R
| NH3 Imports - Low Band | R
| Non-EU H2 Imports - High Band | R
| Non-EU H2 Imports - Low Band | R
| H2 Storage Injection | R
| H2 Storage Withdrawal | R
| Max Hourly State of Charge [%] | R
Heat | Heat Production from H2 HHP [TWh Heat] | I
| Share of Heat from H2 Boilers [%] | R
| Heat Production from CH4 HHP [TWh Heat] | I
| Share of Heat from CH4 Boilers [%] | R
CO2 | CO2 Emissions Electricity Sector [Mt] | R |  |  |  |  | 0.27328 | 0.037615 | 0.017439 | 0.087518 | 0.043881 | 0.11354 | 0.097749 | 0.093292
| CO2 Emissions Hydrogen Sector [Mt] | R |  |  |  |  | 0 | 0 | 0 | 0 | 0 | 0 | 0 | 0
FLH [h]
Electricity | Wind Onshore | R |  |  |  |  | 1520.5498 | 2076.375 | 1697.3842 | 1817.91 | 1536.6547 | 1756.8885 | 1516.6676 | 1616.7534
| Wind Offshore Radial | R
| Wind Offshore Hub | R
| Solar PV | R |  |  |  |  | 887.3051 | 810.6873 | 824.8459 | 833.7479 | 837.1067 | 861.3277 | 889.3632 | 867.6977
| Solar CSP | R
| SRES Electricity | R
| Run of River | R |  |  |  |  | 3828.8225 | 4026.1639 | 3804.9228 | 3905.7924 | 3552.9125 | 4031.8222 | 3999.4796 | 3923.1032
| Pondage | R
| Reservoir | R |  |  |  |  | 2090.7122 | 2066.9763 | 2140.9452 | 2097.0826 | 2055.5419 | 2207.6974 | 2181.5982 | 2166.8266
| PS Turbine | R |  |  |  |  | 2362.8628 | 1872.1205 | 2391.3012 | 2161.2283 | 2129.5906 | 2161.8437 | 2072.2293 | 2119.5473
| Biofuel | R |  |  |  |  | 2196.9096 | 220.2958 | 102.0377 | 655.658 | 565.595 | 1315.8239 | 1337.33 | 1174.3806
| Other RES | R |  |  |  |  | 3934.1198 | 3911.3673 | 3886.88 | 3908.7471 | 4216.0389 | 4341.8752 | 4327.9844 | 4311.1516
| Nuclear | R |  |  |  |  | 7128 | 7128 | 7128 | 7128 | 7296 | 7296 | 7296 | 7296
| Natural Gas | R
| Crude Oil | R
| Coal | R
| Hydrogen GT | R
| Fuel Cell | R
| Other Non RES | R |  |  |  |  | 1086.6898 | 149.5726 | 69.3434 | 348.0051 | 243 | 628.7544 | 541.3033 | 516.6231
| Adequacy Units | R
| Batteries | R
H2 | SMR (Blue) and Pyrolisis | R
| SMR (Grey) | R
| Electrolyzers E-Market (P2G) | R |  |  |  |  | 1501.9194 | 1501.9194 | 1501.9194 | 1501.9194 | 5357.2344 | 5860.0946 | 5330.05 | 5547.5047
| Electrolyzers DRES (P2G) | R
| Electrolyzers SRES (P2G) | R
| H2 Adequacy Units | R
| NH3 Terminals (Import) | R
| Non-EU H2 Pipelines (Import) | R
| H2 Pipelines (Import) | R | [8 empty] | 508.7667 | 1132.0152 | 659.9454 | 818.5376
| H2 Pipelines (Export) | R | [8 empty] | 708.1136 | 1083.43 | 777.7063 | 886.0772
| H2 to SNG | R
| H2 to E-Liquids | R
Exchange [TWh]
Electricity | Imports | R |  |  |  |  | 37.2027 | 36.5126 | 35.5929 | 36.3747 | 40.3469 | 39.2029 | 38.0754 | 38.9807
| Exports | R |  |  |  |  | 54.6999 | 53.4919 | 52.0705 | 53.3128 | 52.7821 | 52.8951 | 52.9274 | 52.8854
H2 | NH3 Imports | R
| Non-EU Imports | R
| EU Imports | R | [8 empty] | 1.5809 | 3.5176 | 2.0507 | 2.5435
| EU Exports | R | [8 empty] | 4.5257 | 6.9245 | 4.9705 | 5.6631
E-Fuels | SNG Imports [TWh H2] | R |  |  |  |  | EU27 level specific | EU27 level specific | EU27 level specific | EU27 level specific | EU27 level specific | EU27 level specific | EU27 level specific | EU27 level specific
| E-Liquid Imports [TWh H2] | R |  |  |  |  | EU27 level specific | EU27 level specific | EU27 level specific | EU27 level specific | EU27 level specific | EU27 level specific | EU27 level specific | EU27 level specific
Consumption [TWh]
Electricity | Native Demand (Prosumer) | I |  |  |  |  | 8.3188 | 8.2187 | 8.2402 | 8.2498 | 10.316 | 9.0845 | 8.9913 | 9.2935
| Fixed Load (Prosumer) | I |  |  |  |  | -28.0971 | -26.6702 | -27.6601 | -27.3393 | -37.5224 | -33.1202 | -34.12 | -34.4006
| Charging Station Load (Prosumer) | R |  |  |  |  | 3.3516 | 3.3516 | 3.3522 | 3.3518 | 5.0872 | 5.0802 | 5.081 | 5.0819
| Native Demand (E-Market) | I |  |  |  |  | 49.0968 | 49.0776 | 49.2302 | 49.1325 | 46.5027 | 46.0245 | 46.0494 | 46.1301
| Fixed Load (Emarket) | I |  |  |  |  | 0 | 0 | 0 | 0 | 0 | 0 | 0 | 0
| Charging Station Load (E-Market) | R |  |  |  |  | 1.4363 | 1.4362 | 1.4362 | 1.4362 | 2.1791 | 2.1769 | 2.177 | 2.1774
| PS Pump Load | R |  |  |  |  | 12.6161 | 9.2156 | 12.776 | 11.2067 | 13.5273 | 13.2178 | 12.6019 | 13.0333
| Electrolyzers E-Market (P2G) | R |  |  |  |  | 1.4835 | 1.4835 | 1.4835 | 1.4835 | 6.9337 | 7.5845 | 6.8985 | 7.1799
| Electricity for H2 HHPs | R
| Electricity for CH4 HHPs | R
H2 | H2 Demand | I |  |  |  |  | 1.0384 | 1.0384 | 1.0384 | 1.0384 | 1.9781 | 1.9781 | 1.9781 | 1.9781
| Shortage Quantity | R |  |  |  |  | 0 | 0 | 0 | 0 | 0 | 0 | 0 | 0
| H2 for Hydrogen GT | R
| H2 for HHP Boilers | R
| H2 to SNG | R
| H2 to E-Liquids | R
Methane | CH4 for HHP Boilers | R
CO2 | CO2 to E-Fuels [kt] | R |  |  |  |  | EU27 level specific | EU27 level specific | EU27 level specific | EU27 level specific | EU27 level specific | EU27 level specific | EU27 level specific | EU27 level specific
Fuels | E-Fuel Demand [TWh H2] | I |  |  |  |  | EU27 level specific | EU27 level specific | EU27 level specific | EU27 level specific | EU27 level specific | EU27 level specific | EU27 level specific | EU27 level specific
| E-Fuel Shortage [TWh H2] | R |  |  |  |  | EU27 level specific | EU27 level specific | EU27 level specific | EU27 level specific | EU27 level specific | EU27 level specific | EU27 level specific | EU27 level specific
Prices [€/MWh]
Electricity | 10%-Quan. | R |  |  |  |  | 0.01 | 0 | 0 | 0.0024 | 0 | 0 | 0 | 0
| Load-Weighted Average | R |  |  |  |  | 35.8467 | 18.5773 | 21.9116 | 23.8223 | 29.3619 | 34.6483 | 35.843 | 34.0689
| 90%-Quan. | R |  |  |  |  | 86.41 | 39.0302 | 38.9337 | 50.3695 | 70.2078 | 103.1811 | 96.407 | 93.8768
H2 | 10%-Quan. | R |  |  |  |  | 0.48571 | 0.48571 | 0.48571 | 0.48571 | 21.7154 | 21.5636 | 23.6559 | 22.4309
| Load-Weighted Average | R |  |  |  |  | 56.013 | 28.4895 | 35.2391 | 37.3225 | 47.812 | 50.3077 | 53.6907 | 51.1617
| 90%-Quan. | R |  |  |  |  | 123.9286 | 56.2289 | 56.1312 | 72.4446 | 70.3738 | 101.2543 | 99.72 | 94.4645
Import Share [%]
H2 | Share of Domestic Production (Supply %) | R |  |  |  |  | EU27 level specific | EU27 level specific | EU27 level specific | EU27 level specific | EU27 level specific | EU27 level specific | EU27 level specific | EU27 level specific
| Share of Non-EU Imports (Supply %) | R |  |  |  |  | EU27 level specific | EU27 level specific | EU27 level specific | EU27 level specific | EU27 level specific | EU27 level specific | EU27 level specific | EU27 level specific
Energy Balance [TWh]
Electricity + | Electricity Generation | R |  |  |  |  | 65.7024 | 63.0918 | 65.3347 | 64.4585 | 59.4498 | 63.7396 | 62.5294 | 62.3975
| DSR | R
| Net Imports | R |  |  |  |  | -17.4972 | -16.9793 | -16.4776 | -16.938 | -12.4352 | -13.6922 | -14.852 | -13.9047
| Electricity Shortage | R |  |  |  |  | 0 | 0 | 0 | 0 | 0 | 0 | 0 | 0
Electricity - | Electricity Demand (Native + Fixed) | I |  |  |  |  | 29.3184 | 30.6261 | 29.8103 | 30.0431 | 19.2963 | 21.9888 | 20.9206 | 21.023
| Pump Load | R |  |  |  |  | 12.6161 | 9.2156 | 12.776 | 11.2067 | 13.5273 | 13.2178 | 12.6019 | 13.0333
| Electrolyzer Load | R |  |  |  |  | 1.4835 | 1.4835 | 1.4835 | 1.4835 | 6.9337 | 7.5845 | 6.8985 | 7.1799
| Heat Electrical Usage | R
| Net Battery Load | R
| Net EV Load | R |  |  |  |  | 4.7873 | 4.7872 | 4.7873 | 4.7873 | 7.2574 | 7.2563 | 7.2564 | 7.2565
Electricity Balance |  | R |  |  |  |  | 3.0518e-11 | 1.7685e-11 | 2.678e-11 | 2.3767e-11 | -4.4906e-12 | 2.6859e-12 | -1.7145e-11 | -6.6819e-12
H2 + | H2 Domestic Production | R |  |  |  |  | 1.0384 | 1.0384 | 1.0384 | 1.0384 | 4.9229 | 5.385 | 4.8979 | 5.0977
| NH3 Imports | R
| Non-EU Imports | R
| Net Imports | R | [8 empty] | -2.9448 | -3.4069 | -2.9198 | -3.1197
| H2 Shortage | R |  |  |  |  | 0 | 0 | 0 | 0 | 0 | 0 | 0 | 0
H2 - | H2 Demand | I |  |  |  |  | 1.0384 | 1.0384 | 1.0384 | 1.0384 | 1.9781 | 1.9781 | 1.9781 | 1.9781
| H2 to Hydrogen GT | R
| H2 to Heat | R
| H2 to eFuels | R
| Net H2 Storage Load | R
H2 Balance |  | R |  |  |  |  | 1.3199e-11 | 1.3199e-11 | 1.3199e-11 | 1.3199e-11 | 2.6221e-11 | 2.5481e-11 | 2.826e-11 | 2.6741e-11
Note on C3: Input Value / Result

## CY
|  | I/R | 2030 |  |  |  | 2035 |  |  |  | 2040 |  |  |  | 2050
|  |  | CY1 | CY2 | CY3 | Weighted WS | WS032 | WS037 | WS059 | Weighted WS | WS065 | WS071 | WS077 | Weighted WS | CY1 | CY2 | CY3 | Weighted WS
Installed Capacity [GW]
Electricity | Wind Onshore | I |  |  |  |  | 0.17 | 0.17 | 0.17 | 0.17 | 0.17 | 0.17 | 0.17 | 0.17
| Wind Offshore Radial | I
| Wind Offshore Hub | I
| Solar PV | I |  |  |  |  | 1.9071 | 1.9071 | 1.9071 | 1.9071 | 2.6363 | 2.6363 | 2.6363 | 2.6363
| Solar CSP | I | [8 empty] | 0.5 | 0.5 | 0.5 | 0.5
| SRES Electricity | I
| Run of River | I
| Pondage | I
| Reservoir | I
| PS Turbine | I |  |  |  |  | 0.08 | 0.08 | 0.08 | 0.08 | 0.08 | 0.08 | 0.08 | 0.08
| PS Pump | I |  |  |  |  | 0.08 | 0.08 | 0.08 | 0.08 | 0.08 | 0.08 | 0.08 | 0.08
| Biofuel | I
| Other RES | I |  |  |  |  | 0.05 | 0.05 | 0.05 | 0.05 | 0.088 | 0.088 | 0.088 | 0.088
| Nuclear | I
| Natural Gas | I |  |  |  |  | 0.88864 | 0.88864 | 0.88864 | 0.88864 | 0.47614 | 0.47614 | 0.47614 | 0.47614
| Crude Oil | I |  |  |  |  | 0.0978 | 0.0978 | 0.0978 | 0.0978
| Coal | I
| Hydrogen GT | I
| Fuel Cell | I
| Other Non RES | I
| Adequacy Units | I
| Batteries | I |  |  |  |  | 0.16 | 0.16 | 0.16 | 0.16 | 0.16 | 0.16 | 0.16 | 0.16
| Batteries [GWh] | I |  |  |  |  | 0.4 | 0.4 | 0.4 | 0.4 | 0.4 | 0.4 | 0.4 | 0.4
H2 | SMR (Blue) and Pyrolisis | I
| SMR (Grey) | I
| Electrolyzers E-Market (P2G) [GW Elec] | I |  |  |  |  | 0.041 | 0.041 | 0.041 | 0.041 | 0.0465 | 0.0465 | 0.0465 | 0.0465
| Electrolyzers DRES (P2G) [GW Elec] | I
| Electrolyzers SRES (P2G) [GW Elec] | I
| H2 Adequacy Units | I
| NH3 Imports - High Band | I
| NH3 Imports - Low Band | I
| NH3 Terminal Capacity | I
| Non-EU H2 Imports - High Band | I
| Non-EU H2 Imports - Low Band | I
| Non-EU H2 Pipeline Capacity | I
| EU Cross-Border Pipeline Capacity (Import) | I | [8 empty] | 1.0593 | 1.0593 | 1.0593 | 1.0593
| EU Cross-Border Pipeline Capacity (Export) | I | [8 empty] | 1.0593 | 1.0593 | 1.0593 | 1.0593
| H2 Storage Injection Capacity | I
| H2 Storage Withdrawal Capacity [GW] | I
| H2 Storage WGV [TWh] | I
| SNG Capacity (from H2) | I
| E-Liquids Capacity (from H2) | I
Generation [TWh]
Electricity | Wind Onshore | R |  |  |  |  | 0.20913 | 0.19263 | 0.18504 | 0.19409 | 0.21585 | 0.14746 | 0.15882 | 0.16568
| Wind Offshore Radial | R
| Wind Offshore Hub | R
| Solar PV | R |  |  |  |  | 2.7841 | 2.8367 | 2.7377 | 2.7914 | 3.6983 | 3.4747 | 3.5211 | 3.538
| Solar CSP | R | [8 empty] | 0.36627 | 0.32357 | 0.36013 | 0.34674
| SRES Electricity | R
| Run of River | R
| Pondage | R
| Reservoir | R
| PS Turbine | R |  |  |  |  | 0.16146 | 0.15055 | 0.16648 | 0.15842 | 0.17293 | 0.17023 | 0.16618 | 0.16915
| Biofuel | R
| Other RES | R |  |  |  |  | 0.18725 | 0.19027 | 0.18678 | 0.18839 | 0.29655 | 0.29686 | 0.304 | 0.29965
| Nuclear | R
| Natural Gas | R |  |  |  |  | 2.5261 | 1.1604 | 1.8502 | 1.7158 | 0.47878 | 0.26073 | 0.61175 | 0.44475
| Crude Oil | R |  |  |  |  | 0 | 0 | 0 | 0
| Coal | R
| Hydrogen GT | R
| Fuel Cell | R
| Other Non RES | R
| Adequacy Units | R
| ENS | R |  |  |  |  | 0 | 0 | 0 | 0 | 0 | 0 | 0 | 0
| RES Curtailment | R |  |  |  |  | 0.43912 | 0.35208 | 0.39411 | 0.38684 | 1.4297 | 1.3993 | 1.2779 | 1.3568
Electricity - Flexibility | Batteries Charging | R |  |  |  |  | 0.14661 | 0.14848 | 0.14191 | 0.14586 | 0.14662 | 0.15802 | 0.14693 | 0.1513
| Batteries Discharging | R |  |  |  |  | 0.13928 | 0.14106 | 0.13481 | 0.13857 | 0.13928 | 0.15011 | 0.13959 | 0.14374
| EV Discharging (Prosumer) | R |  |  |  |  | 0 | 0 | 0 | 0 | 0 | 0 | 7.3972e-06 | 2.9589e-06
| EV Discharging (E-Market) | R |  |  |  |  | 9.6305e-06 | 6.0022e-06 | 2.1936e-06 | 5.6161e-06 | 0 | 0.00020609 | 0.00026172 | 0.00018713
| DSR | R
H2 | SMR (Blue) and Pyrolisis | R
| SMR (Grey) | R
| Electrolyzers E-Market (P2G) | R |  |  |  |  | 0.0032398 | 0.0032398 | 0.0032398 | 0.0032398 | 0.17393 | 0.20226 | 0.17326 | 0.18499
| Electrolyzers DRES (P2G) | R
| Electrolyzers SRES (P2G) | R
| H2 Adequacy Units | R
| NH3 Imports - High Band | R
| NH3 Imports - Low Band | R
| Non-EU H2 Imports - High Band | R
| Non-EU H2 Imports - Low Band | R
| H2 Storage Injection | R
| H2 Storage Withdrawal | R
| Max Hourly State of Charge [%] | R
Heat | Heat Production from H2 HHP [TWh Heat] | I
| Share of Heat from H2 Boilers [%] | R
| Heat Production from CH4 HHP [TWh Heat] | I
| Share of Heat from CH4 Boilers [%] | R
CO2 | CO2 Emissions Electricity Sector [Mt] | R |  |  |  |  | 0.85748 | 0.35562 | 0.60538 | 0.55849 | 0.1179 | 0.064202 | 0.15064 | 0.10951
| CO2 Emissions Hydrogen Sector [Mt] | R |  |  |  |  | 0 | 0 | 0 | 0 | 0 | 0 | 0 | 0
FLH [h]
Electricity | Wind Onshore | R |  |  |  |  | 1230.2029 | 1133.1456 | 1088.4795 | 1141.6995 | 1269.7089 | 867.4171 | 934.2421 | 974.6055
| Wind Offshore Radial | R
| Wind Offshore Hub | R
| Solar PV | R |  |  |  |  | 1459.882 | 1487.4437 | 1435.5348 | 1463.699 | 1402.8368 | 1318.012 | 1335.635 | 1342.0262
| Solar CSP | R | [8 empty] | 732.5481 | 647.1391 | 720.2685 | 693.4727
| SRES Electricity | R
| Run of River | R
| Pondage | R
| Reservoir | R
| PS Turbine | R |  |  |  |  | 2018.2277 | 1881.836 | 2080.9718 | 1980.2848 | 2161.5721 | 2127.8269 | 2077.2011 | 2114.3256
| Biofuel | R
| Other RES | R |  |  |  |  | 3744.9382 | 3805.3704 | 3735.679 | 3767.8685 | 3369.9282 | 3373.3611 | 3454.5752 | 3405.1601
| Nuclear | R
| Natural Gas | R |  |  |  |  | 2842.6303 | 1305.7807 | 2082.1176 | 1930.8158 | 1005.5549 | 547.5935 | 1284.8241 | 934.078
| Crude Oil | R |  |  |  |  | 0 | 0 | 0 | 0
| Coal | R
| Hydrogen GT | R
| Fuel Cell | R
| Other Non RES | R
| Adequacy Units | R
| Batteries | R |  |  |  |  | 870.501 | 881.6167 | 842.5808 | 866.0671 | 870.5274 | 938.2144 | 872.4109 | 898.3556
H2 | SMR (Blue) and Pyrolisis | R
| SMR (Grey) | R
| Electrolyzers E-Market (P2G) | R |  |  |  |  | 112.8864 | 112.8864 | 112.8864 | 112.8864 | 5268.1415 | 6126.415 | 5247.8037 | 5603.3158
| Electrolyzers DRES (P2G) | R
| Electrolyzers SRES (P2G) | R
| H2 Adequacy Units | R
| NH3 Terminals (Import) | R
| Non-EU H2 Pipelines (Import) | R
| H2 Pipelines (Import) | R | [8 empty] | 1.0261 | 0.69875 | 0.97073 | 0.87301
| H2 Pipelines (Export) | R | [8 empty] | 162.0456 | 188.4673 | 161.3564 | 172.3386
| H2 to SNG | R
| H2 to E-Liquids | R
Exchange [TWh]
Electricity | Imports | R |  |  |  |  | 0.98982 | 2.0959 | 1.4806 | 1.6274 | 2.369 | 2.5334 | 2.2731 | 2.3964
| Exports | R |  |  |  |  | 0.79947 | 0.48621 | 0.54147 | 0.57963 | 0.71842 | 0.5874 | 0.71746 | 0.66563
H2 | NH3 Imports | R
| Non-EU Imports | R
| EU Imports | R | [8 empty] | 0.0010869 | 0.0007402 | 0.0010283 | 0.00092479
| EU Exports | R | [8 empty] | 0.17166 | 0.19965 | 0.17093 | 0.18256
E-Fuels | SNG Imports [TWh H2] | R |  |  |  |  | EU27 level specific | EU27 level specific | EU27 level specific | EU27 level specific | EU27 level specific | EU27 level specific | EU27 level specific | EU27 level specific
| E-Liquid Imports [TWh H2] | R |  |  |  |  | EU27 level specific | EU27 level specific | EU27 level specific | EU27 level specific | EU27 level specific | EU27 level specific | EU27 level specific | EU27 level specific
Consumption [TWh]
Electricity | Native Demand (Prosumer) | I
| Fixed Load (Prosumer) | I |  |  |  |  | 0 | 0 | 0 | 0 | 0 | 0 | 0 | 0
| Charging Station Load (Prosumer) | R |  |  |  |  | 0.082325 | 0.082325 | 0.082325 | 0.082325 | 0.31607 | 0.31607 | 0.31608 | 0.31607
| Native Demand (E-Market) | I |  |  |  |  | 5.7136 | 5.8098 | 5.7141 | 5.7551 | 5.9449 | 5.6483 | 5.7531 | 5.7495
| Fixed Load (Emarket) | I |  |  |  |  | 0 | 0 | 0 | 0 | 0 | 0 | 0 | 0
| Charging Station Load (E-Market) | R |  |  |  |  | 0.035291 | 0.035286 | 0.035282 | 0.035286 | 0.13546 | 0.13569 | 0.13575 | 0.13567
| PS Pump Load | R |  |  |  |  | 0.21528 | 0.20073 | 0.22197 | 0.21123 | 0.23055 | 0.22697 | 0.22157 | 0.22553
| Electrolyzers E-Market (P2G) | R |  |  |  |  | 0.0046283 | 0.0046283 | 0.0046283 | 0.0046283 | 0.24497 | 0.28488 | 0.24402 | 0.26055
| Electricity for H2 HHPs | R
| Electricity for CH4 HHPs | R
H2 | H2 Demand | I |  |  |  |  | 0.0032398 | 0.0032398 | 0.0032398 | 0.0032398 | 0.0033562 | 0.0033562 | 0.0033562 | 0.0033562
| Shortage Quantity | R |  |  |  |  | 0 | 0 | 0 | 0 | 0 | 0 | 0 | 0
| H2 for Hydrogen GT | R
| H2 for HHP Boilers | R
| H2 to SNG | R
| H2 to E-Liquids | R
Methane | CH4 for HHP Boilers | R
CO2 | CO2 to E-Fuels [kt] | R |  |  |  |  | EU27 level specific | EU27 level specific | EU27 level specific | EU27 level specific | EU27 level specific | EU27 level specific | EU27 level specific | EU27 level specific
Fuels | E-Fuel Demand [TWh H2] | I |  |  |  |  | EU27 level specific | EU27 level specific | EU27 level specific | EU27 level specific | EU27 level specific | EU27 level specific | EU27 level specific | EU27 level specific
| E-Fuel Shortage [TWh H2] | R |  |  |  |  | EU27 level specific | EU27 level specific | EU27 level specific | EU27 level specific | EU27 level specific | EU27 level specific | EU27 level specific | EU27 level specific
Prices [€/MWh]
Electricity | 10%-Quan. | R |  |  |  |  | 2.5195 | 2.229 | 2.3397 | 2.3353 | 5.4784 | 5.8665 | 6.1844 | 5.916
| Load-Weighted Average | R |  |  |  |  | 44.334 | 19.5765 | 27.8446 | 28.2468 | 23.9623 | 23.378 | 31.0461 | 26.5621
| 90%-Quan. | R |  |  |  |  | 107.228 | 37.5274 | 44.7032 | 56.6236 | 49.3837 | 49.2696 | 70.447 | 57.7634
H2 | 10%-Quan. | R |  |  |  |  | 0.47143 | 0.47143 | 0.47143 | 0.47143 | 21.5395 | 21.5054 | 23.3576 | 22.2531
| Load-Weighted Average | R |  |  |  |  | 64.7664 | 26.6936 | 39.1578 | 39.9443 | 48.9524 | 82.156 | 55.7646 | 64.9588
| 90%-Quan. | R |  |  |  |  | 153.64 | 52.0507 | 59.9695 | 79.0453 | 70.6896 | 137.3921 | 110.5071 | 113.2976
Import Share [%]
H2 | Share of Domestic Production (Supply %) | R |  |  |  |  | EU27 level specific | EU27 level specific | EU27 level specific | EU27 level specific | EU27 level specific | EU27 level specific | EU27 level specific | EU27 level specific
| Share of Non-EU Imports (Supply %) | R |  |  |  |  | EU27 level specific | EU27 level specific | EU27 level specific | EU27 level specific | EU27 level specific | EU27 level specific | EU27 level specific | EU27 level specific
Energy Balance [TWh]
Electricity + | Electricity Generation | R |  |  |  |  | 5.868 | 4.5305 | 5.1263 | 5.0481 | 5.2287 | 4.6735 | 5.122 | 4.964
| DSR | R
| Net Imports | R |  |  |  |  | 0.19035 | 1.6097 | 0.93915 | 1.0478 | 1.6506 | 1.946 | 1.5556 | 1.7308
| Electricity Shortage | R |  |  |  |  | 0 | 0 | 0 | 0 | 0 | 0 | 0 | 0
Electricity - | Electricity Demand (Native + Fixed) | I |  |  |  |  | 5.7136 | 5.8098 | 5.7141 | 5.7551 | 5.9449 | 5.6483 | 5.7531 | 5.7495
| Pump Load | R |  |  |  |  | 0.21528 | 0.20073 | 0.22197 | 0.21123 | 0.23055 | 0.22697 | 0.22157 | 0.22553
| Electrolyzer Load | R |  |  |  |  | 0.0046283 | 0.0046283 | 0.0046283 | 0.0046283 | 0.24497 | 0.28488 | 0.24402 | 0.26055
| Heat Electrical Usage | R
| Net Battery Load | R |  |  |  |  | 0.0073305 | 0.0074241 | 0.0070954 | 0.0072932 | 0.0073308 | 0.0079008 | 0.0073466 | 0.0075651
| Net EV Load | R |  |  |  |  | 0.11761 | 0.11761 | 0.1176 | 0.11761 | 0.45153 | 0.45155 | 0.45156 | 0.45155
Electricity Balance |  | R |  |  |  |  | 2.4896e-12 | 9.3383e-12 | -4.6505e-12 | 3.0783e-12 | -9.4396e-12 | 7.7005e-12 | -6.5201e-12 | -1.4158e-12
H2 + | H2 Domestic Production | R |  |  |  |  | 0.0032398 | 0.0032398 | 0.0032398 | 0.0032398 | 0.17393 | 0.20226 | 0.17326 | 0.18499
| NH3 Imports | R
| Non-EU Imports | R
| Net Imports | R | [8 empty] | -0.17057 | -0.19891 | -0.1699 | -0.18164
| H2 Shortage | R |  |  |  |  | 0 | 0 | 0 | 0 | 0 | 0 | 0 | 0
H2 - | H2 Demand | I |  |  |  |  | 0.0032398 | 0.0032398 | 0.0032398 | 0.0032398 | 0.0033562 | 0.0033562 | 0.0033562 | 0.0033562
| H2 to Hydrogen GT | R
| H2 to Heat | R
| H2 to eFuels | R
| Net H2 Storage Load | R
H2 Balance |  | R |  |  |  |  | 1e-11 | 1e-11 | 1e-11 | 1e-11 | -2.841e-11 | -2.843e-11 | -2.849e-11 | -2.845e-11
Note on C3: Input Value / Result

## CZ
|  | I/R | 2030 |  |  |  | 2035 |  |  |  | 2040 |  |  |  | 2050
|  |  | CY1 | CY2 | CY3 | Weighted WS | WS032 | WS037 | WS059 | Weighted WS | WS065 | WS071 | WS077 | Weighted WS | CY1 | CY2 | CY3 | Weighted WS
Installed Capacity [GW]
Electricity | Wind Onshore | I |  |  |  |  | 2.475 | 2.475 | 2.475 | 2.475 | 3.465 | 3.465 | 3.465 | 3.465
| Wind Offshore Radial | I
| Wind Offshore Hub | I
| Solar PV | I |  |  |  |  | 11.0653 | 11.0653 | 11.0653 | 11.0653 | 12.3018 | 12.3018 | 12.3018 | 12.3018
| Solar CSP | I
| SRES Electricity | I
| Run of River | I |  |  |  |  | 0.415 | 0.415 | 0.415 | 0.415 | 0.415 | 0.415 | 0.415 | 0.415
| Pondage | I
| Reservoir | I |  |  |  |  | 0.52047 | 0.52047 | 0.52047 | 0.52047 | 0.52047 | 0.52047 | 0.52047 | 0.52047
| PS Turbine | I |  |  |  |  | 1.3317 | 1.3317 | 1.3317 | 1.3317 | 1.3317 | 1.3317 | 1.3317 | 1.3317
| PS Pump | I |  |  |  |  | 1.274 | 1.274 | 1.274 | 1.274 | 1.274 | 1.274 | 1.274 | 1.274
| Biofuel | I
| Other RES | I |  |  |  |  | 1.1203 | 1.1203 | 1.1203 | 1.1203 | 0.93627 | 0.93627 | 0.93627 | 0.93627
| Nuclear | I |  |  |  |  | 4.3844 | 4.3844 | 4.3844 | 4.3844 | 6.3794 | 6.3794 | 6.3794 | 6.3794
| Natural Gas | I |  |  |  |  | 3.8965 | 3.8965 | 3.8965 | 3.8965 | 3.8965 | 3.8965 | 3.8965 | 3.8965
| Crude Oil | I
| Coal | I
| Hydrogen GT | I
| Fuel Cell | I
| Other Non RES | I |  |  |  |  | 1.582 | 1.582 | 1.582 | 1.582 | 1.4595 | 1.4595 | 1.4595 | 1.4595
| Adequacy Units | I
| Batteries | I |  |  |  |  | 2.031 | 2.031 | 2.031 | 2.031 | 2.365 | 2.365 | 2.365 | 2.365
| Batteries [GWh] | I |  |  |  |  | 4.0621 | 4.0621 | 4.0621 | 4.0621 | 4.73 | 4.73 | 4.73 | 4.73
H2 | SMR (Blue) and Pyrolisis | I
| SMR (Grey) | I
| Electrolyzers E-Market (P2G) [GW Elec] | I |  |  |  |  | 0.12789 | 0.12789 | 0.12789 | 0.12789 | 0.22422 | 0.22422 | 0.22422 | 0.22422
| Electrolyzers DRES (P2G) [GW Elec] | I
| Electrolyzers SRES (P2G) [GW Elec] | I
| H2 Adequacy Units | I
| NH3 Imports - High Band | I
| NH3 Imports - Low Band | I
| NH3 Terminal Capacity | I
| Non-EU H2 Imports - High Band | I
| Non-EU H2 Imports - Low Band | I
| Non-EU H2 Pipeline Capacity | I
| EU Cross-Border Pipeline Capacity (Import) | I |  |  |  |  | 15.2542 | 15.2542 | 15.2542 | 15.2542 | 20.339 | 20.339 | 20.339 | 20.339
| EU Cross-Border Pipeline Capacity (Export) | I |  |  |  |  | 10.1695 | 10.1695 | 10.1695 | 10.1695 | 15.2542 | 15.2542 | 15.2542 | 15.2542
| H2 Storage Injection Capacity | I |  |  |  |  | 0 | 0 | 0 | 0 | 0 | 0 | 0 | 0
| H2 Storage Withdrawal Capacity [GW] | I
| H2 Storage WGV [TWh] | I
| SNG Capacity (from H2) | I
| E-Liquids Capacity (from H2) | I
Generation [TWh]
Electricity | Wind Onshore | R |  |  |  |  | 4.8689 | 6.3172 | 5.7855 | 5.7942 | 7.0204 | 7.7786 | 7.4673 | 7.5024
| Wind Offshore Radial | R
| Wind Offshore Hub | R
| Solar PV | R |  |  |  |  | 11.9439 | 11.027 | 12.0163 | 11.5735 | 12.9663 | 11.4465 | 12.197 | 12.0507
| Solar CSP | R
| SRES Electricity | R
| Run of River | R |  |  |  |  | 1.0893 | 1.1527 | 1.0392 | 1.1 | 1.0303 | 1.0516 | 1.0311 | 1.0392
| Pondage | R
| Reservoir | R |  |  |  |  | 0.7854 | 0.88647 | 0.61554 | 0.77281 | 0.8307 | 0.62649 | 0.68062 | 0.68898
| PS Turbine | R |  |  |  |  | 1.6726 | 1.4401 | 1.6049 | 1.5503 | 1.7586 | 1.6325 | 1.6215 | 1.6533
| Biofuel | R
| Other RES | R |  |  |  |  | 4.5692 | 4.6087 | 4.5972 | 4.5954 | 3.7153 | 3.7948 | 3.7662 | 3.7674
| Nuclear | R |  |  |  |  | 34.6095 | 34.6515 | 34.6515 | 34.6414 | 50.9179 | 50.9179 | 50.9179 | 50.9179
| Natural Gas | R |  |  |  |  | 1.5261 | 0.35045 | 0.51717 | 0.68763 | 1.0051 | 2.2843 | 1.2227 | 1.6038
| Crude Oil | R
| Coal | R
| Hydrogen GT | R
| Fuel Cell | R
| Other Non RES | R |  |  |  |  | 1.9171 | 0.60724 | 0.75073 | 0.96895 | 0.89137 | 1.2067 | 0.81846 | 0.98835
| Adequacy Units | R
| ENS | R |  |  |  |  | 0 | 0 | 0 | 0 | 0 | 0 | 0 | 0
| RES Curtailment | R |  |  |  |  | 0.48138 | 0.27513 | 0.31729 | 0.33854 | 1.659 | 1.1386 | 1.2102 | 1.2713
Electricity - Flexibility | Batteries Charging | R |  |  |  |  | 1.4035 | 1.2573 | 1.2919 | 1.3038 | 1.6147 | 1.5949 | 1.5056 | 1.5631
| Batteries Discharging | R |  |  |  |  | 1.2912 | 1.1567 | 1.1886 | 1.1995 | 1.4856 | 1.4673 | 1.3852 | 1.4381
| EV Discharging (Prosumer) | R |  |  |  |  | 0.0028574 | 0.014179 | 0.0029094 | 0.0077428 | 0.040255 | 0.029353 | 0.016925 | 0.026562
| EV Discharging (E-Market) | R |  |  |  |  | 0.00079823 | 0.0013193 | 0.00097222 | 0.0010797 | 0.0081246 | 0.0058402 | 0.0031818 | 0.0052337
| DSR | R |  |  |  |  | 0 | 0 | 0 | 0 | 0 | 0.01276 | 0 | 0.005104
H2 | SMR (Blue) and Pyrolisis | R
| SMR (Grey) | R
| Electrolyzers E-Market (P2G) | R |  |  |  |  | 0.42718 | 0.59392 | 0.49529 | 0.52135 | 0.87865 | 0.95594 | 0.85835 | 0.90145
| Electrolyzers DRES (P2G) | R
| Electrolyzers SRES (P2G) | R
| H2 Adequacy Units | R
| NH3 Imports - High Band | R
| NH3 Imports - Low Band | R
| Non-EU H2 Imports - High Band | R
| Non-EU H2 Imports - Low Band | R
| H2 Storage Injection | R
| H2 Storage Withdrawal | R
| Max Hourly State of Charge [%] | R
Heat | Heat Production from H2 HHP [TWh Heat] | I
| Share of Heat from H2 Boilers [%] | R
| Heat Production from CH4 HHP [TWh Heat] | I |  |  |  |  | 1.9736 | 1.9693 | 1.9736 | 1.9717 | 3.5626 | 3.5626 | 3.5626 | 3.5626
| Share of Heat from CH4 Boilers [%] | R |  |  |  |  | 65.0185 | 46.3632 | 59.1512 | 55.0605 | 36.4624 | 43.8789 | 46.1938 | 43.3216
CO2 | CO2 Emissions Electricity Sector [Mt] | R |  |  |  |  | 1.3677 | 0.39394 | 0.51186 | 0.66655 | 0.61575 | 1.0738 | 0.64215 | 0.80952
| CO2 Emissions Hydrogen Sector [Mt] | R |  |  |  |  | 0 | 0 | 0 | 0 | 0 | 0 | 0 | 0
FLH [h]
Electricity | Wind Onshore | R |  |  |  |  | 1967.244 | 2552.4083 | 2337.5923 | 2341.0796 | 2026.0999 | 2244.9022 | 2155.0655 | 2165.207
| Wind Offshore Radial | R
| Wind Offshore Hub | R
| Solar PV | R |  |  |  |  | 1079.4054 | 996.5346 | 1085.9467 | 1045.9296 | 1054.0149 | 930.4746 | 991.4812 | 979.5853
| Solar CSP | R
| SRES Electricity | R
| Run of River | R |  |  |  |  | 2624.8028 | 2777.527 | 2504.0642 | 2650.6305 | 2482.5815 | 2534.0842 | 2484.6515 | 2504.0106
| Pondage | R
| Reservoir | R |  |  |  |  | 1509.0147 | 1703.2186 | 1182.6549 | 1484.8237 | 1596.0597 | 1203.7034 | 1307.6946 | 1323.7711
| PS Turbine | R |  |  |  |  | 1255.9833 | 1081.406 | 1205.1154 | 1164.1287 | 1320.5611 | 1225.8392 | 1217.6123 | 1241.4928
| Biofuel | R
| Other RES | R |  |  |  |  | 4078.589 | 4113.8456 | 4103.5194 | 4101.9764 | 3968.2013 | 4053.0682 | 4022.5127 | 4023.8727
| Nuclear | R |  |  |  |  | 7893.8564 | 7903.4279 | 7903.4278 | 7901.1307 | 7981.6667 | 7981.6667 | 7981.6667 | 7981.6667
| Natural Gas | R |  |  |  |  | 391.6644 | 89.9404 | 132.7264 | 176.4735 | 257.9612 | 586.2431 | 313.786 | 411.6039
| Crude Oil | R
| Coal | R
| Hydrogen GT | R
| Fuel Cell | R
| Other Non RES | R |  |  |  |  | 1211.8281 | 383.8441 | 474.5475 | 612.4924 | 610.7369 | 826.8117 | 560.7842 | 677.1857
| Adequacy Units | R
| Batteries | R |  |  |  |  | 635.7355 | 569.5127 | 585.2156 | 590.5881 | 628.1445 | 620.4196 | 585.6932 | 608.074
H2 | SMR (Blue) and Pyrolisis | R
| SMR (Grey) | R
| Electrolyzers E-Market (P2G) | R |  |  |  |  | 4771.764 | 6634.2723 | 5532.4929 | 5823.6831 | 5519.2908 | 6004.7934 | 5391.8057 | 5662.4978
| Electrolyzers DRES (P2G) | R
| Electrolyzers SRES (P2G) | R
| H2 Adequacy Units | R
| NH3 Terminals (Import) | R
| Non-EU H2 Pipelines (Import) | R
| H2 Pipelines (Import) | R |  |  |  |  | 482.5052 | 509.2357 | 489.8737 | 496.4309 | 727.5875 | 648.956 | 738.692 | 700.5767
| H2 Pipelines (Export) | R |  |  |  |  | 0.6563 | 0.0065079 | 3.1599 | 1.2031 | 524.081 | 397.0014 | 518.1708 | 470.8851
| H2 to SNG | R
| H2 to E-Liquids | R
Exchange [TWh]
Electricity | Imports | R |  |  |  |  | 25.4318 | 23.4822 | 26.0955 | 24.8125 | 23.2594 | 20.633 | 19.9376 | 20.8801
| Exports | R |  |  |  |  | 9.3116 | 6.935 | 8.647 | 8.0704 | 9.9146 | 10.8445 | 11.1898 | 10.7966
H2 | NH3 Imports | R
| Non-EU Imports | R
| EU Imports | R |  |  |  |  | 7.3602 | 7.768 | 7.4727 | 7.5727 | 14.7984 | 13.1991 | 15.0242 | 14.249
| EU Exports | R |  |  |  |  | 0.0066742 | 6.6182e-05 | 0.032135 | 0.012235 | 7.9945 | 6.056 | 7.9043 | 7.183
E-Fuels | SNG Imports [TWh H2] | R |  |  |  |  | EU27 level specific | EU27 level specific | EU27 level specific | EU27 level specific | EU27 level specific | EU27 level specific | EU27 level specific | EU27 level specific
| E-Liquid Imports [TWh H2] | R |  |  |  |  | EU27 level specific | EU27 level specific | EU27 level specific | EU27 level specific | EU27 level specific | EU27 level specific | EU27 level specific | EU27 level specific
Consumption [TWh]
Electricity | Native Demand (Prosumer) | I |  |  |  |  | 11.3997 | 10.219 | 11.3323 | 10.8698 | 17.4148 | 15.0855 | 13.5294 | 14.9289
| Fixed Load (Prosumer) | I |  |  |  |  | 0 | 0 | 0 | 0 | 0 | 0 | 0 | 0
| Charging Station Load (Prosumer) | R |  |  |  |  | 2.2567 | 2.2695 | 2.2568 | 2.2623 | 3.3347 | 3.3223 | 3.3083 | 3.3192
| Native Demand (E-Market) | I |  |  |  |  | 61.3342 | 60.9583 | 61.3027 | 61.1622 | 66.8675 | 66.4292 | 66.1038 | 66.3867
| Fixed Load (Emarket) | I |  |  |  |  | 0 | 0 | 0 | 0 | 0 | 0 | 0 | 0
| Charging Station Load (E-Market) | R |  |  |  |  | 0.96669 | 0.96728 | 0.96688 | 0.96701 | 1.4188 | 1.4162 | 1.4132 | 1.4155
| PS Pump Load | R |  |  |  |  | 2.2038 | 1.892 | 2.0997 | 2.0354 | 2.3251 | 2.1562 | 2.143 | 2.1847
| Electrolyzers E-Market (P2G) | R |  |  |  |  | 0.61026 | 0.84846 | 0.70755 | 0.74479 | 1.2375 | 1.3464 | 1.209 | 1.2696
| Electricity for H2 HHPs | R
| Electricity for CH4 HHPs | R |  |  |  |  | 0.22229 | 0.34886 | 0.26111 | 0.28952 | 0.80161 | 0.69231 | 0.66352 | 0.70266
H2 | H2 Demand | I |  |  |  |  | 7.7808 | 8.3619 | 7.9358 | 8.0818 | 7.6826 | 8.0991 | 7.9783 | 7.9675
| Shortage Quantity | R |  |  |  |  | 0 | 0 | 0 | 0 | 0 | 0 | 0 | 0
| H2 for Hydrogen GT | R
| H2 for HHP Boilers | R
| H2 to SNG | R
| H2 to E-Liquids | R
Methane | CH4 for HHP Boilers | R |  |  |  |  | 1.3858 | 0.98606 | 1.2608 | 1.1727 | 1.4029 | 1.6883 | 1.7774 | 1.6669
CO2 | CO2 to E-Fuels [kt] | R |  |  |  |  | EU27 level specific | EU27 level specific | EU27 level specific | EU27 level specific | EU27 level specific | EU27 level specific | EU27 level specific | EU27 level specific
Fuels | E-Fuel Demand [TWh H2] | I |  |  |  |  | EU27 level specific | EU27 level specific | EU27 level specific | EU27 level specific | EU27 level specific | EU27 level specific | EU27 level specific | EU27 level specific
| E-Fuel Shortage [TWh H2] | R |  |  |  |  | EU27 level specific | EU27 level specific | EU27 level specific | EU27 level specific | EU27 level specific | EU27 level specific | EU27 level specific | EU27 level specific
Prices [€/MWh]
Electricity | 10%-Quan. | R |  |  |  |  | 16.6011 | 14.7097 | 11.771 | 14.1939 | 13.0854 | 16.4636 | 13.6989 | 14.6821
| Load-Weighted Average | R |  |  |  |  | 76.1997 | 51.7255 | 61.578 | 60.8506 | 83.7506 | 96.3469 | 78.1558 | 86.5512
| 90%-Quan. | R |  |  |  |  | 158.3414 | 102.0635 | 132.6302 | 125.6572 | 196.6899 | 198.8937 | 169.6818 | 186.7682
H2 | 10%-Quan. | R |  |  |  |  | 49.5859 | 23.8749 | 45.0668 | 37.0389 | 22.0169 | 21.6022 | 23.6856 | 22.5185
| Load-Weighted Average | R |  |  |  |  | 61.5866 | 34.5708 | 51.0204 | 46.483 | 50.2145 | 55.1119 | 57.5977 | 55.1268
| 90%-Quan. | R |  |  |  |  | 82.6321 | 56.1618 | 56.0221 | 62.4686 | 70.3738 | 124.7042 | 110.4871 | 108.1513
Import Share [%]
H2 | Share of Domestic Production (Supply %) | R |  |  |  |  | EU27 level specific | EU27 level specific | EU27 level specific | EU27 level specific | EU27 level specific | EU27 level specific | EU27 level specific | EU27 level specific
| Share of Non-EU Imports (Supply %) | R |  |  |  |  | EU27 level specific | EU27 level specific | EU27 level specific | EU27 level specific | EU27 level specific | EU27 level specific | EU27 level specific | EU27 level specific
Energy Balance [TWh]
Electricity + | Electricity Generation | R |  |  |  |  | 62.9821 | 61.0413 | 61.578 | 61.6842 | 80.136 | 80.7393 | 79.7227 | 80.212
| DSR | R |  |  |  |  | 0 | 0 | 0 | 0 | 0 | 0.01276 | 0 | 0.005104
| Net Imports | R |  |  |  |  | 16.1201 | 16.5472 | 17.4485 | 16.7421 | 13.3448 | 9.7885 | 8.7478 | 10.0835
| Electricity Shortage | R |  |  |  |  | 0 | 0 | 0 | 0 | 0 | 0 | 0 | 0
Electricity - | Electricity Demand (Native + Fixed) | I |  |  |  |  | 72.7339 | 71.1773 | 72.635 | 72.0319 | 84.2823 | 81.5147 | 79.6333 | 81.3157
| Pump Load | R |  |  |  |  | 2.2038 | 1.892 | 2.0997 | 2.0354 | 2.3251 | 2.1562 | 2.143 | 2.1847
| Electrolyzer Load | R |  |  |  |  | 0.61026 | 0.84846 | 0.70755 | 0.74479 | 1.2375 | 1.3464 | 1.209 | 1.2696
| Heat Electrical Usage | R |  |  |  |  | 0.22229 | 0.34886 | 0.26111 | 0.28952 | 0.80161 | 0.69231 | 0.66352 | 0.70266
| Net Battery Load | R |  |  |  |  | 0.11228 | 0.10058 | 0.10335 | 0.1043 | 0.12918 | 0.12759 | 0.12045 | 0.12505
| Net EV Load | R |  |  |  |  | 3.2198 | 3.2213 | 3.2198 | 3.2204 | 4.7051 | 4.7034 | 4.7014 | 4.7029
Electricity Balance |  | R |  |  |  |  | -5.0875e-12 | -1.4282e-11 | 7.0202e-12 | -5.0456e-12 | 2.6006e-12 | 6.3238e-12 | 1.593e-11 | 9.4218e-12
H2 + | H2 Domestic Production | R |  |  |  |  | 0.42718 | 0.59392 | 0.49529 | 0.52135 | 0.87865 | 0.95594 | 0.85835 | 0.90145
| NH3 Imports | R
| Non-EU Imports | R
| Net Imports | R |  |  |  |  | 7.3536 | 7.7679 | 7.4405 | 7.5604 | 6.8039 | 7.1431 | 7.1199 | 7.066
| H2 Shortage | R |  |  |  |  | 0 | 0 | 0 | 0 | 0 | 0 | 0 | 0
H2 - | H2 Demand | I |  |  |  |  | 7.7808 | 8.3619 | 7.9358 | 8.0818 | 7.6826 | 8.0991 | 7.9783 | 7.9675
| H2 to Hydrogen GT | R
| H2 to Heat | R
| H2 to eFuels | R
| Net H2 Storage Load | R
H2 Balance |  | R |  |  |  |  | -4.3201e-12 | -1.8989e-12 | -2.1592e-12 | -2.5659e-12 | -2.0588e-12 | 3.1779e-12 | 8.8995e-13 | 1.2154e-12
Note on C3: Input Value / Result

## DE
|  | I/R | 2030 |  |  |  | 2035 |  |  |  | 2040 |  |  |  | 2050
|  |  | CY1 | CY2 | CY3 | Weighted WS | WS032 | WS037 | WS059 | Weighted WS | WS065 | WS071 | WS077 | Weighted WS | CY1 | CY2 | CY3 | Weighted WS
Installed Capacity [GW]
Electricity | Wind Onshore | I |  |  |  |  | 156.0553 | 156.0553 | 156.0553 | 156.0553 | 158.4743 | 158.4743 | 158.4743 | 158.4743
| Wind Offshore Radial | I |  |  |  |  | 21.4248 | 21.4248 | 21.4248 | 21.4248 | 21.9628 | 21.9628 | 21.9628 | 21.9628
| Wind Offshore Hub | I |  |  |  |  | 29 | 29 | 29 | 29 | 51 | 51 | 51 | 51
| Solar PV | I |  |  |  |  | 308.5874 | 308.5874 | 308.5874 | 308.5874 | 399.3336 | 399.3336 | 399.3336 | 399.3336
| Solar CSP | I
| SRES Electricity | I |  |  |  |  | 1.3574 | 1.3574 | 1.3574 | 1.3574 | 2.1921 | 2.1921 | 2.1921 | 2.1921
| Run of River | I |  |  |  |  | 3.9339 | 3.9339 | 3.9339 | 3.9339 | 3.9339 | 3.9339 | 3.9339 | 3.9339
| Pondage | I
| Reservoir | I |  |  |  |  | 1.0079 | 1.0079 | 1.0079 | 1.0079 | 1.0079 | 1.0079 | 1.0079 | 1.0079
| PS Turbine | I |  |  |  |  | 9.5249 | 9.5249 | 9.5249 | 9.5249 | 10.7499 | 10.7499 | 10.7499 | 10.7499
| PS Pump | I |  |  |  |  | 9.1774 | 9.1774 | 9.1774 | 9.1774 | 10.4224 | 10.4224 | 10.4224 | 10.4224
| Biofuel | I
| Other RES | I |  |  |  |  | 10.4383 | 10.4383 | 10.4383 | 10.4383 | 8.5383 | 8.5383 | 8.5383 | 8.5383
| Nuclear | I
| Natural Gas | I |  |  |  |  | 32.7209 | 32.7209 | 32.7209 | 32.7209 | 4.0488 | 4.0488 | 4.0488 | 4.0488
| Crude Oil | I |  |  |  |  | 0.32178 | 0.32178 | 0.32178 | 0.32178
| Coal | I |  |  |  |  | 4.7821 | 4.7821 | 4.7821 | 4.7821
| Hydrogen GT | I |  |  |  |  | 16.5374 | 16.5374 | 16.5374 | 16.5374 | 49.1035 | 49.1035 | 49.1035 | 49.1035
| Fuel Cell | I
| Other Non RES | I |  |  |  |  | 2.9378 | 2.9378 | 2.9378 | 2.9378 | 0.66242 | 0.66242 | 0.66242 | 0.66242
| Adequacy Units | I
| Batteries | I |  |  |  |  | 39.5526 | 39.5526 | 39.5526 | 39.5526 | 56.2344 | 56.2344 | 56.2344 | 56.2344
| Batteries [GWh] | I |  |  |  |  | 83.6959 | 83.6959 | 83.6959 | 83.6959 | 148.9609 | 148.9609 | 148.9609 | 148.9609
H2 | SMR (Blue) and Pyrolisis | I |  |  |  |  | 5.306 | 5.306 | 5.306 | 5.306 | 5.306 | 5.306 | 5.306 | 5.306
| SMR (Grey) | I |  |  |  |  | 4.406 | 4.406 | 4.406 | 4.406 | 2.938 | 2.938 | 2.938 | 2.938
| Electrolyzers E-Market (P2G) [GW Elec] | I |  |  |  |  | 25.9363 | 25.9363 | 25.9363 | 25.9363 | 41.8879 | 41.8879 | 41.8879 | 41.8879
| Electrolyzers DRES (P2G) [GW Elec] | I |  |  |  |  | 1 | 1 | 1 | 1 | 1 | 1 | 1 | 1
| Electrolyzers SRES (P2G) [GW Elec] | I |  |  |  |  | 0.92081 | 0.92081 | 0.92081 | 0.92081 | 1.4871 | 1.4871 | 1.4871 | 1.4871
| H2 Adequacy Units | I
| NH3 Imports - High Band | I |  |  |  |  | 1.1955 | 1.1955 | 1.1955 | 1.1955 | 1.5705 | 1.5705 | 1.5705 | 1.5705
| NH3 Imports - Low Band | I |  |  |  |  | 1.1955 | 1.1955 | 1.1955 | 1.1955 | 1.5705 | 1.5705 | 1.5705 | 1.5705
| NH3 Terminal Capacity | I |  |  |  |  | 2.3907 | 2.3907 | 2.3907 | 2.3907 | 11.425 | 11.425 | 11.425 | 11.425
| Non-EU H2 Imports - High Band | I
| Non-EU H2 Imports - Low Band | I
| Non-EU H2 Pipeline Capacity | I
| EU Cross-Border Pipeline Capacity (Import) | I |  |  |  |  | 56.6349 | 56.6349 | 56.6349 | 56.6349 | 68.3934 | 68.3934 | 68.3934 | 68.3934
| EU Cross-Border Pipeline Capacity (Export) | I |  |  |  |  | 43.8842 | 43.8842 | 43.8842 | 43.8842 | 48.9689 | 48.9689 | 48.9689 | 48.9689
| H2 Storage Injection Capacity | I |  |  |  |  | 38.606 | 38.606 | 38.606 | 38.606 | 38.606 | 38.606 | 38.606 | 38.606
| H2 Storage Withdrawal Capacity [GW] | I |  |  |  |  | 38.853 | 38.853 | 38.853 | 38.853 | 38.853 | 38.853 | 38.853 | 38.853
| H2 Storage WGV [TWh] | I |  |  |  |  | 19.915 | 19.915 | 19.915 | 19.915 | 19.915 | 19.915 | 19.915 | 19.915
| SNG Capacity (from H2) | I |  |  |  |  | 0.057965 | 0.057965 | 0.057965 | 0.057965 | 0.094193 | 0.094193 | 0.094193 | 0.094193
| E-Liquids Capacity (from H2) | I |  |  |  |  | 6.888 | 6.888 | 6.888 | 6.888 | 11.1454 | 11.1454 | 11.1454 | 11.1454
Generation [TWh]
Electricity | Wind Onshore | R |  |  |  |  | 350.6639 | 402.3547 | 367.1855 | 378.3431 | 357.0267 | 356.9939 | 331.5702 | 346.831
| Wind Offshore Radial | R |  |  |  |  | 77.2714 | 78.8843 | 81.7634 | 79.4473 | 79.6531 | 79.9849 | 80.3543 | 80.0663
| Wind Offshore Hub | R |  |  |  |  | 108.9753 | 109.536 | 115.9344 | 111.5129 | 202.7711 | 200.2457 | 199.4741 | 200.4421
| Solar PV | R |  |  |  |  | 257.6402 | 235.6753 | 252.7499 | 246.5815 | 351.006 | 301.4392 | 319.8228 | 318.706
| Solar CSP | R
| SRES Electricity | R |  |  |  |  | 0 | 0 | 0 | 0 | 0 | 0 | 0 | 0
| Run of River | R |  |  |  |  | 12.9752 | 15.0755 | 12.8634 | 13.8414 | 12.0345 | 13.8454 | 13.7482 | 13.4443
| Pondage | R
| Reservoir | R |  |  |  |  | 0.52539 | 0.47121 | 0.56411 | 0.51487 | 0.65587 | 0.53533 | 0.58596 | 0.57969
| PS Turbine | R |  |  |  |  | 28.4819 | 24.6686 | 28.0992 | 26.7159 | 31.0208 | 28.8293 | 28.4493 | 29.1156
| Biofuel | R
| Other RES | R |  |  |  |  | 50.2801 | 51.2688 | 49.8511 | 50.5637 | 40.3707 | 41.2211 | 41.7597 | 41.2665
| Nuclear | R
| Natural Gas | R |  |  |  |  | 21.0164 | 15.6711 | 13.5633 | 16.2584 | 0.46324 | 1.9473 | 0.83531 | 1.2057
| Crude Oil | R |  |  |  |  | 0 | 0 | 0 | 0
| Coal | R |  |  |  |  | 1.0273 | 0.29291 | 0.2722 | 0.46232
| Hydrogen GT | R |  |  |  |  | 26.5652 | 28.3657 | 27.014 | 27.4875 | 54.6939 | 51.5795 | 48.8844 | 51.1244
| Fuel Cell | R
| Other Non RES | R |  |  |  |  | 2.4753 | 0.80763 | 0.56688 | 1.1284 | 0.26535 | 0.60217 | 0.36949 | 0.44173
| Adequacy Units | R
| ENS | R |  |  |  |  | 0 | 0 | 0 | 0 | 0 | 0 | 0 | 0
| RES Curtailment | R |  |  |  |  | 96.6081 | 88.3994 | 105.7422 | 96.0926 | 134.1028 | 98.5514 | 103.1945 | 107.5189
Electricity - Flexibility | Batteries Charging | R |  |  |  |  | 33.6221 | 33.4904 | 32.3996 | 33.1621 | 52.9565 | 49.6195 | 47.9144 | 49.6048
| Batteries Discharging | R |  |  |  |  | 31.1885 | 31.0758 | 30.0452 | 30.7628 | 49.2268 | 46.1858 | 44.5752 | 46.1498
| EV Discharging (Prosumer) | R |  |  |  |  | 2.4867 | 2.2476 | 2.2482 | 2.3052 | 2.6286 | 2.5001 | 1.6949 | 2.2037
| EV Discharging (E-Market) | R |  |  |  |  | 0.074785 | 0.032261 | 0.027797 | 0.040993 | 0.23093 | 0.14791 | 0.09701 | 0.14416
| DSR | R |  |  |  |  | 0.23196 | 0.23169 | 0.21468 | 0.22614 | 0.37821 | 0.76626 | 0.41222 | 0.54703
H2 | SMR (Blue) and Pyrolisis | R |  |  |  |  | 18.362 | 5.8701 | 5.1051 | 8.6157 | 9.9182 | 13.0273 | 16.4741 | 13.7842
| SMR (Grey) | R |  |  |  |  | 0.24293 | 0.00082268 | 7.32e-05 | 0.058681 | 0.081812 | 1.0337 | 0.68142 | 0.70242
| Electrolyzers E-Market (P2G) | R |  |  |  |  | 109.7429 | 128.2416 | 118.9656 | 120.7408 | 187.1884 | 178.9551 | 172.9543 | 178.2015
| Electrolyzers DRES (P2G) | R |  |  |  |  | 2.9985 | 2.9609 | 3.1971 | 3.0478 | 3.051 | 2.9705 | 2.9544 | 2.9802
| Electrolyzers SRES (P2G) | R |  |  |  |  | 1.8099 | 2.0054 | 1.8786 | 1.9166 | 3.0409 | 2.93 | 2.7895 | 2.896
| H2 Adequacy Units | R
| NH3 Imports - High Band | R |  |  |  |  | 0 | 0 | 0 | 0 | 0 | 0.088928 | 0 | 0.035571
| NH3 Imports - Low Band | R |  |  |  |  | 10.4726 | 10.4726 | 10.4726 | 10.4726 | 13.7576 | 13.7576 | 13.7576 | 13.7576
| Non-EU H2 Imports - High Band | R
| Non-EU H2 Imports - Low Band | R
| H2 Storage Injection | R |  |  |  |  | 36.6371 | 25.8887 | 33.2946 | 30.9123 | 49.9266 | 48.0799 | 49.321 | 48.9457
| H2 Storage Withdrawal | R |  |  |  |  | 36.2805 | 25.6396 | 32.9617 | 30.6097 | 49.657 | 47.5991 | 48.896 | 48.5294
| Max Hourly State of Charge [%] | R |  |  |  |  | 100 | 100 | 99.795 | 99.9323 | 100 | 100 | 100 | 100
Heat | Heat Production from H2 HHP [TWh Heat] | I |  |  |  |  | 1.1171 | 1.1142 | 1.1171 | 1.1158 | 1.3746 | 1.3746 | 1.3746 | 1.3746
| Share of Heat from H2 Boilers [%] | R |  |  |  |  | 60.8637 | 65.3979 | 64.0017 | 63.849 | 61.1124 | 61.6148 | 58.2771 | 60.1792
| Heat Production from CH4 HHP [TWh Heat] | I |  |  |  |  | 5.2628 | 5.2483 | 5.2628 | 5.2565 | 5.9828 | 5.9828 | 5.9828 | 5.9828
| Share of Heat from CH4 Boilers [%] | R |  |  |  |  | 60.3761 | 58.808 | 61.3658 | 60.0284 | 39.5925 | 45.4873 | 48.6422 | 45.5703
CO2 | CO2 Emissions Electricity Sector [Mt] | R |  |  |  |  | 8.501 | 5.3502 | 4.5802 | 5.8523 | 0.22735 | 0.77729 | 0.35501 | 0.49839
| CO2 Emissions Hydrogen Sector [Mt] | R |  |  |  |  | 0.51988 | 0.14856 | 0.12905 | 0.23124 | 0.22826 | 0.47988 | 0.48519 | 0.43168
FLH [h]
Electricity | Wind Onshore | R |  |  |  |  | 2247.0489 | 2578.2828 | 2352.9194 | 2424.4168 | 2252.8996 | 2252.6929 | 2092.2648 | 2188.563
| Wind Offshore Radial | R |  |  |  |  | 3606.6329 | 3681.9171 | 3816.2991 | 3708.1949 | 3626.7299 | 3641.835 | 3658.6547 | 3645.5419
| Wind Offshore Hub | R |  |  |  |  | 3757.7675 | 3777.1038 | 3997.7366 | 3845.2719 | 3975.9041 | 3926.3856 | 3911.2574 | 3930.238
| Solar PV | R |  |  |  |  | 834.9017 | 763.7232 | 819.0546 | 799.0654 | 878.9794 | 754.8556 | 800.8914 | 798.0947
| Solar CSP | R
| SRES Electricity | R |  |  |  |  | 0 | 0 | 0 | 0 | 0 | 0 | 0 | 0
| Run of River | R |  |  |  |  | 3298.3026 | 3832.204 | 3269.8929 | 3518.505 | 3059.1748 | 3519.5054 | 3494.7951 | 3417.5552
| Pondage | R
| Reservoir | R |  |  |  |  | 521.2731 | 467.517 | 559.6876 | 510.8348 | 650.731 | 531.1311 | 581.3656 | 575.1449
| PS Turbine | R |  |  |  |  | 2990.2433 | 2589.8985 | 2950.0704 | 2804.838 | 2885.6689 | 2681.8118 | 2646.4594 | 2708.4423
| Biofuel | R
| Other RES | R |  |  |  |  | 4816.8696 | 4911.592 | 4775.7761 | 4844.0394 | 4728.1724 | 4827.7675 | 4890.8435 | 4833.0789
| Nuclear | R
| Natural Gas | R |  |  |  |  | 642.2928 | 478.9314 | 414.5149 | 496.8807 | 114.4138 | 480.9578 | 206.3083 | 297.7892
| Crude Oil | R |  |  |  |  | 0 | 0 | 0 | 0
| Coal | R |  |  |  |  | 214.8178 | 61.2506 | 56.9211 | 96.678
| Hydrogen GT | R |  |  |  |  | 1606.3754 | 1715.2467 | 1633.5134 | 1662.1456 | 1113.8493 | 1050.4249 | 995.5394 | 1041.1556
| Fuel Cell | R
| Other Non RES | R |  |  |  |  | 842.5673 | 274.9088 | 192.9604 | 384.1039 | 400.5752 | 909.0402 | 557.7925 | 666.8481
| Adequacy Units | R
| Batteries | R |  |  |  |  | 788.5331 | 785.684 | 759.626 | 777.7686 | 875.386 | 821.3094 | 792.6671 | 820.6678
H2 | SMR (Blue) and Pyrolisis | R |  |  |  |  | 3460.6064 | 1106.3185 | 962.1351 | 1623.7671 | 1869.2427 | 2455.1952 | 3104.8037 | 2597.8481
| SMR (Grey) | R |  |  |  |  | 55.1362 | 0.18672 | 0.016614 | 13.3185 | 27.846 | 351.8454 | 231.9342 | 239.081
| Electrolyzers E-Market (P2G) | R |  |  |  |  | 6044.6322 | 7063.5377 | 6552.6202 | 6650.3976 | 6294.0837 | 6017.2443 | 5815.4718 | 5991.9032
| Electrolyzers DRES (P2G) | R |  |  |  |  | 4283.531 | 4229.79 | 4567.263 | 4354.0539 | 4297.198 | 4183.838 | 4161.156 | 4197.4372
| Electrolyzers SRES (P2G) | R |  |  |  |  | 2807.8709 | 3111.2417 | 2914.5754 | 2973.5329 | 2880.0554 | 2774.9416 | 2641.8936 | 2742.7452
| H2 Adequacy Units | R
| NH3 Terminals (Import) | R |  |  |  |  | 4380.6159 | 4380.6159 | 4380.6159 | 4380.6159 | 1204.1668 | 1211.9504 | 1204.1668 | 1207.2802
| Non-EU H2 Pipelines (Import) | R
| H2 Pipelines (Import) | R |  |  |  |  | 2095.2421 | 2002.8653 | 2075.4053 | 2048.9739 | 2780.917 | 2705.1117 | 2765.0959 | 2744.2665
| H2 Pipelines (Export) | R |  |  |  |  | 698.1083 | 634.9455 | 576.2183 | 630.7246 | 664.76 | 578.8291 | 697.6079 | 643.5268
| H2 to SNG | R |  |  |  |  | 8760 | 8760 | 8760 | 8760 | 8718 | 8555 | 8751 | 8666
| H2 to E-Liquids | R |  |  |  |  | 8760 | 8760 | 8760 | 8760 | 8718 | 8691.2663 | 8760 | 8724.1065
Exchange [TWh]
Electricity | Imports | R |  |  |  |  | 91.1877 | 91.9083 | 89.5455 | 90.9556 | 92.5947 | 116.148 | 109.5921 | 108.815
| Exports | R |  |  |  |  | 141.8818 | 145.1603 | 138.9122 | 142.3116 | 131.427 | 124.3866 | 121.3287 | 124.5715
H2 | NH3 Imports | R |  |  |  |  | 10.4726 | 10.4726 | 10.4726 | 10.4726 | 13.7576 | 13.8465 | 13.7576 | 13.7932
| Non-EU Imports | R
| EU Imports | R |  |  |  |  | 118.6638 | 113.432 | 117.5403 | 116.0434 | 190.1963 | 185.0117 | 189.1142 | 187.6896
| EU Exports | R |  |  |  |  | 30.6359 | 27.8641 | 25.2869 | 27.6788 | 32.5526 | 28.3446 | 34.1611 | 31.5128
E-Fuels | SNG Imports [TWh H2] | R |  |  |  |  | EU27 level specific | EU27 level specific | EU27 level specific | EU27 level specific | EU27 level specific | EU27 level specific | EU27 level specific | EU27 level specific
| E-Liquid Imports [TWh H2] | R |  |  |  |  | EU27 level specific | EU27 level specific | EU27 level specific | EU27 level specific | EU27 level specific | EU27 level specific | EU27 level specific | EU27 level specific
Consumption [TWh]
Electricity | Native Demand (Prosumer) | I |  |  |  |  | 41.3675 | 41.9702 | 42.1408 | 41.8819 | 55.1678 | 50.9305 | 46.6007 | 50.046
| Fixed Load (Prosumer) | I |  |  |  |  | 0.66671 | 0.59933 | 0.65639 | 0.63433 | 0.81365 | 0.68327 | 0.72377 | 0.72554
| Charging Station Load (Prosumer) | R |  |  |  |  | 53.1677 | 52.8971 | 52.8978 | 52.9623 | 74.6557 | 74.5103 | 73.599 | 74.1749
| Native Demand (E-Market) | I |  |  |  |  | 575.2737 | 576.166 | 575.8754 | 575.8559 | 622.8645 | 620.5043 | 618.8017 | 620.2953
| Fixed Load (Emarket) | I |  |  |  |  | 0 | 0 | 0 | 0 | 0 | 0 | 0 | 0
| Charging Station Load (E-Market) | R |  |  |  |  | 21.6646 | 21.6165 | 21.6115 | 21.6264 | 30.9817 | 30.8878 | 30.8302 | 30.8835
| PS Pump Load | R |  |  |  |  | 37.8307 | 32.6437 | 37.2767 | 35.4175 | 41.1408 | 38.1699 | 37.6544 | 38.5579
| Electrolyzers E-Market (P2G) | R |  |  |  |  | 156.7756 | 183.2022 | 169.9509 | 172.4869 | 263.6457 | 252.0495 | 243.5977 | 250.988
| Electricity for H2 HHPs | R |  |  |  |  | 0.14149 | 0.12368 | 0.12969 | 0.12994 | 0.16998 | 0.16904 | 0.18251 | 0.17462
| Electricity for CH4 HHPs | R |  |  |  |  | 0.67518 | 0.6981 | 0.65798 | 0.67936 | 1.1972 | 1.0612 | 0.99226 | 1.0608
H2 | H2 Demand | I |  |  |  |  | 122.0233 | 122.4524 | 121.8486 | 122.1502 | 176.2578 | 177.6638 | 177.2647 | 177.223
| Shortage Quantity | R |  |  |  |  | 0 | 0 | 0 | 0 | 0 | 0 | 0 | 0
| H2 for Hydrogen GT | R |  |  |  |  | 47.8006 | 50.8965 | 48.1825 | 49.2579 | 99.3898 | 92.828 | 87.6751 | 92.0792
| H2 for HHP Boilers | R |  |  |  |  | 0.62954 | 0.67468 | 0.662 | 0.65966 | 0.77782 | 0.78421 | 0.74173 | 0.76594
| H2 to SNG | R |  |  |  |  | 0.50777 | 0.50777 | 0.50777 | 0.50777 | 0.82117 | 0.80582 | 0.82428 | 0.81628
| H2 to E-Liquids | R |  |  |  |  | 60.3388 | 60.3388 | 60.3388 | 60.3388 | 97.1655 | 96.8675 | 97.6336 | 97.2335
Methane | CH4 for HHP Boilers | R |  |  |  |  | 3.4316 | 3.3333 | 3.4879 | 3.4079 | 2.5582 | 2.9391 | 3.143 | 2.9445
CO2 | CO2 to E-Fuels [kt] | R |  |  |  |  | EU27 level specific | EU27 level specific | EU27 level specific | EU27 level specific | EU27 level specific | EU27 level specific | EU27 level specific | EU27 level specific
Fuels | E-Fuel Demand [TWh H2] | I |  |  |  |  | EU27 level specific | EU27 level specific | EU27 level specific | EU27 level specific | EU27 level specific | EU27 level specific | EU27 level specific | EU27 level specific
| E-Fuel Shortage [TWh H2] | R |  |  |  |  | EU27 level specific | EU27 level specific | EU27 level specific | EU27 level specific | EU27 level specific | EU27 level specific | EU27 level specific | EU27 level specific
Prices [€/MWh]
Electricity | 10%-Quan. | R |  |  |  |  | 0 | 0 | 0 | 0 | 0 | 0 | 0 | 0
| Load-Weighted Average | R |  |  |  |  | 40.4161 | 29.7085 | 32.9189 | 33.3378 | 39.9397 | 64.9188 | 48.7022 | 53.4364
| 90%-Quan. | R |  |  |  |  | 111.286 | 70.7669 | 76.4611 | 82.3705 | 104.9808 | 167.1767 | 140.9972 | 144.2657
H2 | 10%-Quan. | R |  |  |  |  | 49.5766 | 23.8689 | 45.0248 | 37.0202 | 21.7057 | 21.5738 | 23.6574 | 22.4336
| Load-Weighted Average | R |  |  |  |  | 60.3946 | 32.5171 | 50.0521 | 44.9942 | 49.8144 | 50.6031 | 53.0529 | 51.4253
| 90%-Quan. | R |  |  |  |  | 82.6183 | 56.0774 | 56.011 | 62.4253 | 70.364 | 103.951 | 99.7108 | 95.5375
Import Share [%]
H2 | Share of Domestic Production (Supply %) | R |  |  |  |  | EU27 level specific | EU27 level specific | EU27 level specific | EU27 level specific | EU27 level specific | EU27 level specific | EU27 level specific | EU27 level specific
| Share of Non-EU Imports (Supply %) | R |  |  |  |  | EU27 level specific | EU27 level specific | EU27 level specific | EU27 level specific | EU27 level specific | EU27 level specific | EU27 level specific | EU27 level specific
Energy Balance [TWh]
Electricity + | Electricity Generation | R |  |  |  |  | 937.8975 | 963.0718 | 950.4276 | 952.8574 | 1129.9613 | 1077.2238 | 1065.8538 | 1083.2233
| DSR | R |  |  |  |  | 0.23196 | 0.23169 | 0.21468 | 0.22614 | 0.37821 | 0.76626 | 0.41222 | 0.54703
| Net Imports | R |  |  |  |  | -50.6941 | -53.252 | -49.3667 | -51.3559 | -38.8323 | -8.2386 | -11.7366 | -15.7566
| Electricity Shortage | R |  |  |  |  | 0 | 0 | 0 | 0 | 0 | 0 | 0 | 0
Electricity - | Electricity Demand (Native + Fixed) | I |  |  |  |  | 617.308 | 618.7355 | 618.6726 | 618.3721 | 678.8459 | 672.1181 | 666.1261 | 671.0669
| Pump Load | R |  |  |  |  | 37.8307 | 32.6437 | 37.2767 | 35.4175 | 41.1408 | 38.1699 | 37.6544 | 38.5579
| Electrolyzer Load | R |  |  |  |  | 156.7756 | 183.2022 | 169.9509 | 172.4869 | 263.6457 | 252.0495 | 243.5977 | 250.988
| Heat Electrical Usage | R |  |  |  |  | 0.81667 | 0.82178 | 0.78767 | 0.8093 | 1.3671 | 1.2303 | 1.1748 | 1.2354
| Net Battery Load | R |  |  |  |  | 2.4335 | 2.4146 | 2.3545 | 2.3993 | 3.7297 | 3.4337 | 3.3392 | 3.4551
| Net EV Load | R |  |  |  |  | 72.2708 | 72.2337 | 72.2332 | 72.2425 | 102.7779 | 102.7501 | 102.6373 | 102.7105
Electricity Balance |  | R |  |  |  |  | -8.8676e-12 | 2.0691e-11 | -1.2847e-11 | 2.5295e-12 | -1.4097e-11 | 2.2737e-13 | 1.3415e-11 | 2.6375e-12
H2 + | H2 Domestic Production | R |  |  |  |  | 133.1561 | 139.0788 | 129.1465 | 134.3797 | 203.2804 | 198.9166 | 195.8538 | 198.5642
| NH3 Imports | R |  |  |  |  | 10.4726 | 10.4726 | 10.4726 | 10.4726 | 13.7576 | 13.8465 | 13.7576 | 13.7932
| Non-EU Imports | R
| Net Imports | R |  |  |  |  | 88.0279 | 85.568 | 92.2535 | 88.3646 | 157.6437 | 156.667 | 154.9531 | 156.1768
| H2 Shortage | R |  |  |  |  | 0 | 0 | 0 | 0 | 0 | 0 | 0 | 0
H2 - | H2 Demand | I |  |  |  |  | 122.0233 | 122.4524 | 121.8486 | 122.1502 | 176.2578 | 177.6638 | 177.2647 | 177.223
| H2 to Hydrogen GT | R |  |  |  |  | 47.8006 | 50.8965 | 48.1825 | 49.2579 | 99.3898 | 92.828 | 87.6751 | 92.0792
| H2 to Heat | R |  |  |  |  | 0.62954 | 0.67468 | 0.662 | 0.65966 | 0.77782 | 0.78421 | 0.74173 | 0.76594
| H2 to eFuels | R |  |  |  |  | 60.8465 | 60.8465 | 60.8465 | 60.8465 | 97.9866 | 97.6733 | 98.4579 | 98.0498
| Net H2 Storage Load | R |  |  |  |  | 0.35663 | 0.24915 | 0.33295 | 0.3026 | 0.26967 | 0.4808 | 0.42505 | 0.41627
H2 Balance |  | R |  |  |  |  | -2.5125e-11 | -1.4381e-11 | -2.0322e-11 | -1.892e-11 | -1.2278e-11 | -1.279e-11 | -7.9012e-12 | -1.0732e-11
Note on C3: Input Value / Result

## DK
|  | I/R | 2030 |  |  |  | 2035 |  |  |  | 2040 |  |  |  | 2050
|  |  | CY1 | CY2 | CY3 | Weighted WS | WS032 | WS037 | WS059 | Weighted WS | WS065 | WS071 | WS077 | Weighted WS | CY1 | CY2 | CY3 | Weighted WS
Installed Capacity [GW]
Electricity | Wind Onshore | I |  |  |  |  | 6.9905 | 6.9905 | 6.9905 | 6.9905 | 5.9132 | 5.9132 | 5.9132 | 5.9132
| Wind Offshore Radial | I |  |  |  |  | 3.5633 | 3.5633 | 3.5633 | 3.5633 | 3.5633 | 3.5633 | 3.5633 | 3.5633
| Wind Offshore Hub | I |  |  |  |  | 14.2812 | 14.2812 | 14.2812 | 14.2812 | 29.7224 | 29.7224 | 29.7224 | 29.7224
| Solar PV | I |  |  |  |  | 38.224 | 38.224 | 38.224 | 38.224 | 44.957 | 44.957 | 44.957 | 44.957
| Solar CSP | I
| SRES Electricity | I
| Run of River | I
| Pondage | I
| Reservoir | I
| PS Turbine | I
| PS Pump | I
| Biofuel | I |  |  |  |  | 1.5294 | 1.5294 | 1.5294 | 1.5294 | 1.4157 | 1.4157 | 1.4157 | 1.4157
| Other RES | I
| Nuclear | I
| Natural Gas | I |  |  |  |  | 0.48785 | 0.48785 | 0.48785 | 0.48785 | 0.39129 | 0.39129 | 0.39129 | 0.39129
| Crude Oil | I |  |  |  |  | 0.6868 | 0.6868 | 0.6868 | 0.6868 | 0.6868 | 0.6868 | 0.6868 | 0.6868
| Coal | I
| Hydrogen GT | I
| Fuel Cell | I
| Other Non RES | I
| Adequacy Units | I
| Batteries | I |  |  |  |  | 0.819 | 0.819 | 0.819 | 0.819 | 0.8615 | 0.8615 | 0.8615 | 0.8615
| Batteries [GWh] | I |  |  |  |  | 17.198 | 17.198 | 17.198 | 17.198 | 17.2829 | 17.2829 | 17.2829 | 17.2829
H2 | SMR (Blue) and Pyrolisis | I
| SMR (Grey) | I
| Electrolyzers E-Market (P2G) [GW Elec] | I |  |  |  |  | 10.0724 | 10.0724 | 10.0724 | 10.0724 | 21.431 | 21.431 | 21.431 | 21.431
| Electrolyzers DRES (P2G) [GW Elec] | I
| Electrolyzers SRES (P2G) [GW Elec] | I
| H2 Adequacy Units | I
| NH3 Imports - High Band | I
| NH3 Imports - Low Band | I
| NH3 Terminal Capacity | I
| Non-EU H2 Imports - High Band | I
| Non-EU H2 Imports - Low Band | I
| Non-EU H2 Pipeline Capacity | I
| EU Cross-Border Pipeline Capacity (Import) | I |  |  |  |  | 3.6441 | 3.6441 | 3.6441 | 3.6441 | 3.6441 | 3.6441 | 3.6441 | 3.6441
| EU Cross-Border Pipeline Capacity (Export) | I |  |  |  |  | 3.6441 | 3.6441 | 3.6441 | 3.6441 | 3.6441 | 3.6441 | 3.6441 | 3.6441
| H2 Storage Injection Capacity | I |  |  |  |  | 0.46 | 0.46 | 0.46 | 0.46 | 1.38 | 1.38 | 1.38 | 1.38
| H2 Storage Withdrawal Capacity [GW] | I |  |  |  |  | 0.46 | 0.46 | 0.46 | 0.46 | 1.38 | 1.38 | 1.38 | 1.38
| H2 Storage WGV [TWh] | I |  |  |  |  | 0.1 | 0.1 | 0.1 | 0.1 | 0.3 | 0.3 | 0.3 | 0.3
| SNG Capacity (from H2) | I
| E-Liquids Capacity (from H2) | I |  |  |  |  | 1.1581 | 1.1581 | 1.1581 | 1.1581 | 1.5175 | 1.5175 | 1.5175 | 1.5175
Generation [TWh]
Electricity | Wind Onshore | R |  |  |  |  | 16.6638 | 14.6795 | 15.8697 | 15.5485 | 13.5232 | 11.6922 | 11.3906 | 11.9377
| Wind Offshore Radial | R |  |  |  |  | 15.8179 | 15.1364 | 16.5254 | 15.7583 | 15.4024 | 14.9073 | 15.0747 | 15.0733
| Wind Offshore Hub | R |  |  |  |  | 45.1297 | 47.0833 | 47.5407 | 46.7654 | 86.2617 | 90.8668 | 88.3909 | 88.9554
| Solar PV | R |  |  |  |  | 37.6608 | 34.8074 | 34.0316 | 35.2362 | 44.5221 | 39.9128 | 43.1393 | 42.1252
| Solar CSP | R
| SRES Electricity | R
| Run of River | R
| Pondage | R
| Reservoir | R
| PS Turbine | R
| Biofuel | R |  |  |  |  | 1.1793 | 0.39757 | 0.46378 | 0.60703 | 0.9935 | 1.7992 | 1.7974 | 1.6373
| Other RES | R
| Nuclear | R
| Natural Gas | R |  |  |  |  | 0.0028639 | 0.0028922 | 0.0073383 | 0.0043526 | 0.01518 | 0.077435 | 0.0060273 | 0.036421
| Crude Oil | R |  |  |  |  | 0 | 0 | 0.0028593 | 0.00094356 | 0 | 0.11112 | 0 | 0.044446
| Coal | R
| Hydrogen GT | R
| Fuel Cell | R
| Other Non RES | R
| Adequacy Units | R
| ENS | R |  |  |  |  | 0 | 0 | 0 | 0 | 0 | 0 | 0 | 0
| RES Curtailment | R |  |  |  |  | 19.1496 | 12.1921 | 19.256 | 16.193 | 29.8619 | 18.4383 | 22.6083 | 22.391
Electricity - Flexibility | Batteries Charging | R |  |  |  |  | 1.9096 | 1.5629 | 2.0014 | 1.7908 | 2.0256 | 1.9532 | 1.9828 | 1.9795
| Batteries Discharging | R |  |  |  |  | 1.394 | 1.1466 | 1.459 | 1.309 | 1.4817 | 1.4265 | 1.4492 | 1.4466
| EV Discharging (Prosumer) | R |  |  |  |  | 0.22816 | 0.2219 | 0.19515 | 0.21457 | 0.37325 | 0.36318 | 0.32937 | 0.35167
| EV Discharging (E-Market) | R |  |  |  |  | 0.0026376 | 0.0015208 | 0.0014926 | 0.0017795 | 0.011506 | 0.009798 | 0.0066845 | 0.0088943
| DSR | R
H2 | SMR (Blue) and Pyrolisis | R
| SMR (Grey) | R
| Electrolyzers E-Market (P2G) | R |  |  |  |  | 34.2905 | 35.8097 | 35.5799 | 35.3693 | 40.7648 | 38.9846 | 40.2734 | 39.8562
| Electrolyzers DRES (P2G) | R
| Electrolyzers SRES (P2G) | R
| H2 Adequacy Units | R
| NH3 Imports - High Band | R
| NH3 Imports - Low Band | R
| Non-EU H2 Imports - High Band | R
| Non-EU H2 Imports - Low Band | R
| H2 Storage Injection | R |  |  |  |  | 1.8356 | 1.8763 | 1.8898 | 1.871 | 4.9711 | 5.1941 | 5.2123 | 5.1568
| H2 Storage Withdrawal | R |  |  |  |  | 1.8173 | 1.8575 | 1.8709 | 1.8523 | 4.9214 | 5.1422 | 5.1602 | 5.1052
| Max Hourly State of Charge [%] | R |  |  |  |  | 100 | 100 | 99.0068 | 99.6722 | 100 | 100 | 100 | 100
Heat | Heat Production from H2 HHP [TWh Heat] | I
| Share of Heat from H2 Boilers [%] | R
| Heat Production from CH4 HHP [TWh Heat] | I
| Share of Heat from CH4 Boilers [%] | R
CO2 | CO2 Emissions Electricity Sector [Mt] | R |  |  |  |  | 0.018194 | 0.0072745 | 0.0098476 | 0.010744 | 0.012414 | 0.13853 | 0.011755 | 0.062597
| CO2 Emissions Hydrogen Sector [Mt] | R |  |  |  |  | 0 | 0 | 0 | 0 | 0 | 0 | 0 | 0
FLH [h]
Electricity | Wind Onshore | R |  |  |  |  | 2383.781 | 2099.9198 | 2270.182 | 2224.233 | 2286.9514 | 1977.3053 | 1926.2931 | 2018.8296
| Wind Offshore Radial | R |  |  |  |  | 4439.1032 | 4247.8601 | 4637.6547 | 4422.3907 | 4322.5037 | 4183.5635 | 4230.5394 | 4230.1419
| Wind Offshore Hub | R |  |  |  |  | 3580.5537 | 3735.5575 | 3771.8415 | 3710.3303 | 3616.4791 | 3809.5436 | 3705.7463 | 3729.4118
| Solar PV | R |  |  |  |  | 985.2653 | 910.6155 | 890.3208 | 921.8342 | 990.3265 | 887.7991 | 959.5674 | 937.0119
| Solar CSP | R
| SRES Electricity | R
| Run of River | R
| Pondage | R
| Reservoir | R
| PS Turbine | R
| Biofuel | R |  |  |  |  | 771.0978 | 259.9573 | 303.2509 | 396.9179 | 701.7726 | 1270.8626 | 1269.6392 | 1156.5552
| Other RES | R
| Nuclear | R
| Natural Gas | R |  |  |  |  | 5.8704 | 5.9284 | 15.0422 | 8.922 | 38.7957 | 197.897 | 15.4038 | 93.0794
| Crude Oil | R |  |  |  |  | 0 | 0 | 4.1632 | 1.3738 | 0 | 161.787 | 0 | 64.7148
| Coal | R
| Hydrogen GT | R
| Fuel Cell | R
| Other Non RES | R
| Adequacy Units | R
| Batteries | R |  |  |  |  | 1702.0298 | 1399.957 | 1781.4264 | 1598.3394 | 1719.8587 | 1655.8633 | 1682.1769 | 1679.1878
H2 | SMR (Blue) and Pyrolisis | R
| SMR (Grey) | R
| Electrolyzers E-Market (P2G) | R |  |  |  |  | 5433.2469 | 5673.962 | 5637.5422 | 5604.1718 | 3237.633 | 3096.2436 | 3198.6043 | 3165.4658
| Electrolyzers DRES (P2G) | R
| Electrolyzers SRES (P2G) | R
| H2 Adequacy Units | R
| NH3 Terminals (Import) | R
| Non-EU H2 Pipelines (Import) | R
| H2 Pipelines (Import) | R |  |  |  |  | 170.517 | 113.3843 | 112.0438 | 126.6538 | 23.3907 | 127.5305 | 37.9182 | 70.8576
| H2 Pipelines (Export) | R |  |  |  |  | 6650.6456 | 7010.1796 | 6945.7257 | 6902.6217 | 7344.1807 | 6966.7542 | 7202.3047 | 7136.4597
| H2 to SNG | R
| H2 to E-Liquids | R |  |  |  |  | 8759.659 | 8760 | 8760 | 8759.9182 | 8708.1065 | 8689.9226 | 8758.2725 | 8720.8993
Exchange [TWh]
Electricity | Imports | R |  |  |  |  | 35.4498 | 42.7037 | 36.162 | 38.804 | 29.8408 | 33.9365 | 31.7402 | 32.2388
| Exports | R |  |  |  |  | 27.1756 | 27.6944 | 23.8119 | 26.2886 | 48.5334 | 53.7613 | 50.8186 | 51.5387
H2 | NH3 Imports | R
| Non-EU Imports | R
| EU Imports | R |  |  |  |  | 0.62138 | 0.41318 | 0.4083 | 0.46153 | 0.085237 | 0.46473 | 0.13818 | 0.25821
| EU Exports | R |  |  |  |  | 24.2354 | 25.5456 | 25.3107 | 25.1536 | 26.7627 | 25.3873 | 26.2457 | 26.0057
E-Fuels | SNG Imports [TWh H2] | R |  |  |  |  | EU27 level specific | EU27 level specific | EU27 level specific | EU27 level specific | EU27 level specific | EU27 level specific | EU27 level specific | EU27 level specific
| E-Liquid Imports [TWh H2] | R |  |  |  |  | EU27 level specific | EU27 level specific | EU27 level specific | EU27 level specific | EU27 level specific | EU27 level specific | EU27 level specific | EU27 level specific
Consumption [TWh]
Electricity | Native Demand (Prosumer) | I |  |  |  |  | 2.0753 | 2.2443 | 2.1985 | 2.1887 | 2.6199 | 2.7104 | 2.3992 | 2.5678
| Fixed Load (Prosumer) | I |  |  |  |  | 0 | 0 | 0 | 0 | 0 | 0 | 0 | 0
| Charging Station Load (Prosumer) | R |  |  |  |  | 2.8911 | 2.884 | 2.8538 | 2.8758 | 4.2393 | 4.2279 | 4.1896 | 4.2149
| Native Demand (E-Market) | I |  |  |  |  | 69.3593 | 69.5082 | 69.4348 | 69.4483 | 75.943 | 75.8951 | 75.5676 | 75.7737
| Fixed Load (Emarket) | I |  |  |  |  | 0 | 0 | 0 | 0 | 0 | 0 | 0 | 0
| Charging Station Load (E-Market) | R |  |  |  |  | 1.1314 | 1.1301 | 1.1301 | 1.1304 | 1.6488 | 1.6469 | 1.6434 | 1.6459
| PS Pump Load | R
| Electrolyzers E-Market (P2G) | R |  |  |  |  | 48.9865 | 51.1568 | 50.8284 | 50.5275 | 57.4152 | 54.9079 | 56.7231 | 56.1355
| Electricity for H2 HHPs | R
| Electricity for CH4 HHPs | R
H2 | H2 Demand | I |  |  |  |  | 0.51383 | 0.51383 | 0.51383 | 0.51383 | 0.82327 | 0.82327 | 0.82327 | 0.82327
| Shortage Quantity | R |  |  |  |  | 0 | 0 | 0 | 0 | 0 | 0 | 0 | 0
| H2 for Hydrogen GT | R
| H2 for HHP Boilers | R
| H2 to SNG | R
| H2 to E-Liquids | R |  |  |  |  | 10.1444 | 10.1448 | 10.1448 | 10.1447 | 13.2144 | 13.1868 | 13.2905 | 13.2338
Methane | CH4 for HHP Boilers | R
CO2 | CO2 to E-Fuels [kt] | R |  |  |  |  | EU27 level specific | EU27 level specific | EU27 level specific | EU27 level specific | EU27 level specific | EU27 level specific | EU27 level specific | EU27 level specific
Fuels | E-Fuel Demand [TWh H2] | I |  |  |  |  | EU27 level specific | EU27 level specific | EU27 level specific | EU27 level specific | EU27 level specific | EU27 level specific | EU27 level specific | EU27 level specific
| E-Fuel Shortage [TWh H2] | R |  |  |  |  | EU27 level specific | EU27 level specific | EU27 level specific | EU27 level specific | EU27 level specific | EU27 level specific | EU27 level specific | EU27 level specific
Prices [€/MWh]
Electricity | 10%-Quan. | R |  |  |  |  | 0 | 0.01 | 0 | 0.0043 | 0 | 0.0033851 | 0 | 0.001354
| Load-Weighted Average | R |  |  |  |  | 35.5 | 28.1623 | 30.2933 | 30.6266 | 32.8827 | 54.3334 | 40.748 | 44.6091
| 90%-Quan. | R |  |  |  |  | 85.4091 | 55.7854 | 61.3603 | 64.7348 | 75.9807 | 127.1226 | 109.729 | 109.9367
H2 | 10%-Quan. | R |  |  |  |  | 0.47143 | 0.47143 | 0.47143 | 0.47143 | 0.46479 | 0.46479 | 0.46479 | 0.46479
| Load-Weighted Average | R |  |  |  |  | 12.4718 | 12.428 | 9.7229 | 11.5459 | 6.2251 | 12.0275 | 14.3363 | 11.7906
| 90%-Quan. | R |  |  |  |  | 54.5193 | 25.7506 | 43.1302 | 38.3903 | 21.5472 | 27.7925 | 67.3353 | 42.3606
Import Share [%]
H2 | Share of Domestic Production (Supply %) | R |  |  |  |  | EU27 level specific | EU27 level specific | EU27 level specific | EU27 level specific | EU27 level specific | EU27 level specific | EU27 level specific | EU27 level specific
| Share of Non-EU Imports (Supply %) | R |  |  |  |  | EU27 level specific | EU27 level specific | EU27 level specific | EU27 level specific | EU27 level specific | EU27 level specific | EU27 level specific | EU27 level specific
Energy Balance [TWh]
Electricity + | Electricity Generation | R |  |  |  |  | 116.4543 | 112.1071 | 114.4413 | 113.9207 | 160.7181 | 159.3667 | 159.7989 | 159.8099
| DSR | R
| Net Imports | R |  |  |  |  | 8.2742 | 15.0093 | 12.35 | 12.5153 | -18.6926 | -19.8249 | -19.0784 | -19.2999
| Electricity Shortage | R |  |  |  |  | 0 | 0 | 0 | 0 | 0 | 0 | 0 | 0
Electricity - | Electricity Demand (Native + Fixed) | I |  |  |  |  | 71.4347 | 71.7526 | 71.6334 | 71.6369 | 78.5629 | 78.6055 | 77.9668 | 78.3415
| Pump Load | R
| Electrolyzer Load | R |  |  |  |  | 48.9865 | 51.1568 | 50.8284 | 50.5275 | 57.4152 | 54.9079 | 56.7231 | 56.1355
| Heat Electrical Usage | R
| Net Battery Load | R |  |  |  |  | 0.51564 | 0.4163 | 0.54239 | 0.48175 | 0.54397 | 0.5267 | 0.53364 | 0.53293
| Net EV Load | R |  |  |  |  | 3.7917 | 3.7907 | 3.7872 | 3.7898 | 5.5033 | 5.5018 | 5.4969 | 5.5001
Electricity Balance |  | R |  |  |  |  | -2.0378e-11 | 3.2969e-12 | -1.1084e-11 | -7.131e-12 | -2.882e-11 | -4.8459e-11 | 2.9758e-11 | -1.3245e-11
H2 + | H2 Domestic Production | R |  |  |  |  | 34.2905 | 35.8097 | 35.5799 | 35.3693 | 40.7648 | 38.9846 | 40.2734 | 39.8562
| NH3 Imports | R
| Non-EU Imports | R
| Net Imports | R |  |  |  |  | -23.614 | -25.1324 | -24.9024 | -24.6921 | -26.6775 | -24.9226 | -26.1075 | -25.7475
| H2 Shortage | R |  |  |  |  | 0 | 0 | 0 | 0 | 0 | 0 | 0 | 0
H2 - | H2 Demand | I |  |  |  |  | 0.51383 | 0.51383 | 0.51383 | 0.51383 | 0.82327 | 0.82327 | 0.82327 | 0.82327
| H2 to Hydrogen GT | R
| H2 to Heat | R
| H2 to eFuels | R |  |  |  |  | 10.1444 | 10.1448 | 10.1448 | 10.1447 | 13.2144 | 13.1868 | 13.2905 | 13.2338
| Net H2 Storage Load | R |  |  |  |  | 0.018307 | 0.018763 | 0.018898 | 0.018698 | 0.049711 | 0.051941 | 0.052123 | 0.051568
H2 Balance |  | R |  |  |  |  | 1.6023e-11 | 5.091e-12 | 1.29e-11 | 1.0292e-11 | 2.6159e-11 | 1.6747e-11 | 1.6543e-11 | 1.8548e-11
Note on C3: Input Value / Result

## EE
|  | I/R | 2030 |  |  |  | 2035 |  |  |  | 2040 |  |  |  | 2050
|  |  | CY1 | CY2 | CY3 | Weighted WS | WS032 | WS037 | WS059 | Weighted WS | WS065 | WS071 | WS077 | Weighted WS | CY1 | CY2 | CY3 | Weighted WS
Installed Capacity [GW]
Electricity | Wind Onshore | I |  |  |  |  | 3 | 3 | 3 | 3 | 3.2 | 3.2 | 3.2 | 3.2
| Wind Offshore Radial | I |  |  |  |  | 1 | 1 | 1 | 1 | 1.5 | 1.5 | 1.5 | 1.5
| Wind Offshore Hub | I
| Solar PV | I
| Solar CSP | I
| SRES Electricity | I
| Run of River | I
| Pondage | I
| Reservoir | I
| PS Turbine | I
| PS Pump | I
| Biofuel | I
| Other RES | I |  |  |  |  | 0.136 | 0.136 | 0.136 | 0.136 | 0.017 | 0.017 | 0.017 | 0.017
| Nuclear | I
| Natural Gas | I |  |  |  |  | 0.75 | 0.75 | 0.75 | 0.75
| Crude Oil | I
| Coal | I
| Hydrogen GT | I | [8 empty] | 1.2 | 1.2 | 1.2 | 1.2
| Fuel Cell | I
| Other Non RES | I |  |  |  |  | 0.135 | 0.135 | 0.135 | 0.135 | 0.135 | 0.135 | 0.135 | 0.135
| Adequacy Units | I
| Batteries | I |  |  |  |  | 1.5 | 1.5 | 1.5 | 1.5 | 1.5 | 1.5 | 1.5 | 1.5
| Batteries [GWh] | I |  |  |  |  | 3 | 3 | 3 | 3 | 3 | 3 | 3 | 3
H2 | SMR (Blue) and Pyrolisis | I
| SMR (Grey) | I
| Electrolyzers E-Market (P2G) [GW Elec] | I |  |  |  |  | 0.1 | 0.1 | 0.1 | 0.1 | 0.6 | 0.6 | 0.6 | 0.6
| Electrolyzers DRES (P2G) [GW Elec] | I
| Electrolyzers SRES (P2G) [GW Elec] | I
| H2 Adequacy Units | I
| NH3 Imports - High Band | I
| NH3 Imports - Low Band | I
| NH3 Terminal Capacity | I
| Non-EU H2 Imports - High Band | I
| Non-EU H2 Imports - Low Band | I
| Non-EU H2 Pipeline Capacity | I
| EU Cross-Border Pipeline Capacity (Import) | I |  |  |  |  | 10.5932 | 10.5932 | 10.5932 | 10.5932 | 10.5932 | 10.5932 | 10.5932 | 10.5932
| EU Cross-Border Pipeline Capacity (Export) | I |  |  |  |  | 10.5932 | 10.5932 | 10.5932 | 10.5932 | 10.5932 | 10.5932 | 10.5932 | 10.5932
| H2 Storage Injection Capacity | I
| H2 Storage Withdrawal Capacity [GW] | I
| H2 Storage WGV [TWh] | I
| SNG Capacity (from H2) | I
| E-Liquids Capacity (from H2) | I
Generation [TWh]
Electricity | Wind Onshore | R |  |  |  |  | 9.0737 | 8.3424 | 9.1933 | 8.7987 | 10.4613 | 10.4828 | 10.1004 | 10.3255
| Wind Offshore Radial | R |  |  |  |  | 3.0857 | 3.2308 | 3.3886 | 3.2481 | 6.2842 | 6.3134 | 5.551 | 6.0026
| Wind Offshore Hub | R
| Solar PV | R
| Solar CSP | R
| SRES Electricity | R
| Run of River | R
| Pondage | R
| Reservoir | R
| PS Turbine | R
| Biofuel | R
| Other RES | R |  |  |  |  | 0.47531 | 0.53721 | 0.47123 | 0.50058 | 0.13844 | 0.13982 | 0.14314 | 0.14087
| Nuclear | R
| Natural Gas | R |  |  |  |  | 0.02178 | 0.022436 | 0.15189 | 0.064997
| Crude Oil | R
| Coal | R
| Hydrogen GT | R | [8 empty] | 0.0029779 | 0.01014 | 0 | 0.0046516
| Fuel Cell | R
| Other Non RES | R |  |  |  |  | 0.016567 | 0.020691 | 0.016092 | 0.018184 | 0.017976 | 0.031719 | 0.027609 | 0.027326
| Adequacy Units | R
| ENS | R |  |  |  |  | 0 | 0 | 0 | 0 | 0 | 0 | 0 | 0
| RES Curtailment | R |  |  |  |  | 2.9334 | 1.4614 | 2.827 | 2.2654 | 0.74516 | 0.71566 | 0.39427 | 0.593
Electricity - Flexibility | Batteries Charging | R |  |  |  |  | 0.97572 | 0.78565 | 1.0349 | 0.91352 | 0.59764 | 0.50319 | 0.6288 | 0.57232
| Batteries Discharging | R |  |  |  |  | 0.89766 | 0.7228 | 0.95212 | 0.84044 | 0.54983 | 0.46294 | 0.5785 | 0.52654
| EV Discharging (Prosumer) | R |  |  |  |  | 0.0066039 | 0.013131 | 0.00673 | 0.0094523 | 0.01945 | 0.020338 | 0.017064 | 0.018851
| EV Discharging (E-Market) | R |  |  |  |  | 0.00045953 | 0.00069564 | 0.00034685 | 0.00052387 | 0.0020464 | 0.0027062 | 0.0024039 | 0.0024533
| DSR | R |  |  |  |  | 0 | 0 | 0.0035015 | 0.0011555 | 0 | 0.0039223 | 0 | 0.0015689
H2 | SMR (Blue) and Pyrolisis | R
| SMR (Grey) | R
| Electrolyzers E-Market (P2G) | R |  |  |  |  | 0.4099 | 0.32934 | 0.44626 | 0.38726 | 2.0898 | 1.9119 | 1.8597 | 1.9266
| Electrolyzers DRES (P2G) | R
| Electrolyzers SRES (P2G) | R
| H2 Adequacy Units | R
| NH3 Imports - High Band | R
| NH3 Imports - Low Band | R
| Non-EU H2 Imports - High Band | R
| Non-EU H2 Imports - Low Band | R
| H2 Storage Injection | R
| H2 Storage Withdrawal | R
| Max Hourly State of Charge [%] | R
Heat | Heat Production from H2 HHP [TWh Heat] | I |  |  |  |  | 0.27801 | 0.27665 | 0.27801 | 0.27743 | 0.058391 | 0.058391 | 0.058391 | 0.058391
| Share of Heat from H2 Boilers [%] | R |  |  |  |  | 23.2511 | 69.2073 | 34.1891 | 46.6218 | 27.0558 | 37.891 | 31.814 | 33.2932
| Heat Production from CH4 HHP [TWh Heat] | I |  |  |  |  | 0.26584 | 0.26532 | 0.26584 | 0.26562 | 0 | 0 | 0 | 0
| Share of Heat from CH4 Boilers [%] | R |  |  |  |  | 12.2697 | 16.4497 | 14.3068 | 14.7393
CO2 | CO2 Emissions Electricity Sector [Mt] | R |  |  |  |  | 0.016168 | 0.018214 | 0.069992 | 0.03481 | 0.0064713 | 0.011419 | 0.0099392 | 0.0098375
| CO2 Emissions Hydrogen Sector [Mt] | R |  |  |  |  | 0 | 0 | 0 | 0 | 0 | 0 | 0 | 0
FLH [h]
Electricity | Wind Onshore | R |  |  |  |  | 3024.5761 | 2780.8056 | 3064.4201 | 2932.9033 | 3269.1641 | 3275.8672 | 3156.3638 | 3226.7252
| Wind Offshore Radial | R |  |  |  |  | 3085.7128 | 3230.8112 | 3388.6069 | 3248.0602 | 4189.4517 | 4208.9453 | 3700.6814 | 4001.741
| Wind Offshore Hub | R
| Solar PV | R
| Solar CSP | R
| SRES Electricity | R
| Run of River | R
| Pondage | R
| Reservoir | R
| PS Turbine | R
| Biofuel | R
| Other RES | R |  |  |  |  | 3494.9323 | 3950.0662 | 3464.9317 | 3680.7397 | 8143.6584 | 8224.4453 | 8419.8783 | 8286.4611
| Nuclear | R
| Natural Gas | R |  |  |  |  | 29.0394 | 29.9143 | 202.5147 | 86.6625
| Crude Oil | R
| Coal | R
| Hydrogen GT | R | [8 empty] | 2.4816 | 8.45 | 0 | 3.8763
| Fuel Cell | R
| Other Non RES | R |  |  |  |  | 122.7197 | 153.2669 | 119.1977 | 134.6927 | 133.1552 | 234.9583 | 204.51 | 202.4184
| Adequacy Units | R
| Batteries | R |  |  |  |  | 598.4388 | 481.866 | 634.7444 | 560.2934 | 366.5502 | 308.6238 | 385.6657 | 351.0258
H2 | SMR (Blue) and Pyrolisis | R
| SMR (Grey) | R
| Electrolyzers E-Market (P2G) | R |  |  |  |  | 5855.7491 | 4704.878 | 6375.1338 | 5532.2715 | 4905.7194 | 4488.0786 | 4365.5215 | 4522.5839
| Electrolyzers DRES (P2G) | R
| Electrolyzers SRES (P2G) | R
| H2 Adequacy Units | R
| NH3 Terminals (Import) | R
| Non-EU H2 Pipelines (Import) | R
| H2 Pipelines (Import) | R |  |  |  |  | 935.4553 | 1583.8423 | 885.8599 | 1197.8952 | 1052.3412 | 1164.3303 | 1249.2571 | 1175.9032
| H2 Pipelines (Export) | R |  |  |  |  | 884.0762 | 1514.7077 | 834.628 | 1138.9298 | 1135.4393 | 1228.4737 | 1311.2392 | 1242.973
| H2 to SNG | R
| H2 to E-Liquids | R
Exchange [TWh]
Electricity | Imports | R |  |  |  |  | 3.3378 | 4.0707 | 3.1595 | 3.5941 | 6.5835 | 6.0931 | 7.201 | 6.6344
| Exports | R |  |  |  |  | 6.9062 | 6.7806 | 6.9821 | 6.8772 | 10.613 | 10.2502 | 10.2555 | 10.3249
H2 | NH3 Imports | R
| Non-EU Imports | R
| EU Imports | R |  |  |  |  | 9.9095 | 16.778 | 9.3841 | 12.6896 | 11.1477 | 12.334 | 13.2337 | 12.4566
| EU Exports | R |  |  |  |  | 9.3652 | 16.0456 | 8.8414 | 12.0649 | 12.028 | 13.0135 | 13.8902 | 13.1671
E-Fuels | SNG Imports [TWh H2] | R |  |  |  |  | EU27 level specific | EU27 level specific | EU27 level specific | EU27 level specific | EU27 level specific | EU27 level specific | EU27 level specific | EU27 level specific
| E-Liquid Imports [TWh H2] | R |  |  |  |  | EU27 level specific | EU27 level specific | EU27 level specific | EU27 level specific | EU27 level specific | EU27 level specific | EU27 level specific | EU27 level specific
Consumption [TWh]
Electricity | Native Demand (Prosumer) | I |  |  |  |  | 0.87491 | 1.2442 | 1.0862 | 1.1034 | 1.1461 | 1.2605 | 1.3233 | 1.2627
| Fixed Load (Prosumer) | I |  |  |  |  | 0 | 0 | 0 | 0 | 0 | 0 | 0 | 0
| Charging Station Load (Prosumer) | R |  |  |  |  | 0.32833 | 0.33571 | 0.32847 | 0.33155 | 0.51807 | 0.51908 | 0.51537 | 0.51739
| Native Demand (E-Market) | I |  |  |  |  | 6.9465 | 7.0928 | 6.9886 | 7.0233 | 8.011 | 8.1058 | 8.0487 | 8.064
| Fixed Load (Emarket) | I |  |  |  |  | 0 | 0 | 0 | 0 | 0 | 0 | 0 | 0
| Charging Station Load (E-Market) | R |  |  |  |  | 0.13802 | 0.13829 | 0.1379 | 0.1381 | 0.21491 | 0.21566 | 0.21532 | 0.21537
| PS Pump Load | R
| Electrolyzers E-Market (P2G) | R |  |  |  |  | 0.58557 | 0.47049 | 0.63751 | 0.55323 | 2.9434 | 2.6928 | 2.6193 | 2.7136
| Electricity for H2 HHPs | R |  |  |  |  | 0.076933 | 0.032537 | 0.066219 | 0.054307 | 0.01562 | 0.013662 | 0.014858 | 0.014532
| Electricity for CH4 HHPs | R |  |  |  |  | 0.083379 | 0.080497 | 0.081362 | 0.081474 | 0 | 0 | 0 | 0
H2 | H2 Demand | I |  |  |  |  | 0.89432 | 0.88442 | 0.90096 | 0.89226 | 1.1878 | 1.1878 | 1.1859 | 1.1871
| Shortage Quantity | R |  |  |  |  | 0 | 0 | 0 | 0 | 0 | 0 | 0 | 0
| H2 for Hydrogen GT | R |  |  |  |  | 0 | 0 | 0 | 0 | 0.0070898 | 0.024142 | 0 | 0.011075
| H2 for HHP Boilers | R |  |  |  |  | 0.059852 | 0.17728 | 0.088009 | 0.11964 | 0.014628 | 0.020486 | 0.017201 | 0.018
| H2 to SNG | R
| H2 to E-Liquids | R
Methane | CH4 for HHP Boilers | R |  |  |  |  | 0.035227 | 0.047136 | 0.041076 | 0.042278 | 0 | 0 | 0 | 0
CO2 | CO2 to E-Fuels [kt] | R |  |  |  |  | EU27 level specific | EU27 level specific | EU27 level specific | EU27 level specific | EU27 level specific | EU27 level specific | EU27 level specific | EU27 level specific
Fuels | E-Fuel Demand [TWh H2] | I |  |  |  |  | EU27 level specific | EU27 level specific | EU27 level specific | EU27 level specific | EU27 level specific | EU27 level specific | EU27 level specific | EU27 level specific
| E-Fuel Shortage [TWh H2] | R |  |  |  |  | EU27 level specific | EU27 level specific | EU27 level specific | EU27 level specific | EU27 level specific | EU27 level specific | EU27 level specific | EU27 level specific
Prices [€/MWh]
Electricity | 10%-Quan. | R |  |  |  |  | 9.0929 | 10.7585 | 7.0521 | 9.1356 | 15.7885 | 15.8448 | 19.2924 | 17.2126
| Load-Weighted Average | R |  |  |  |  | 41.5011 | 46.1586 | 60.9251 | 49.9137 | 52.6855 | 88.5439 | 66.605 | 72.5967
| 90%-Quan. | R |  |  |  |  | 89.1693 | 113.869 | 105.2492 | 105.0966 | 112.9394 | 145.8507 | 141.3267 | 137.4589
H2 | 10%-Quan. | R |  |  |  |  | 49.5559 | 24.0903 | 45.0134 | 37.1067 | 22.0904 | 21.6343 | 23.7401 | 22.5678
| Load-Weighted Average | R |  |  |  |  | 63.1134 | 43.7224 | 61.2738 | 54.1682 | 58.8361 | 93.1368 | 70.7379 | 77.3171
| 90%-Quan. | R |  |  |  |  | 83.1088 | 61.7289 | 64.256 | 67.694 | 99.71 | 158.3473 | 158.3473 | 146.6198
Import Share [%]
H2 | Share of Domestic Production (Supply %) | R |  |  |  |  | EU27 level specific | EU27 level specific | EU27 level specific | EU27 level specific | EU27 level specific | EU27 level specific | EU27 level specific | EU27 level specific
| Share of Non-EU Imports (Supply %) | R |  |  |  |  | EU27 level specific | EU27 level specific | EU27 level specific | EU27 level specific | EU27 level specific | EU27 level specific | EU27 level specific | EU27 level specific
Energy Balance [TWh]
Electricity + | Electricity Generation | R |  |  |  |  | 12.6731 | 12.1536 | 13.2211 | 12.6305 | 16.9049 | 16.9779 | 15.8221 | 16.501
| DSR | R |  |  |  |  | 0 | 0 | 0.0035015 | 0.0011555 | 0 | 0.0039223 | 0 | 0.0015689
| Net Imports | R |  |  |  |  | -3.5684 | -2.7099 | -3.8227 | -3.2832 | -4.0295 | -4.1571 | -3.0545 | -3.6905
| Electricity Shortage | R |  |  |  |  | 0 | 0 | 0 | 0 | 0 | 0 | 0 | 0
Electricity - | Electricity Demand (Native + Fixed) | I |  |  |  |  | 7.8215 | 8.3371 | 8.0747 | 8.1267 | 9.1571 | 9.3663 | 9.372 | 9.3267
| Pump Load | R
| Electrolyzer Load | R |  |  |  |  | 0.58557 | 0.47049 | 0.63751 | 0.55323 | 2.9434 | 2.6928 | 2.6193 | 2.7136
| Heat Electrical Usage | R |  |  |  |  | 0.16031 | 0.11303 | 0.14758 | 0.13578 | 0.01562 | 0.013662 | 0.014858 | 0.014532
| Net Battery Load | R |  |  |  |  | 0.078057 | 0.062852 | 0.082793 | 0.073082 | 0.047811 | 0.040255 | 0.050304 | 0.045786
| Net EV Load | R |  |  |  |  | 0.45929 | 0.46018 | 0.45929 | 0.45967 | 0.71149 | 0.71169 | 0.71122 | 0.71146
Electricity Balance |  | R |  |  |  |  | 4.8477e-12 | 2.7214e-12 | -3.1957e-12 | 1.2791e-12 | -1.3085e-11 | -2.8404e-12 | -1.2269e-11 | -8.6608e-12
H2 + | H2 Domestic Production | R |  |  |  |  | 0.4099 | 0.32934 | 0.44626 | 0.38726 | 2.0898 | 1.9119 | 1.8597 | 1.9266
| NH3 Imports | R
| Non-EU Imports | R
| Net Imports | R |  |  |  |  | 0.54427 | 0.73236 | 0.54271 | 0.62463 | -0.88028 | -0.67948 | -0.65659 | -0.71049
| H2 Shortage | R |  |  |  |  | 0 | 0 | 0 | 0 | 0 | 0 | 0 | 0
H2 - | H2 Demand | I |  |  |  |  | 0.89432 | 0.88442 | 0.90096 | 0.89226 | 1.1878 | 1.1878 | 1.1859 | 1.1871
| H2 to Hydrogen GT | R |  |  |  |  | 0 | 0 | 0 | 0 | 0.0070898 | 0.024142 | 0 | 0.011075
| H2 to Heat | R |  |  |  |  | 0.059852 | 0.17728 | 0.088009 | 0.11964 | 0.014628 | 0.020486 | 0.017201 | 0.018
| H2 to eFuels | R
| Net H2 Storage Load | R
H2 Balance |  | R |  |  |  |  | -2.9293e-12 | -4.1631e-12 | -6.5902e-12 | -4.6679e-12 | -4.9312e-12 | 6.7502e-12 | 4.1702e-12 | 3.3819e-12
Note on C3: Input Value / Result

## ES
|  | I/R | 2030 |  |  |  | 2035 |  |  |  | 2040 |  |  |  | 2050
|  |  | CY1 | CY2 | CY3 | Weighted WS | WS032 | WS037 | WS059 | Weighted WS | WS065 | WS071 | WS077 | Weighted WS | CY1 | CY2 | CY3 | Weighted WS
Installed Capacity [GW]
Electricity | Wind Onshore | I |  |  |  |  | 66.3685 | 66.3685 | 66.3685 | 66.3685 | 88.9998 | 88.9998 | 88.9998 | 88.9998
| Wind Offshore Radial | I |  |  |  |  | 2.3 | 2.3 | 2.3 | 2.3 | 2.3 | 2.3 | 2.3 | 2.3
| Wind Offshore Hub | I |  |  |  |  | 0.5 | 0.5 | 0.5 | 0.5 | 0.5 | 0.5 | 0.5 | 0.5
| Solar PV | I |  |  |  |  | 85.5653 | 85.5653 | 85.5653 | 85.5653 | 113 | 113 | 113 | 113
| Solar CSP | I |  |  |  |  | 4.805 | 4.805 | 4.805 | 4.805 | 4.805 | 4.805 | 4.805 | 4.805
| SRES Electricity | I |  |  |  |  | 53.9993 | 53.9993 | 53.9993 | 53.9993 | 75.9994 | 75.9994 | 75.9994 | 75.9994
| Run of River | I |  |  |  |  | 3.1179 | 3.1179 | 3.1179 | 3.1179 | 3.1179 | 3.1179 | 3.1179 | 3.1179
| Pondage | I
| Reservoir | I |  |  |  |  | 11.5363 | 11.5363 | 11.5363 | 11.5363 | 11.5363 | 11.5363 | 11.5363 | 11.5363
| PS Turbine | I |  |  |  |  | 10.3178 | 10.3178 | 10.3178 | 10.3178 | 13.604 | 13.604 | 13.604 | 13.604
| PS Pump | I |  |  |  |  | 10.1297 | 10.1297 | 10.1297 | 10.1297 | 13.3208 | 13.3208 | 13.3208 | 13.3208
| Biofuel | I
| Other RES | I |  |  |  |  | 1.9627 | 1.9627 | 1.9627 | 1.9627 | 2.4627 | 2.4627 | 2.4627 | 2.4627
| Nuclear | I
| Natural Gas | I |  |  |  |  | 24.5597 | 24.5597 | 24.5597 | 24.5597 | 24.5597 | 24.5597 | 24.5597 | 24.5597
| Crude Oil | I
| Coal | I
| Hydrogen GT | I
| Fuel Cell | I
| Other Non RES | I |  |  |  |  | 4.207 | 4.207 | 4.207 | 4.207 | 4.207 | 4.207 | 4.207 | 4.207
| Adequacy Units | I
| Batteries | I |  |  |  |  | 17.1875 | 17.1875 | 17.1875 | 17.1875 | 26.6985 | 26.6985 | 26.6985 | 26.6985
| Batteries [GWh] | I |  |  |  |  | 38.405 | 38.405 | 38.405 | 38.405 | 57.427 | 57.427 | 57.427 | 57.427
H2 | SMR (Blue) and Pyrolisis | I
| SMR (Grey) | I
| Electrolyzers E-Market (P2G) [GW Elec] | I |  |  |  |  | 7.3 | 7.3 | 7.3 | 7.3 | 15.5 | 15.5 | 15.5 | 15.5
| Electrolyzers DRES (P2G) [GW Elec] | I
| Electrolyzers SRES (P2G) [GW Elec] | I |  |  |  |  | 21.9 | 21.9 | 21.9 | 21.9 | 32.6 | 32.6 | 32.6 | 32.6
| H2 Adequacy Units | I
| NH3 Imports - High Band | I
| NH3 Imports - Low Band | I
| NH3 Terminal Capacity | I
| Non-EU H2 Imports - High Band | I | [8 empty] | 2.1906 | 2.1906 | 2.1906 | 2.1906
| Non-EU H2 Imports - Low Band | I | [8 empty] | 1.5178 | 1.5178 | 1.5178 | 1.5178
| Non-EU H2 Pipeline Capacity | I | [8 empty] | 3.7429 | 3.7429 | 3.7429 | 3.7429
| EU Cross-Border Pipeline Capacity (Import) | I |  |  |  |  | 10.4873 | 10.4873 | 10.4873 | 10.4873 | 10.4873 | 10.4873 | 10.4873 | 10.4873
| EU Cross-Border Pipeline Capacity (Export) | I |  |  |  |  | 10.4873 | 10.4873 | 10.4873 | 10.4873 | 15.5014 | 15.5014 | 15.5014 | 15.5014
| H2 Storage Injection Capacity | I |  |  |  |  | 2.583 | 2.583 | 2.583 | 2.583 | 2.583 | 2.583 | 2.583 | 2.583
| H2 Storage Withdrawal Capacity [GW] | I |  |  |  |  | 2.583 | 2.583 | 2.583 | 2.583 | 2.583 | 2.583 | 2.583 | 2.583
| H2 Storage WGV [TWh] | I |  |  |  |  | 0.872 | 0.872 | 0.872 | 0.872 | 1.528 | 1.528 | 1.528 | 1.528
| SNG Capacity (from H2) | I
| E-Liquids Capacity (from H2) | I |  |  |  |  | 0.85367 | 0.85367 | 0.85367 | 0.85367 | 1.3424 | 1.3424 | 1.3424 | 1.3424
Generation [TWh]
Electricity | Wind Onshore | R |  |  |  |  | 165.2048 | 189.2469 | 183.2111 | 181.485 | 219.7053 | 239.5894 | 205.4833 | 221.9701
| Wind Offshore Radial | R |  |  |  |  | 8.2542 | 8.1529 | 7.8831 | 8.0882 | 7.7623 | 8.2203 | 7.6175 | 7.8876
| Wind Offshore Hub | R |  |  |  |  | 1.7795 | 1.744 | 1.6837 | 1.7326 | 1.6775 | 1.7748 | 1.6439 | 1.703
| Solar PV | R |  |  |  |  | 120.8579 | 119.111 | 118.1303 | 119.2066 | 161.1012 | 150.4738 | 160.0054 | 156.4119
| Solar CSP | R |  |  |  |  | 6.3463 | 6.0126 | 5.7582 | 6.0087 | 5.9466 | 5.1613 | 5.6795 | 5.5256
| SRES Electricity | R |  |  |  |  | 1.4481 | 1.9513 | 2.1355 | 1.8913 | 1.0063 | 0.97197 | 0.93519 | 0.96411
| Run of River | R |  |  |  |  | 4.8982 | 5.2262 | 4.6755 | 4.9658 | 5.2937 | 5.4225 | 5.2206 | 5.316
| Pondage | R
| Reservoir | R |  |  |  |  | 14.9975 | 22.3593 | 18.6383 | 19.3646 | 19.15 | 26.5717 | 19.4374 | 22.2336
| PS Turbine | R |  |  |  |  | 25.4453 | 27.0687 | 27.8133 | 26.9248 | 34.905 | 39.3444 | 34.2807 | 36.4311
| Biofuel | R
| Other RES | R |  |  |  |  | 7.2557 | 6.9399 | 6.9742 | 7.027 | 9.1037 | 8.8831 | 9.0843 | 9.0077
| Nuclear | R
| Natural Gas | R |  |  |  |  | 10.0954 | 6.2467 | 7.7883 | 7.6791 | 2.3733 | 2.0832 | 3.1396 | 2.5638
| Crude Oil | R
| Coal | R
| Hydrogen GT | R
| Fuel Cell | R
| Other Non RES | R |  |  |  |  | 2.6818 | 0.26692 | 1.5356 | 1.2652 | 0.53553 | 0.41583 | 0.96299 | 0.65863
| Adequacy Units | R
| ENS | R |  |  |  |  | 0 | 0 | 0 | 0 | 0 | 0 | 0 | 0
| RES Curtailment | R |  |  |  |  | 22.3214 | 34.3797 | 35.418 | 31.8284 | 30.7782 | 37.1503 | 31.2645 | 33.5216
Electricity - Flexibility | Batteries Charging | R |  |  |  |  | 13.7262 | 16.2789 | 14.0743 | 14.9387 | 21.8466 | 24.9678 | 21.2227 | 22.8455
| Batteries Discharging | R |  |  |  |  | 12.2899 | 14.5753 | 12.6014 | 13.3754 | 19.5798 | 22.3768 | 19.0208 | 20.475
| EV Discharging (Prosumer) | R |  |  |  |  | 1.3036 | 1.3577 | 1.3831 | 1.3531 | 2.7828 | 2.6994 | 2.4727 | 2.6254
| EV Discharging (E-Market) | R |  |  |  |  | 0.0038609 | 7.9601e-05 | 0.0033276 | 0.002059 | 0.018095 | 0.0121 | 0.0044461 | 0.010237
| DSR | R |  |  |  |  | 0 | 0 | 0 | 0 | 0 | 0 | 0 | 0
H2 | SMR (Blue) and Pyrolisis | R
| SMR (Grey) | R
| Electrolyzers E-Market (P2G) | R |  |  |  |  | 20.0625 | 28.18 | 23.8548 | 24.8045 | 34.8394 | 43.1733 | 32.9071 | 37.4
| Electrolyzers DRES (P2G) | R
| Electrolyzers SRES (P2G) | R |  |  |  |  | 68.5376 | 72.5388 | 71.6641 | 71.2898 | 82.31 | 84.2302 | 79.2551 | 81.8561
| H2 Adequacy Units | R
| NH3 Imports - High Band | R
| NH3 Imports - Low Band | R
| Non-EU H2 Imports - High Band | R | [8 empty] | 0.47894 | 0.53297 | 1.2089 | 0.79253
| Non-EU H2 Imports - Low Band | R | [8 empty] | 13.2957 | 13.2957 | 13.2957 | 13.2957
| H2 Storage Injection | R |  |  |  |  | 9.7406 | 9.5166 | 9.8454 | 9.6789 | 10.4307 | 10.0487 | 10.2287 | 10.1971
| H2 Storage Withdrawal | R |  |  |  |  | 9.6436 | 9.4214 | 9.7473 | 9.5823 | 10.3264 | 9.9482 | 10.1264 | 10.0951
| Max Hourly State of Charge [%] | R |  |  |  |  | 96.711 | 100 | 100 | 99.2107 | 99.2176 | 100 | 100 | 99.8435
Heat | Heat Production from H2 HHP [TWh Heat] | I |  |  |  |  | 0 | 0 | 0 | 0 | 1.0199 | 1.0199 | 1.0199 | 1.0199
| Share of Heat from H2 Boilers [%] | R | [8 empty] | 60.0166 | 61.8876 | 50.0411 | 56.7748
| Heat Production from CH4 HHP [TWh Heat] | I |  |  |  |  | 0 | 0 | 0 | 0 | 24.0945 | 24.0945 | 24.0945 | 24.0945
| Share of Heat from CH4 Boilers [%] | R | [8 empty] | 5.9689 | 6.9067 | 13.0612 | 9.1809
CO2 | CO2 Emissions Electricity Sector [Mt] | R |  |  |  |  | 4.11 | 2.0418 | 2.9788 | 2.8474 | 0.7922 | 0.67854 | 1.1269 | 0.88061
| CO2 Emissions Hydrogen Sector [Mt] | R |  |  |  |  | 0 | 0 | 0 | 0 | 0 | 0 | 0 | 0
FLH [h]
Electricity | Wind Onshore | R |  |  |  |  | 2489.2045 | 2851.4571 | 2760.5131 | 2734.505 | 2468.604 | 2692.0213 | 2308.8061 | 2494.0518
| Wind Offshore Radial | R |  |  |  |  | 3588.7817 | 3544.7236 | 3427.4345 | 3516.5921 | 3374.9312 | 3574.0422 | 3311.9438 | 3429.3806
| Wind Offshore Hub | R |  |  |  |  | 3558.9679 | 3487.9399 | 3367.3868 | 3465.2041 | 3354.9472 | 3549.6384 | 3287.7007 | 3405.9251
| Solar PV | R |  |  |  |  | 1412.4644 | 1392.0481 | 1380.5867 | 1393.1658 | 1425.6745 | 1331.6262 | 1415.9773 | 1384.1763
| Solar CSP | R |  |  |  |  | 1320.7795 | 1251.3115 | 1198.3724 | 1250.5139 | 1237.5757 | 1074.162 | 1181.9964 | 1149.9785
| SRES Electricity | R |  |  |  |  | 26.8166 | 36.1351 | 39.5474 | 35.0247 | 13.2404 | 12.7891 | 12.3052 | 12.6858
| Run of River | R |  |  |  |  | 1570.9986 | 1676.1817 | 1499.5474 | 1592.6484 | 1697.8416 | 1739.1393 | 1674.4011 | 1704.9845
| Pondage | R
| Reservoir | R |  |  |  |  | 1300.0302 | 1938.173 | 1615.6202 | 1678.5763 | 1659.9747 | 2303.3082 | 1684.8942 | 1927.2759
| PS Turbine | R |  |  |  |  | 2466.1615 | 2623.4964 | 2695.6681 | 2609.5527 | 2565.7963 | 2892.1268 | 2519.9013 | 2677.9705
| Biofuel | R
| Other RES | R |  |  |  |  | 3696.7633 | 3535.8824 | 3553.3519 | 3580.2587 | 3696.7081 | 3607.1324 | 3688.8128 | 3657.7197
| Nuclear | R
| Natural Gas | R |  |  |  |  | 411.0573 | 254.3465 | 317.1193 | 312.6721 | 96.6347 | 84.8206 | 127.8342 | 104.3889
| Crude Oil | R
| Coal | R
| Hydrogen GT | R
| Fuel Cell | R
| Other Non RES | R |  |  |  |  | 637.46 | 63.4463 | 365.0201 | 300.729 | 127.2932 | 98.8407 | 228.9005 | 156.5551
| Adequacy Units | R
| Batteries | R |  |  |  |  | 715.0489 | 848.016 | 733.1706 | 778.2049 | 733.3685 | 838.1311 | 712.4304 | 766.8983
H2 | SMR (Blue) and Pyrolisis | R
| SMR (Grey) | R
| Electrolyzers E-Market (P2G) | R |  |  |  |  | 3926.1171 | 5514.6839 | 4668.2576 | 4854.1072 | 3165.7811 | 3923.0638 | 2990.1933 | 3398.4591
| Electrolyzers DRES (P2G) | R
| Electrolyzers SRES (P2G) | R |  |  |  |  | 4470.8135 | 4731.8171 | 4674.7645 | 4650.3489 | 3556.1238 | 3639.0839 | 3424.1372 | 3536.5132
| H2 Adequacy Units | R
| NH3 Terminals (Import) | R
| Non-EU H2 Pipelines (Import) | R | [8 empty] | 3680.1716 | 3694.6079 | 3875.1887 | 3763.953
| H2 Pipelines (Import) | R |  |  |  |  | 1140.3803 | 910.5895 | 1022.9078 | 1002.8043 | 1150.7115 | 718.0906 | 1320.3254 | 1045.5087
| H2 Pipelines (Export) | R |  |  |  |  | 3863.9581 | 4789.9049 | 4406.3259 | 4441.0966 | 2888.2178 | 3265.7561 | 2737.6673 | 2979.0129
| H2 to SNG | R
| H2 to E-Liquids | R |  |  |  |  | 8759.9751 | 8760 | 8757.5421 | 8759.1829 | 8720.4471 | 8649.5891 | 8684.2385 | 8677.6205
Exchange [TWh]
Electricity | Imports | R |  |  |  |  | 24.6995 | 17.7213 | 23.6336 | 21.3471 | 17.7679 | 12.1735 | 23.7735 | 17.9324
| Exports | R |  |  |  |  | 27.9685 | 31.5464 | 29.6116 | 30.0492 | 35.1197 | 35.1532 | 29.1701 | 32.7533
H2 | NH3 Imports | R
| Non-EU Imports | R | [8 empty] | 13.7747 | 13.8287 | 14.5046 | 14.0882
| EU Imports | R |  |  |  |  | 11.9595 | 9.5496 | 10.7275 | 10.5167 | 12.0678 | 7.5308 | 13.8466 | 10.9646
| EU Exports | R |  |  |  |  | 40.5224 | 50.2331 | 46.2104 | 46.5751 | 44.7715 | 50.6238 | 42.4377 | 46.1789
E-Fuels | SNG Imports [TWh H2] | R |  |  |  |  | EU27 level specific | EU27 level specific | EU27 level specific | EU27 level specific | EU27 level specific | EU27 level specific | EU27 level specific | EU27 level specific
| E-Liquid Imports [TWh H2] | R |  |  |  |  | EU27 level specific | EU27 level specific | EU27 level specific | EU27 level specific | EU27 level specific | EU27 level specific | EU27 level specific | EU27 level specific
Consumption [TWh]
Electricity | Native Demand (Prosumer) | I |  |  |  |  | 5.9544 | 5.9429 | 7.1573 | 6.3464 | 12.9107 | 12.4772 | 13.5146 | 12.9788
| Fixed Load (Prosumer) | I |  |  |  |  | 0 | 0 | 0 | 0 | 0 | 0 | 0 | 0
| Charging Station Load (Prosumer) | R |  |  |  |  | 10.6272 | 10.6884 | 10.7172 | 10.6832 | 15.3818 | 15.2875 | 15.031 | 15.2037
| Native Demand (E-Market) | I |  |  |  |  | 276.4373 | 276.3539 | 280.2437 | 277.6575 | 298.1491 | 296.6112 | 298.7632 | 297.7796
| Fixed Load (Emarket) | I |  |  |  |  | 7.3413 | 7.3413 | 7.3413 | 7.3413 | 17.218 | 17.218 | 17.218 | 17.218
| Charging Station Load (E-Market) | R |  |  |  |  | 3.9266 | 3.9223 | 3.926 | 3.9246 | 5.263 | 5.2562 | 5.2475 | 5.2541
| PS Pump Load | R |  |  |  |  | 32.9195 | 35.6492 | 36.6989 | 35.3405 | 46.1431 | 50.8691 | 45.237 | 47.6711
| Electrolyzers E-Market (P2G) | R |  |  |  |  | 28.6607 | 40.2572 | 34.0783 | 35.435 | 49.0696 | 60.8075 | 46.348 | 52.6761
| Electricity for H2 HHPs | R |  |  |  |  | 0 | 0 | 0 | 0 | 0.12581 | 0.12051 | 0.16004 | 0.13738
| Electricity for CH4 HHPs | R |  |  |  |  | 0 | 0 | 0 | 0 | 7.4815 | 7.4059 | 6.8497 | 7.1985
H2 | H2 Demand | I |  |  |  |  | 52.462 | 52.462 | 52.462 | 52.462 | 85.843 | 85.843 | 85.843 | 85.843
| Shortage Quantity | R |  |  |  |  | 0 | 0 | 0 | 0 | 0 | 0 | 0 | 0
| H2 for Hydrogen GT | R
| H2 for HHP Boilers | R |  |  |  |  | 0 | 0 | 0 | 0 | 0.56678 | 0.58445 | 0.47258 | 0.53617
| H2 to SNG | R
| H2 to E-Liquids | R |  |  |  |  | 7.4781 | 7.4781 | 7.476 | 7.4774 | 11.7064 | 11.6113 | 11.6578 | 11.6489
Methane | CH4 for HHP Boilers | R |  |  |  |  | 0 | 0 | 0 | 0 | 1.5532 | 1.7973 | 3.3988 | 2.3891
CO2 | CO2 to E-Fuels [kt] | R |  |  |  |  | EU27 level specific | EU27 level specific | EU27 level specific | EU27 level specific | EU27 level specific | EU27 level specific | EU27 level specific | EU27 level specific
Fuels | E-Fuel Demand [TWh H2] | I |  |  |  |  | EU27 level specific | EU27 level specific | EU27 level specific | EU27 level specific | EU27 level specific | EU27 level specific | EU27 level specific | EU27 level specific
| E-Fuel Shortage [TWh H2] | R |  |  |  |  | EU27 level specific | EU27 level specific | EU27 level specific | EU27 level specific | EU27 level specific | EU27 level specific | EU27 level specific | EU27 level specific
Prices [€/MWh]
Electricity | 10%-Quan. | R |  |  |  |  | 0 | 0 | 0 | 0 | 0 | 0 | 0 | 0
| Load-Weighted Average | R |  |  |  |  | 34.2694 | 14.3414 | 23.362 | 22.1009 | 23.7272 | 15.2557 | 29.7972 | 22.7666
| 90%-Quan. | R |  |  |  |  | 80.0497 | 38.5046 | 59.894 | 55.5339 | 65.0954 | 38.572 | 83.7 | 61.9279
H2 | 10%-Quan. | R |  |  |  |  | 0.47143 | 0.47143 | 0.47143 | 0.47143 | 0.46479 | 0.46479 | 0.46479 | 0.46479
| Load-Weighted Average | R |  |  |  |  | 41.0263 | 17.9937 | 25.145 | 25.8814 | 22.674 | 12.8458 | 29.6648 | 21.539
| 90%-Quan. | R |  |  |  |  | 76.2971 | 55.0663 | 56.1549 | 60.5209 | 66.5507 | 28.8701 | 73.7 | 54.3382
Import Share [%]
H2 | Share of Domestic Production (Supply %) | R |  |  |  |  | EU27 level specific | EU27 level specific | EU27 level specific | EU27 level specific | EU27 level specific | EU27 level specific | EU27 level specific | EU27 level specific
| Share of Non-EU Imports (Supply %) | R |  |  |  |  | EU27 level specific | EU27 level specific | EU27 level specific | EU27 level specific | EU27 level specific | EU27 level specific | EU27 level specific | EU27 level specific
Energy Balance [TWh]
Electricity + | Electricity Generation | R |  |  |  |  | 369.2648 | 394.3263 | 386.2272 | 385.6388 | 468.5604 | 488.9123 | 453.4903 | 470.6731
| DSR | R |  |  |  |  | 0 | 0 | 0 | 0 | 0 | 0 | 0 | 0
| Net Imports | R |  |  |  |  | -3.269 | -13.8251 | -5.978 | -8.7021 | -17.3518 | -22.9797 | -5.3966 | -14.8209
| Electricity Shortage | R |  |  |  |  | 0 | 0 | 0 | 0 | 0 | 0 | 0 | 0
Electricity - | Electricity Demand (Native + Fixed) | I |  |  |  |  | 289.733 | 289.6381 | 294.7423 | 291.3453 | 328.2779 | 326.3064 | 329.4958 | 327.9765
| Pump Load | R |  |  |  |  | 32.9195 | 35.6492 | 36.6989 | 35.3405 | 46.1431 | 50.8691 | 45.237 | 47.6711
| Electrolyzer Load | R |  |  |  |  | 28.6607 | 40.2572 | 34.0783 | 35.435 | 49.0696 | 60.8075 | 46.348 | 52.6761
| Heat Electrical Usage | R |  |  |  |  | 0 | 0 | 0 | 0 | 7.6073 | 7.5264 | 7.0098 | 7.3359
| Net Battery Load | R |  |  |  |  | 1.4363 | 1.7036 | 1.4729 | 1.5633 | 2.2668 | 2.591 | 2.2019 | 2.3705
| Net EV Load | R |  |  |  |  | 13.2464 | 13.253 | 13.2568 | 13.2526 | 17.8439 | 17.8322 | 17.8013 | 17.8222
Electricity Balance |  | R |  |  |  |  | 2.7285e-12 | -1.3813e-11 | -1.1141e-11 | -8.9614e-12 | -7.5602e-12 | -7.1054e-12 | -2.2737e-13 | -4.4452e-12
H2 + | H2 Domestic Production | R |  |  |  |  | 88.6 | 100.7188 | 95.5189 | 96.0943 | 117.1495 | 127.4036 | 112.1622 | 119.2562
| NH3 Imports | R
| Non-EU Imports | R | [8 empty] | 13.7747 | 13.8287 | 14.5046 | 14.0882
| Net Imports | R |  |  |  |  | -28.5629 | -40.6835 | -35.4829 | -36.0584 | -32.7036 | -43.093 | -28.5911 | -35.2144
| H2 Shortage | R |  |  |  |  | 0 | 0 | 0 | 0 | 0 | 0 | 0 | 0
H2 - | H2 Demand | I |  |  |  |  | 52.462 | 52.462 | 52.462 | 52.462 | 85.843 | 85.843 | 85.843 | 85.843
| H2 to Hydrogen GT | R
| H2 to Heat | R |  |  |  |  | 0 | 0 | 0 | 0 | 0.56678 | 0.58445 | 0.47258 | 0.53617
| H2 to eFuels | R |  |  |  |  | 7.4781 | 7.4781 | 7.476 | 7.4774 | 11.7064 | 11.6113 | 11.6578 | 11.6489
| Net H2 Storage Load | R |  |  |  |  | 0.09698 | 0.095166 | 0.098027 | 0.096546 | 0.10431 | 0.10049 | 0.10229 | 0.10197
H2 Balance |  | R |  |  |  |  | 9.7486e-12 | 3.169e-12 | 1.1852e-11 | 7.6135e-12 | 2.9232e-11 | 2.8592e-11 | 2.1132e-11 | 2.5736e-11
Note on C3: Input Value / Result

## FI
|  | I/R | 2030 |  |  |  | 2035 |  |  |  | 2040 |  |  |  | 2050
|  |  | CY1 | CY2 | CY3 | Weighted WS | WS032 | WS037 | WS059 | Weighted WS | WS065 | WS071 | WS077 | Weighted WS | CY1 | CY2 | CY3 | Weighted WS
Installed Capacity [GW]
Electricity | Wind Onshore | I |  |  |  |  | 30.8791 | 30.8791 | 30.8791 | 30.8791 | 45.9791 | 45.9791 | 45.9791 | 45.9791
| Wind Offshore Radial | I |  |  |  |  | 3.3 | 3.3 | 3.3 | 3.3 | 5 | 5 | 5 | 5
| Wind Offshore Hub | I
| Solar PV | I |  |  |  |  | 15.949 | 15.949 | 15.949 | 15.949 | 20.049 | 20.049 | 20.049 | 20.049
| Solar CSP | I
| SRES Electricity | I
| Run of River | I
| Pondage | I
| Reservoir | I |  |  |  |  | 3.2374 | 3.2374 | 3.2374 | 3.2374 | 3.2374 | 3.2374 | 3.2374 | 3.2374
| PS Turbine | I
| PS Pump | I
| Biofuel | I |  |  |  |  | 1.418 | 1.418 | 1.418 | 1.418 | 0.988 | 0.988 | 0.988 | 0.988
| Other RES | I |  |  |  |  | 1.7174 | 1.7174 | 1.7174 | 1.7174 | 1.6674 | 1.6674 | 1.6674 | 1.6674
| Nuclear | I |  |  |  |  | 4.572 | 4.572 | 4.572 | 4.572 | 4.572 | 4.572 | 4.572 | 4.572
| Natural Gas | I |  |  |  |  | 0.964 | 0.964 | 0.964 | 0.964 | 0.09 | 0.09 | 0.09 | 0.09
| Crude Oil | I
| Coal | I
| Hydrogen GT | I
| Fuel Cell | I
| Other Non RES | I
| Adequacy Units | I
| Batteries | I |  |  |  |  | 4.7111 | 4.7111 | 4.7111 | 4.7111 | 6.36 | 6.36 | 6.36 | 6.36
| Batteries [GWh] | I |  |  |  |  | 11.7778 | 11.7778 | 11.7778 | 11.7778 | 15.9 | 15.9 | 15.9 | 15.9
H2 | SMR (Blue) and Pyrolisis | I |  |  |  |  | 0.67558 | 0.67558 | 0.67558 | 0.67558 | 0.34179 | 0.34179 | 0.34179 | 0.34179
| SMR (Grey) | I
| Electrolyzers E-Market (P2G) [GW Elec] | I |  |  |  |  | 5.5 | 5.5 | 5.5 | 5.5 | 18.6 | 18.6 | 18.6 | 18.6
| Electrolyzers DRES (P2G) [GW Elec] | I
| Electrolyzers SRES (P2G) [GW Elec] | I
| H2 Adequacy Units | I
| NH3 Imports - High Band | I
| NH3 Imports - Low Band | I
| NH3 Terminal Capacity | I
| Non-EU H2 Imports - High Band | I
| Non-EU H2 Imports - Low Band | I
| Non-EU H2 Pipeline Capacity | I
| EU Cross-Border Pipeline Capacity (Import) | I |  |  |  |  | 27.048 | 27.048 | 27.048 | 27.048 | 27.048 | 27.048 | 27.048 | 27.048
| EU Cross-Border Pipeline Capacity (Export) | I |  |  |  |  | 39.8305 | 39.8305 | 39.8305 | 39.8305 | 66.1017 | 66.1017 | 66.1017 | 66.1017
| H2 Storage Injection Capacity | I |  |  |  |  | 0 | 0 | 0 | 0 | 0 | 0 | 0 | 0
| H2 Storage Withdrawal Capacity [GW] | I
| H2 Storage WGV [TWh] | I
| SNG Capacity (from H2) | I |  |  |  |  | 0.43473 | 0.43473 | 0.43473 | 0.43473 | 0.46372 | 0.46372 | 0.46372 | 0.46372
| E-Liquids Capacity (from H2) | I |  |  |  |  | 2.1692 | 2.1692 | 2.1692 | 2.1692 | 3.2773 | 3.2773 | 3.2773 | 3.2773
Generation [TWh]
Electricity | Wind Onshore | R |  |  |  |  | 110.7384 | 94.5146 | 108.8856 | 103.1507 | 178.4069 | 164.796 | 163.3929 | 166.957
| Wind Offshore Radial | R |  |  |  |  | 9.3675 | 9.3311 | 9.4478 | 9.3784 | 16.1173 | 18.3322 | 15.9617 | 16.941
| Wind Offshore Hub | R
| Solar PV | R |  |  |  |  | 12.4832 | 12.4315 | 11.6089 | 12.1724 | 16.0453 | 14.2759 | 15.5592 | 15.1431
| Solar CSP | R
| SRES Electricity | R
| Run of River | R
| Pondage | R
| Reservoir | R |  |  |  |  | 10.5831 | 13.6446 | 14.073 | 13.0512 | 12.2384 | 14.9541 | 12.9257 | 13.5996
| PS Turbine | R
| Biofuel | R |  |  |  |  | 6.447 | 5.6608 | 5.7975 | 5.8946 | 4.844 | 5.0732 | 5.001 | 4.9985
| Other RES | R |  |  |  |  | 5.4117 | 6.381 | 5.215 | 5.7636 | 5.7629 | 6.4456 | 6.2658 | 6.2371
| Nuclear | R |  |  |  |  | 34.8784 | 35.2974 | 35.4251 | 35.239 | 35.2525 | 36.2613 | 36.1871 | 36.0299
| Natural Gas | R |  |  |  |  | 1.4477 | 0.75299 | 0.8665 | 0.95717 | 0.0027407 | 0.01917 | 0.0071673 | 0.011083
| Crude Oil | R
| Coal | R
| Hydrogen GT | R
| Fuel Cell | R
| Other Non RES | R
| Adequacy Units | R
| ENS | R |  |  |  |  | 0 | 0.0047112 | 0.10823 | 0.037741 | 0 | 0.011506 | 0 | 0.0046026
| RES Curtailment | R |  |  |  |  | 16.6476 | 8.0696 | 18.1029 | 13.4393 | 13.1122 | 6.7244 | 8.807 | 8.835
Electricity - Flexibility | Batteries Charging | R |  |  |  |  | 3.2277 | 2.7623 | 3.0575 | 2.9714 | 4.2013 | 3.1313 | 3.9591 | 3.6764
| Batteries Discharging | R |  |  |  |  | 2.9694 | 2.5413 | 2.8129 | 2.7337 | 3.8652 | 2.8808 | 3.6423 | 3.3823
| EV Discharging (Prosumer) | R |  |  |  |  | 0.27087 | 0.30474 | 0.234 | 0.27327 | 0.40743 | 0.38006 | 0.40938 | 0.39726
| EV Discharging (E-Market) | R |  |  |  |  | 0.0051592 | 0.014475 | 0.0089676 | 0.010422 | 0.054872 | 0.083191 | 0.061613 | 0.068896
| DSR | R |  |  |  |  | 0.0072906 | 0.078195 | 0.29857 | 0.1339 | 0.080166 | 0.64754 | 0.19211 | 0.35189
H2 | SMR (Blue) and Pyrolisis | R |  |  |  |  | 2.6111 | 1.589 | 1.3651 | 1.7604 | 1.0542 | 1.1401 | 1.272 | 1.1757
| SMR (Grey) | R
| Electrolyzers E-Market (P2G) | R |  |  |  |  | 26.1399 | 19.8232 | 26.6595 | 23.5952 | 72.7551 | 66.3965 | 64.2789 | 66.8212
| Electrolyzers DRES (P2G) | R
| Electrolyzers SRES (P2G) | R
| H2 Adequacy Units | R
| NH3 Imports - High Band | R
| NH3 Imports - Low Band | R
| Non-EU H2 Imports - High Band | R
| Non-EU H2 Imports - Low Band | R
| H2 Storage Injection | R
| H2 Storage Withdrawal | R
| Max Hourly State of Charge [%] | R
Heat | Heat Production from H2 HHP [TWh Heat] | I
| Share of Heat from H2 Boilers [%] | R
| Heat Production from CH4 HHP [TWh Heat] | I
| Share of Heat from CH4 Boilers [%] | R
CO2 | CO2 Emissions Electricity Sector [Mt] | R |  |  |  |  | 0.54172 | 0.3027 | 0.34709 | 0.37471 | 0.00096405 | 0.0067431 | 0.0025211 | 0.0038985
| CO2 Emissions Hydrogen Sector [Mt] | R |  |  |  |  | 0.066738 | 0.041935 | 0.036031 | 0.045939 | 0.023104 | 0.025472 | 0.02822 | 0.026097
FLH [h]
Electricity | Wind Onshore | R |  |  |  |  | 3586.1927 | 3060.7956 | 3526.1894 | 3340.4708 | 3880.1744 | 3584.1499 | 3553.6352 | 3631.1489
| Wind Offshore Radial | R |  |  |  |  | 2838.6435 | 2827.6154 | 2862.9825 | 2841.9333 | 3223.4572 | 3666.4471 | 3192.3433 | 3388.2076
| Wind Offshore Hub | R
| Solar PV | R |  |  |  |  | 782.6944 | 779.4536 | 727.876 | 763.2108 | 800.3039 | 712.0508 | 776.0577 | 755.3042
| Solar CSP | R
| SRES Electricity | R
| Run of River | R
| Pondage | R
| Reservoir | R |  |  |  |  | 3269.0464 | 4214.7152 | 4347.0526 | 4031.426 | 3780.355 | 4619.212 | 3992.68 | 4200.8278
| PS Turbine | R
| Biofuel | R |  |  |  |  | 4546.5208 | 3992.085 | 4088.5111 | 4156.9702 | 4902.8354 | 5134.7689 | 5061.7698 | 5059.1826
| Other RES | R |  |  |  |  | 3151.1417 | 3715.5474 | 3036.6003 | 3356.0375 | 3456.2542 | 3865.7474 | 3757.872 | 3740.6986
| Nuclear | R |  |  |  |  | 7628.689 | 7720.3517 | 7748.2777 | 7707.5682 | 7710.5261 | 7931.1643 | 7914.9389 | 7880.5465
| Natural Gas | R |  |  |  |  | 1501.7294 | 781.1048 | 898.8568 | 992.9129 | 30.4522 | 213 | 79.6366 | 123.1451
| Crude Oil | R
| Coal | R
| Hydrogen GT | R
| Fuel Cell | R
| Other Non RES | R
| Adequacy Units | R
| Batteries | R |  |  |  |  | 630.307 | 539.4315 | 597.0821 | 580.2663 | 607.7323 | 452.9554 | 572.6933 | 531.806
H2 | SMR (Blue) and Pyrolisis | R |  |  |  |  | 3865.0082 | 2352.0802 | 2020.6872 | 2605.8233 | 3084.3703 | 3335.6365 | 3721.5529 | 3439.7498
| SMR (Grey) | R
| Electrolyzers E-Market (P2G) | R |  |  |  |  | 6789.5726 | 5148.8829 | 6924.5391 | 6128.615 | 5509.2447 | 5027.7536 | 4867.3997 | 5059.9102
| Electrolyzers DRES (P2G) | R
| Electrolyzers SRES (P2G) | R
| H2 Adequacy Units | R
| NH3 Terminals (Import) | R
| Non-EU H2 Pipelines (Import) | R
| H2 Pipelines (Import) | R |  |  |  |  | 671.8045 | 706.8089 | 706.1336 | 698.185 | 588.6456 | 541.014 | 630.0175 | 586.1417
| H2 Pipelines (Export) | R |  |  |  |  | 328.3981 | 177.1604 | 347.8971 | 269.8006 | 643.6597 | 547.1811 | 549.313 | 567.3296
| H2 to SNG | R |  |  |  |  | 8595.6423 | 8365.3412 | 8374.7565 | 8423.7205 | 7994.6678 | 7457.2513 | 7588.4713 | 7617.2226
| H2 to E-Liquids | R |  |  |  |  | 8735.2368 | 8611.7045 | 8514.6676 | 8609.3301 | 8328.3998 | 8043.2764 | 8110.3654 | 8127.1367
Exchange [TWh]
Electricity | Imports | R |  |  |  |  | 9.1088 | 12.5589 | 9.3156 | 10.6606 | 10.0956 | 11.5236 | 11.0788 | 11.06
| Exports | R |  |  |  |  | 25.4859 | 21.6097 | 25.097 | 23.6908 | 25.6092 | 24.1746 | 24.6788 | 24.6632
H2 | NH3 Imports | R
| Non-EU Imports | R
| EU Imports | R |  |  |  |  | 18.171 | 19.1178 | 19.0995 | 18.8845 | 15.9217 | 14.6334 | 17.0407 | 15.854
| EU Exports | R |  |  |  |  | 13.0803 | 7.0564 | 13.8569 | 10.7463 | 42.547 | 36.1696 | 36.3105 | 37.5014
E-Fuels | SNG Imports [TWh H2] | R |  |  |  |  | EU27 level specific | EU27 level specific | EU27 level specific | EU27 level specific | EU27 level specific | EU27 level specific | EU27 level specific | EU27 level specific
| E-Liquid Imports [TWh H2] | R |  |  |  |  | EU27 level specific | EU27 level specific | EU27 level specific | EU27 level specific | EU27 level specific | EU27 level specific | EU27 level specific | EU27 level specific
Consumption [TWh]
Electricity | Native Demand (Prosumer) | I |  |  |  |  | 7.5609 | 9.1292 | 7.9652 | 8.3687 | 8.7267 | 10.3738 | 9.2289 | 9.5864
| Fixed Load (Prosumer) | I |  |  |  |  | 0 | 0 | 0 | 0 | 0 | 0 | 0 | 0
| Charging Station Load (Prosumer) | R |  |  |  |  | 4.0149 | 4.0533 | 3.9732 | 4.0176 | 5.8368 | 5.8058 | 5.839 | 5.8253
| Native Demand (E-Market) | I |  |  |  |  | 124.4912 | 126.0373 | 124.3204 | 125.0997 | 133.9613 | 136.2843 | 134.0718 | 134.9347
| Fixed Load (Emarket) | I |  |  |  |  | 0 | 0 | 0 | 0 | 0 | 0 | 0 | 0
| Charging Station Load (E-Market) | R |  |  |  |  | 1.5951 | 1.6057 | 1.5995 | 1.6011 | 2.366 | 2.398 | 2.3736 | 2.3818
| PS Pump Load | R
| Electrolyzers E-Market (P2G) | R |  |  |  |  | 37.3426 | 28.3189 | 38.085 | 33.7074 | 102.472 | 93.5162 | 90.5336 | 94.1143
| Electricity for H2 HHPs | R
| Electricity for CH4 HHPs | R
H2 | H2 Demand | I |  |  |  |  | 11.1564 | 11.1564 | 11.1564 | 11.1564 | 16.1823 | 16.1823 | 16.1823 | 16.1823
| Shortage Quantity | R |  |  |  |  | 0 | 0 | 0 | 0 | 0 | 0 | 0 | 0
| H2 for Hydrogen GT | R
| H2 for HHP Boilers | R
| H2 to SNG | R |  |  |  |  | 3.7368 | 3.6367 | 3.6408 | 3.6621 | 3.7073 | 3.4581 | 3.5189 | 3.5322
| H2 to E-Liquids | R |  |  |  |  | 18.9485 | 18.6805 | 18.47 | 18.6753 | 27.2944 | 26.36 | 26.5798 | 26.6348
Methane | CH4 for HHP Boilers | R
CO2 | CO2 to E-Fuels [kt] | R |  |  |  |  | EU27 level specific | EU27 level specific | EU27 level specific | EU27 level specific | EU27 level specific | EU27 level specific | EU27 level specific | EU27 level specific
Fuels | E-Fuel Demand [TWh H2] | I |  |  |  |  | EU27 level specific | EU27 level specific | EU27 level specific | EU27 level specific | EU27 level specific | EU27 level specific | EU27 level specific | EU27 level specific
| E-Fuel Shortage [TWh H2] | R |  |  |  |  | EU27 level specific | EU27 level specific | EU27 level specific | EU27 level specific | EU27 level specific | EU27 level specific | EU27 level specific | EU27 level specific
Prices [€/MWh]
Electricity | 10%-Quan. | R |  |  |  |  | 7.9078 | 13.2652 | 5.5221 | 9.4242 | 14.4159 | 16.2505 | 16.4681 | 15.9706
| Load-Weighted Average | R |  |  |  |  | 39.6468 | 52.2566 | 76.9185 | 57.3687 | 49.8795 | 91.5482 | 62.7141 | 71.6808
| 90%-Quan. | R |  |  |  |  | 72.0344 | 98.4329 | 78.1024 | 85.3882 | 112.1099 | 136.6617 | 133.3251 | 130.4167
H2 | 10%-Quan. | R |  |  |  |  | 49.7213 | 24.1722 | 45.0408 | 37.1906 | 22.1144 | 22.0174 | 23.8215 | 22.7585
| Load-Weighted Average | R |  |  |  |  | 63.2632 | 44.8271 | 60.5955 | 54.4553 | 61.4123 | 102.2274 | 73.7064 | 82.656
| 90%-Quan. | R |  |  |  |  | 83.0985 | 84.3044 | 60.8063 | 76.2606 | 137.4173 | 164.572 | 164.572 | 159.1411
Import Share [%]
H2 | Share of Domestic Production (Supply %) | R |  |  |  |  | EU27 level specific | EU27 level specific | EU27 level specific | EU27 level specific | EU27 level specific | EU27 level specific | EU27 level specific | EU27 level specific
| Share of Non-EU Imports (Supply %) | R |  |  |  |  | EU27 level specific | EU27 level specific | EU27 level specific | EU27 level specific | EU27 level specific | EU27 level specific | EU27 level specific | EU27 level specific
Energy Balance [TWh]
Electricity + | Electricity Generation | R |  |  |  |  | 191.3569 | 178.014 | 191.3194 | 185.6071 | 268.67 | 260.1574 | 255.3007 | 259.9172
| DSR | R |  |  |  |  | 0.0072906 | 0.078195 | 0.29857 | 0.1339 | 0.080166 | 0.64754 | 0.19211 | 0.35189
| Net Imports | R |  |  |  |  | -16.3771 | -9.0508 | -15.7813 | -13.0302 | -15.5136 | -12.651 | -13.6001 | -13.6032
| Electricity Shortage | R |  |  |  |  | 0 | 0.0047112 | 0.10823 | 0.037741 | 0 | 0.011506 | 0 | 0.0046026
Electricity - | Electricity Demand (Native + Fixed) | I |  |  |  |  | 132.0521 | 135.1665 | 132.2856 | 133.4684 | 142.688 | 146.6581 | 143.3007 | 144.5212
| Pump Load | R
| Electrolyzer Load | R |  |  |  |  | 37.3426 | 28.3189 | 38.085 | 33.7074 | 102.472 | 93.5162 | 90.5336 | 94.1143
| Heat Electrical Usage | R
| Net Battery Load | R |  |  |  |  | 0.25821 | 0.22098 | 0.2446 | 0.23771 | 0.3361 | 0.2505 | 0.31672 | 0.29411
| Net EV Load | R |  |  |  |  | 5.334 | 5.3397 | 5.3297 | 5.3351 | 7.7405 | 7.7406 | 7.7416 | 7.741
Electricity Balance |  | R |  |  |  |  | -4.0359e-12 | 4.6327e-12 | -3.6948e-12 | -1.9583e-13 | -2.3022e-12 | -3.098e-12 | 8.356e-12 | 1.6428e-12
H2 + | H2 Domestic Production | R |  |  |  |  | 28.751 | 21.4122 | 28.0246 | 25.3556 | 73.8093 | 67.5366 | 65.5509 | 67.9968
| NH3 Imports | R
| Non-EU Imports | R
| Net Imports | R |  |  |  |  | 5.0907 | 12.0614 | 5.2426 | 8.1382 | -26.6253 | -21.5362 | -19.2698 | -21.6475
| H2 Shortage | R |  |  |  |  | 0 | 0 | 0 | 0 | 0 | 0 | 0 | 0
H2 - | H2 Demand | I |  |  |  |  | 11.1564 | 11.1564 | 11.1564 | 11.1564 | 16.1823 | 16.1823 | 16.1823 | 16.1823
| H2 to Hydrogen GT | R
| H2 to Heat | R
| H2 to eFuels | R |  |  |  |  | 22.6853 | 22.3172 | 22.1108 | 22.3374 | 31.0017 | 29.818 | 30.0988 | 30.167
| Net H2 Storage Load | R
H2 Balance |  | R |  |  |  |  | 5.8265e-13 | -7.1765e-13 | 1.6129e-12 | 3.6351e-13 | 1.7906e-12 | 1.1937e-12 | 1.35e-12 | 1.3756e-12
Note on C3: Input Value / Result

## FR
|  | I/R | 2030 |  |  |  | 2035 |  |  |  | 2040 |  |  |  | 2050
|  |  | CY1 | CY2 | CY3 | Weighted WS | WS032 | WS037 | WS059 | Weighted WS | WS065 | WS071 | WS077 | Weighted WS | CY1 | CY2 | CY3 | Weighted WS
Installed Capacity [GW]
Electricity | Wind Onshore | I |  |  |  |  | 37.58 | 37.58 | 37.58 | 37.58 | 44.6 | 44.6 | 44.6 | 44.6
| Wind Offshore Radial | I |  |  |  |  | 10.775 | 10.775 | 10.775 | 10.775 | 23.475 | 23.475 | 23.475 | 23.475
| Wind Offshore Hub | I
| Solar PV | I |  |  |  |  | 72.0796 | 72.0796 | 72.0796 | 72.0796 | 97.7408 | 97.7408 | 97.7408 | 97.7408
| Solar CSP | I
| SRES Electricity | I
| Run of River | I |  |  |  |  | 11.6 | 11.6 | 11.6 | 11.6 | 11.6 | 11.6 | 11.6 | 11.6
| Pondage | I
| Reservoir | I |  |  |  |  | 9.849 | 9.849 | 9.849 | 9.849 | 9.849 | 9.849 | 9.849 | 9.849
| PS Turbine | I |  |  |  |  | 4.2 | 4.2 | 4.2 | 4.2 | 5.2 | 5.2 | 5.2 | 5.2
| PS Pump | I |  |  |  |  | 4.2 | 4.2 | 4.2 | 4.2 | 5.2 | 5.2 | 5.2 | 5.2
| Biofuel | I
| Other RES | I |  |  |  |  | 1.9388 | 1.9388 | 1.9388 | 1.9388 | 1.9388 | 1.9388 | 1.9388 | 1.9388
| Nuclear | I |  |  |  |  | 63.02 | 63.02 | 63.02 | 63.02 | 69.62 | 69.62 | 69.62 | 69.62
| Natural Gas | I |  |  |  |  | 7.189 | 7.189 | 7.189 | 7.189 | 0.414 | 0.414 | 0.414 | 0.414
| Crude Oil | I |  |  |  |  | 1.331 | 1.331 | 1.331 | 1.331
| Coal | I
| Hydrogen GT | I
| Fuel Cell | I
| Other Non RES | I |  |  |  |  | 2.842 | 2.842 | 2.842 | 2.842 | 1.39 | 1.39 | 1.39 | 1.39
| Adequacy Units | I
| Batteries | I | [8 empty] | 2.1467 | 2.1467 | 2.1467 | 2.1467
| Batteries [GWh] | I | [8 empty] | 6.44 | 6.44 | 6.44 | 6.44
H2 | SMR (Blue) and Pyrolisis | I |  |  |  |  | 0.28 | 0.28 | 0.28 | 0.28 | 0.158 | 0.158 | 0.158 | 0.158
| SMR (Grey) | I
| Electrolyzers E-Market (P2G) [GW Elec] | I |  |  |  |  | 8 | 8 | 8 | 8 | 13.5 | 13.5 | 13.5 | 13.5
| Electrolyzers DRES (P2G) [GW Elec] | I
| Electrolyzers SRES (P2G) [GW Elec] | I
| H2 Adequacy Units | I
| NH3 Imports - High Band | I |  |  |  |  | 0.8475 | 0.8475 | 0.8475 | 0.8475 | 1.5833 | 1.5833 | 1.5833 | 1.5833
| NH3 Imports - Low Band | I |  |  |  |  | 0.8475 | 0.8475 | 0.8475 | 0.8475 | 1.5833 | 1.5833 | 1.5833 | 1.5833
| NH3 Terminal Capacity | I |  |  |  |  | 1.6949 | 1.6949 | 1.6949 | 1.6949 | 3.4958 | 3.4958 | 3.4958 | 3.4958
| Non-EU H2 Imports - High Band | I
| Non-EU H2 Imports - Low Band | I
| Non-EU H2 Pipeline Capacity | I
| EU Cross-Border Pipeline Capacity (Import) | I |  |  |  |  | 17.4047 | 17.4047 | 17.4047 | 17.4047 | 23.8665 | 23.8665 | 23.8665 | 23.8665
| EU Cross-Border Pipeline Capacity (Export) | I |  |  |  |  | 17.9908 | 17.9908 | 17.9908 | 17.9908 | 19.4386 | 19.4386 | 19.4386 | 19.4386
| H2 Storage Injection Capacity | I |  |  |  |  | 2.276 | 2.276 | 2.276 | 2.276 | 2.276 | 2.276 | 2.276 | 2.276
| H2 Storage Withdrawal Capacity [GW] | I |  |  |  |  | 3.188 | 3.188 | 3.188 | 3.188 | 3.188 | 3.188 | 3.188 | 3.188
| H2 Storage WGV [TWh] | I |  |  |  |  | 2.243 | 2.243 | 2.243 | 2.243 | 2.243 | 2.243 | 2.243 | 2.243
| SNG Capacity (from H2) | I |  |  |  |  | 0.31881 | 0.31881 | 0.31881 | 0.31881 | 0.52168 | 0.52168 | 0.52168 | 0.52168
| E-Liquids Capacity (from H2) | I |  |  |  |  | 1.1383 | 1.1383 | 1.1383 | 1.1383 | 2.6463 | 2.6463 | 2.6463 | 2.6463
Generation [TWh]
Electricity | Wind Onshore | R |  |  |  |  | 85.2912 | 104.0325 | 94.4268 | 96.3647 | 113.8024 | 104.2543 | 90.7846 | 100.776
| Wind Offshore Radial | R |  |  |  |  | 42.0492 | 47.2969 | 43.7722 | 44.8743 | 94.0583 | 92.3623 | 87.3449 | 90.6945
| Wind Offshore Hub | R
| Solar PV | R |  |  |  |  | 85.1222 | 81.7157 | 84.1452 | 83.335 | 116.4235 | 110.4906 | 111.0457 | 111.8992
| Solar CSP | R
| SRES Electricity | R
| Run of River | R |  |  |  |  | 37.0281 | 44.3475 | 39.6159 | 41.0294 | 32.5047 | 42.2381 | 41.5495 | 40.016
| Pondage | R
| Reservoir | R |  |  |  |  | 15.3536 | 17.7237 | 15.5899 | 16.4507 | 11.8565 | 16.9958 | 15.2653 | 15.2757
| PS Turbine | R |  |  |  |  | 10.231 | 7.7809 | 10.0954 | 9.1327 | 12.0542 | 11.5079 | 11.2209 | 11.5024
| Biofuel | R
| Other RES | R |  |  |  |  | 9.7721 | 9.732 | 9.7604 | 9.751 | 9.6447 | 9.6189 | 9.6904 | 9.6527
| Nuclear | R |  |  |  |  | 291.8154 | 262.3277 | 283.3646 | 276.3469 | 265.8464 | 264.0602 | 302.826 | 279.9237
| Natural Gas | R |  |  |  |  | 1.0421 | 0.35932 | 0.291 | 0.50065 | 0.033948 | 0.13501 | 0.058622 | 0.084243
| Crude Oil | R |  |  |  |  | 0 | 0 | 0 | 0
| Coal | R
| Hydrogen GT | R
| Fuel Cell | R
| Other Non RES | R |  |  |  |  | 1.4547 | 0.31528 | 0.27943 | 0.57691 | 0.14961 | 0.35419 | 0.15624 | 0.23409
| Adequacy Units | R
| ENS | R |  |  |  |  | 0 | 0 | 0 | 0 | 0 | 0 | 0 | 0
| RES Curtailment | R |  |  |  |  | 1.3968 | 2.3147 | 1.1063 | 1.6956 | 5.2662 | 4.6365 | 3.4364 | 4.2824
Electricity - Flexibility | Batteries Charging | R | [8 empty] | 2.0344 | 2.0917 | 2.0973 | 2.0825
| Batteries Discharging | R | [8 empty] | 1.8106 | 1.8616 | 1.8666 | 1.8534
| EV Discharging (Prosumer) | R |  |  |  |  | 1.7008 | 1.6254 | 1.4913 | 1.5992 | 4.4453 | 4.0806 | 3.8406 | 4.0575
| EV Discharging (E-Market) | R |  |  |  |  | 0.0015161 | 0.00026648 | 0.000888 | 0.00077149 | 0.016179 | 0.0097825 | 0.0032255 | 0.008439
| DSR | R |  |  |  |  | 0 | 0 | 0 | 0 | 0.020521 | 0.004439 | 0 | 0.0058797
H2 | SMR (Blue) and Pyrolisis | R |  |  |  |  | 0.93392 | 0.2947 | 0.23134 | 0.4272 | 0.23563 | 0.34851 | 0.47118 | 0.375
| SMR (Grey) | R
| Electrolyzers E-Market (P2G) | R |  |  |  |  | 29.0649 | 34.5361 | 31.6971 | 32.2861 | 55.688 | 54.9202 | 55.848 | 55.4449
| Electrolyzers DRES (P2G) | R
| Electrolyzers SRES (P2G) | R
| H2 Adequacy Units | R
| NH3 Imports - High Band | R |  |  |  |  | 0 | 0 | 0 | 0 | 6.181e-05 | 0.0036868 | 0 | 0.0014871
| NH3 Imports - Low Band | R |  |  |  |  | 7.4241 | 7.4241 | 7.4241 | 7.4241 | 13.87 | 13.87 | 13.87 | 13.87
| Non-EU H2 Imports - High Band | R
| Non-EU H2 Imports - Low Band | R
| H2 Storage Injection | R |  |  |  |  | 6.3235 | 5.7159 | 6.6839 | 6.1811 | 8.1414 | 7.6995 | 7.7635 | 7.8135
| H2 Storage Withdrawal | R |  |  |  |  | 6.2611 | 5.6593 | 6.617 | 6.1198 | 8.1139 | 7.6855 | 7.6917 | 7.7737
| Max Hourly State of Charge [%] | R |  |  |  |  | 87.3545 | 78.0232 | 91.5458 | 84.7252 | 98.0261 | 98.3202 | 99.6461 | 98.7917
Heat | Heat Production from H2 HHP [TWh Heat] | I
| Share of Heat from H2 Boilers [%] | R
| Heat Production from CH4 HHP [TWh Heat] | I |  |  |  |  | 14.9474 | 14.8815 | 14.9474 | 14.9191 | 10.8205 | 10.8205 | 10.8205 | 10.8205
| Share of Heat from CH4 Boilers [%] | R |  |  |  |  | 29.3143 | 7.118 | 4.9985 | 11.7457 | 4.8712 | 12.076 | 5.471 | 7.993
CO2 | CO2 Emissions Electricity Sector [Mt] | R |  |  |  |  | 1.0108 | 0.25944 | 0.2214 | 0.42721 | 0.069699 | 0.17846 | 0.078496 | 0.11672
| CO2 Emissions Hydrogen Sector [Mt] | R |  |  |  |  | 0.023606 | 0.0074489 | 0.0058474 | 0.010798 | 0.0050449 | 0.0074618 | 0.010088 | 0.008029
FLH [h]
Electricity | Wind Onshore | R |  |  |  |  | 2269.5896 | 2768.2936 | 2512.6872 | 2564.2545 | 2551.6227 | 2337.5398 | 2035.53 | 2259.5525
| Wind Offshore Radial | R |  |  |  |  | 3902.478 | 4389.5071 | 4062.3829 | 4164.6691 | 4006.7443 | 3934.4952 | 3720.7626 | 3863.452
| Wind Offshore Hub | R
| Solar PV | R |  |  |  |  | 1180.9468 | 1133.6875 | 1167.3923 | 1156.1523 | 1191.145 | 1130.4449 | 1136.1243 | 1144.8567
| Solar CSP | R
| SRES Electricity | R
| Run of River | R |  |  |  |  | 3192.0817 | 3823.0588 | 3415.1633 | 3537.0188 | 2802.1267 | 3641.2183 | 3581.8524 | 3449.6536
| Pondage | R
| Reservoir | R |  |  |  |  | 1558.8945 | 1799.54 | 1582.8869 | 1670.2895 | 1203.8188 | 1725.6351 | 1549.9232 | 1550.9871
| PS Turbine | R |  |  |  |  | 2435.9544 | 1852.5947 | 2403.6651 | 2174.4542 | 2318.1138 | 2213.0647 | 2157.861 | 2211.993
| Biofuel | R
| Other RES | R |  |  |  |  | 5040.2828 | 5019.5796 | 5034.2235 | 5029.3809 | 4974.5747 | 4961.2539 | 4998.1686 | 4978.6839
| Nuclear | R |  |  |  |  | 4630.5212 | 4162.6107 | 4496.4236 | 4385.0675 | 3818.5363 | 3792.8794 | 4349.6995 | 4020.7388
| Natural Gas | R |  |  |  |  | 144.9633 | 49.9824 | 40.4781 | 69.6414 | 82 | 326.1132 | 141.6 | 203.4853
| Crude Oil | R |  |  |  |  | 0 | 0 | 0 | 0
| Coal | R
| Hydrogen GT | R
| Fuel Cell | R
| Other Non RES | R |  |  |  |  | 511.855 | 110.9369 | 98.3207 | 202.9939 | 107.6318 | 254.8096 | 112.4064 | 168.4128
| Adequacy Units | R
| Batteries | R | [8 empty] | 843.4308 | 867.2145 | 869.5266 | 863.3826
H2 | SMR (Blue) and Pyrolisis | R |  |  |  |  | 3335.4411 | 1052.5 | 826.2068 | 1525.7291 | 1491.3127 | 2205.7735 | 2982.1347 | 2373.4258
| SMR (Grey) | R
| Electrolyzers E-Market (P2G) | R |  |  |  |  | 5190.1535 | 6167.1566 | 5660.1978 | 5765.3795 | 5809.9063 | 5729.808 | 5826.6052 | 5784.5465
| Electrolyzers DRES (P2G) | R
| Electrolyzers SRES (P2G) | R
| H2 Adequacy Units | R
| NH3 Terminals (Import) | R |  |  |  |  | 4380.219 | 4380.219 | 4380.219 | 4380.219 | 3967.6825 | 3968.7195 | 3967.6648 | 3968.0902
| Non-EU H2 Pipelines (Import) | R
| H2 Pipelines (Import) | R |  |  |  |  | 2429.9484 | 2930.3899 | 2793.4468 | 2765.0927 | 1956.0268 | 2179.4343 | 1921.7399 | 2031.675
| H2 Pipelines (Export) | R |  |  |  |  | 2641.9518 | 3394.991 | 3100.6184 | 3117.1186 | 3226.3982 | 3478.1834 | 3197.7134 | 3315.6384
| H2 to SNG | R |  |  |  |  | 8760 | 8760 | 8760 | 8760 | 8712.8564 | 8510.8032 | 8727.8925 | 8638.0495
| H2 to E-Liquids | R |  |  |  |  | 8760 | 8760 | 8760 | 8760 | 8727.6818 | 8691.9024 | 8758.9537 | 8725.8788
Exchange [TWh]
Electricity | Imports | R |  |  |  |  | 82.5331 | 86.0514 | 87.4431 | 85.6663 | 86.0337 | 84.8322 | 78.0575 | 82.3626
| Exports | R |  |  |  |  | 105.8132 | 99.5673 | 101.6844 | 101.765 | 107.3065 | 109.3411 | 116.8775 | 111.9487
H2 | NH3 Imports | R |  |  |  |  | 7.4241 | 7.4241 | 7.4241 | 7.4241 | 13.8701 | 13.8737 | 13.87 | 13.8715
| Non-EU Imports | R
| EU Imports | R |  |  |  |  | 42.2924 | 51.0024 | 48.619 | 48.1255 | 46.6836 | 52.0155 | 45.8653 | 48.489
| EU Exports | R |  |  |  |  | 47.5309 | 61.0787 | 55.7827 | 56.0795 | 62.7165 | 67.6109 | 62.1589 | 64.4512
E-Fuels | SNG Imports [TWh H2] | R |  |  |  |  | EU27 level specific | EU27 level specific | EU27 level specific | EU27 level specific | EU27 level specific | EU27 level specific | EU27 level specific | EU27 level specific
| E-Liquid Imports [TWh H2] | R |  |  |  |  | EU27 level specific | EU27 level specific | EU27 level specific | EU27 level specific | EU27 level specific | EU27 level specific | EU27 level specific | EU27 level specific
Consumption [TWh]
Electricity | Native Demand (Prosumer) | I |  |  |  |  | 23.9835 | 24.86 | 25.933 | 25.0037 | 28.0611 | 26.367 | 26.2196 | 26.6469
| Fixed Load (Prosumer) | I |  |  |  |  | 0 | 0 | 0 | 0 | 0 | 0 | 0 | 0
| Charging Station Load (Prosumer) | R |  |  |  |  | 32.4219 | 32.3365 | 32.1848 | 32.3069 | 49.1338 | 48.721 | 48.4495 | 48.695
| Native Demand (E-Market) | I |  |  |  |  | 431.3594 | 431.1405 | 435.7115 | 432.7015 | 446.9674 | 443.4655 | 445.9781 | 445.1709
| Fixed Load (Emarket) | I |  |  |  |  | 0 | 0 | 0 | 0 | 0 | 0 | 0 | 0
| Charging Station Load (E-Market) | R |  |  |  |  | 13.0719 | 13.0705 | 13.0712 | 13.071 | 18.9196 | 18.9123 | 18.9049 | 18.9108
| PS Pump Load | R |  |  |  |  | 11.7551 | 8.3501 | 11.6384 | 10.2524 | 14.4073 | 13.405 | 13.1129 | 13.4886
| Electrolyzers E-Market (P2G) | R |  |  |  |  | 41.5212 | 49.3373 | 45.2816 | 46.123 | 78.4337 | 77.3524 | 78.6592 | 78.0914
| Electricity for H2 HHPs | R
| Electricity for CH4 HHPs | R |  |  |  |  | 3.469 | 4.6465 | 4.771 | 4.405 | 3.4367 | 3.1499 | 3.4111 | 3.3117
H2 | H2 Demand | I |  |  |  |  | 19.3576 | 19.3576 | 19.3576 | 19.3576 | 26.0919 | 26.0919 | 26.0919 | 26.0919
| Shortage Quantity | R |  |  |  |  | 0 | 0 | 0 | 0 | 0 | 0 | 0 | 0
| H2 for Hydrogen GT | R
| H2 for HHP Boilers | R
| H2 to SNG | R |  |  |  |  | 2.7927 | 2.7927 | 2.7927 | 2.7927 | 4.5453 | 4.4399 | 4.5532 | 4.5063
| H2 to E-Liquids | R |  |  |  |  | 9.9717 | 9.9717 | 9.9717 | 9.9717 | 23.0959 | 23.0012 | 23.1786 | 23.0911
Methane | CH4 for HHP Boilers | R |  |  |  |  | 4.7323 | 1.144 | 0.80693 | 1.894 | 0.56926 | 1.4112 | 0.63934 | 0.93407
CO2 | CO2 to E-Fuels [kt] | R |  |  |  |  | EU27 level specific | EU27 level specific | EU27 level specific | EU27 level specific | EU27 level specific | EU27 level specific | EU27 level specific | EU27 level specific
Fuels | E-Fuel Demand [TWh H2] | I |  |  |  |  | EU27 level specific | EU27 level specific | EU27 level specific | EU27 level specific | EU27 level specific | EU27 level specific | EU27 level specific | EU27 level specific
| E-Fuel Shortage [TWh H2] | R |  |  |  |  | EU27 level specific | EU27 level specific | EU27 level specific | EU27 level specific | EU27 level specific | EU27 level specific | EU27 level specific | EU27 level specific
Prices [€/MWh]
Electricity | 10%-Quan. | R |  |  |  |  | 0.04 | 0.0384 | 0.03 | 0.036012 | 0.01 | 0.01 | 0.01 | 0.01
| Load-Weighted Average | R |  |  |  |  | 47.1292 | 32.4676 | 36.8048 | 37.4177 | 38.3131 | 43.8855 | 44.8269 | 43.1476
| 90%-Quan. | R |  |  |  |  | 107.94 | 60.1957 | 62.5632 | 72.4356 | 79.179 | 113.7783 | 97.9739 | 100.5367
H2 | 10%-Quan. | R |  |  |  |  | 47.2994 | 20.4345 | 36.0439 | 32.0332 | 16.1709 | 15.3391 | 16.7034 | 16.0512
| Load-Weighted Average | R |  |  |  |  | 57.1861 | 29.4954 | 45.1185 | 41.2968 | 38.7584 | 38.4784 | 44.3058 | 40.8653
| 90%-Quan. | R |  |  |  |  | 79.7703 | 53.9405 | 54.5983 | 60.3567 | 66.5207 | 90.4845 | 88.5912 | 84.9344
Import Share [%]
H2 | Share of Domestic Production (Supply %) | R |  |  |  |  | EU27 level specific | EU27 level specific | EU27 level specific | EU27 level specific | EU27 level specific | EU27 level specific | EU27 level specific | EU27 level specific
| Share of Non-EU Imports (Supply %) | R |  |  |  |  | EU27 level specific | EU27 level specific | EU27 level specific | EU27 level specific | EU27 level specific | EU27 level specific | EU27 level specific | EU27 level specific
Energy Balance [TWh]
Electricity + | Electricity Generation | R |  |  |  |  | 579.1597 | 575.6316 | 581.3407 | 578.3623 | 656.3741 | 652.0173 | 669.9421 | 660.0586
| DSR | R |  |  |  |  | 0 | 0 | 0 | 0 | 0.020521 | 0.004439 | 0 | 0.0058797
| Net Imports | R |  |  |  |  | -23.2801 | -13.5159 | -14.2413 | -16.0987 | -21.2728 | -24.5089 | -38.82 | -29.5861
| Electricity Shortage | R |  |  |  |  | 0 | 0 | 0 | 0 | 0 | 0 | 0 | 0
Electricity - | Electricity Demand (Native + Fixed) | I |  |  |  |  | 455.3428 | 456.0005 | 461.6446 | 457.7052 | 475.0284 | 469.8325 | 472.1977 | 471.8178
| Pump Load | R |  |  |  |  | 11.7551 | 8.3501 | 11.6384 | 10.2524 | 14.4073 | 13.405 | 13.1129 | 13.4886
| Electrolyzer Load | R |  |  |  |  | 41.5212 | 49.3373 | 45.2816 | 46.123 | 78.4337 | 77.3524 | 78.6592 | 78.0914
| Heat Electrical Usage | R |  |  |  |  | 3.469 | 4.6465 | 4.771 | 4.405 | 3.4367 | 3.1499 | 3.4111 | 3.3117
| Net Battery Load | R | [8 empty] | 0.22378 | 0.23009 | 0.2307 | 0.22907
| Net EV Load | R |  |  |  |  | 43.7915 | 43.7814 | 43.7638 | 43.778 | 63.5919 | 63.543 | 63.5105 | 63.5398
Electricity Balance |  | R |  |  |  |  | -2.6148e-12 | 5.6843e-13 | 1.6144e-11 | 4.9442e-12 | 9.3223e-12 | 7.3896e-12 | 1.7849e-11 | 1.196e-11
H2 + | H2 Domestic Production | R |  |  |  |  | 29.9988 | 34.8308 | 31.9284 | 32.7133 | 55.9236 | 55.2687 | 56.3192 | 55.8199
| NH3 Imports | R |  |  |  |  | 7.4241 | 7.4241 | 7.4241 | 7.4241 | 13.8701 | 13.8737 | 13.87 | 13.8715
| Non-EU Imports | R
| Net Imports | R |  |  |  |  | -5.2384 | -10.0762 | -7.1637 | -7.954 | -16.033 | -15.5954 | -16.2937 | -15.9622
| H2 Shortage | R |  |  |  |  | 0 | 0 | 0 | 0 | 0 | 0 | 0 | 0
H2 - | H2 Demand | I |  |  |  |  | 19.3576 | 19.3576 | 19.3576 | 19.3576 | 26.0919 | 26.0919 | 26.0919 | 26.0919
| H2 to Hydrogen GT | R
| H2 to Heat | R
| H2 to eFuels | R |  |  |  |  | 12.7645 | 12.7645 | 12.7645 | 12.7645 | 27.6412 | 27.4411 | 27.7318 | 27.5974
| Net H2 Storage Load | R |  |  |  |  | 0.062398 | 0.056613 | 0.066839 | 0.061376 | 0.027544 | 0.01402 | 0.071775 | 0.039827
H2 Balance |  | R |  |  |  |  | -2.2368e-11 | -1.0687e-11 | -2.0371e-11 | -1.6686e-11 | 1.6428e-11 | 1.5717e-11 | 1.5582e-11 | 1.5805e-11
Note on C3: Input Value / Result

## GR
|  | I/R | 2030 |  |  |  | 2035 |  |  |  | 2040 |  |  |  | 2050
|  |  | CY1 | CY2 | CY3 | Weighted WS | WS032 | WS037 | WS059 | Weighted WS | WS065 | WS071 | WS077 | Weighted WS | CY1 | CY2 | CY3 | Weighted WS
Installed Capacity [GW]
Electricity | Wind Onshore | I |  |  |  |  | 9.5011 | 9.5011 | 9.5011 | 9.5011 | 11.0012 | 11.0012 | 11.0012 | 11.0012
| Wind Offshore Radial | I |  |  |  |  | 3.8975 | 3.8975 | 3.8975 | 3.8975 | 5.7833 | 5.7833 | 5.7833 | 5.7833
| Wind Offshore Hub | I
| Solar PV | I |  |  |  |  | 18.4534 | 18.4534 | 18.4534 | 18.4534 | 26.1849 | 26.1849 | 26.1849 | 26.1849
| Solar CSP | I
| SRES Electricity | I
| Run of River | I |  |  |  |  | 0.36713 | 0.36713 | 0.36713 | 0.36713 | 0.4046 | 0.4046 | 0.4046 | 0.4046
| Pondage | I |  |  |  |  | 0.0221 | 0.0221 | 0.0221 | 0.0221 | 0.0221 | 0.0221 | 0.0221 | 0.0221
| Reservoir | I |  |  |  |  | 3.1917 | 3.1917 | 3.1917 | 3.1917 | 3.3217 | 3.3217 | 3.3217 | 3.3217
| PS Turbine | I |  |  |  |  | 2.939 | 2.939 | 2.939 | 2.939 | 4.369 | 4.369 | 4.369 | 4.369
| PS Pump | I |  |  |  |  | 3.103 | 3.103 | 3.103 | 3.103 | 4.6045 | 4.6045 | 4.6045 | 4.6045
| Biofuel | I
| Other RES | I |  |  |  |  | 0.07879 | 0.07879 | 0.07879 | 0.07879 | 0.07879 | 0.07879 | 0.07879 | 0.07879
| Nuclear | I
| Natural Gas | I |  |  |  |  | 6.1443 | 6.1443 | 6.1443 | 6.1443 | 5.3122 | 5.3122 | 5.3122 | 5.3122
| Crude Oil | I |  |  |  |  | 0.14354 | 0.14354 | 0.14354 | 0.14354
| Coal | I
| Hydrogen GT | I
| Fuel Cell | I
| Other Non RES | I |  |  |  |  | 0.20295 | 0.20295 | 0.20295 | 0.20295 | 0.20295 | 0.20295 | 0.20295 | 0.20295
| Adequacy Units | I
| Batteries | I |  |  |  |  | 6.85 | 6.85 | 6.85 | 6.85 | 8.725 | 8.725 | 8.725 | 8.725
| Batteries [GWh] | I |  |  |  |  | 17.469 | 17.469 | 17.469 | 17.469 | 22.419 | 22.419 | 22.419 | 22.419
H2 | SMR (Blue) and Pyrolisis | I
| SMR (Grey) | I
| Electrolyzers E-Market (P2G) [GW Elec] | I |  |  |  |  | 0.63765 | 0.63765 | 0.63765 | 0.63765 | 1.0992 | 1.0992 | 1.0992 | 1.0992
| Electrolyzers DRES (P2G) [GW Elec] | I |  |  |  |  | 1.255 | 1.255 | 1.255 | 1.255 | 3 | 3 | 3 | 3
| Electrolyzers SRES (P2G) [GW Elec] | I
| H2 Adequacy Units | I
| NH3 Imports - High Band | I | [8 empty] | 0.8805 | 0.8805 | 0.8805 | 0.8805
| NH3 Imports - Low Band | I | [8 empty] | 0.8805 | 0.8805 | 0.8805 | 0.8805
| NH3 Terminal Capacity | I | [8 empty] | 1.7654 | 1.7654 | 1.7654 | 1.7654
| Non-EU H2 Imports - High Band | I
| Non-EU H2 Imports - Low Band | I
| Non-EU H2 Pipeline Capacity | I | [8 empty] | 4.2373 | 4.2373 | 4.2373 | 4.2373
| EU Cross-Border Pipeline Capacity (Import) | I |  |  |  |  | 2.8249 | 2.8249 | 2.8249 | 2.8249 | 4.2361 | 4.2361 | 4.2361 | 4.2361
| EU Cross-Border Pipeline Capacity (Export) | I |  |  |  |  | 2.8249 | 2.8249 | 2.8249 | 2.8249 | 9.3753 | 9.3753 | 9.3753 | 9.3753
| H2 Storage Injection Capacity | I |  |  |  |  | 0 | 0 | 0 | 0 | 0 | 0 | 0 | 0
| H2 Storage Withdrawal Capacity [GW] | I
| H2 Storage WGV [TWh] | I
| SNG Capacity (from H2) | I |  |  |  |  | 0.043474 | 0.043474 | 0.043474 | 0.043474 | 0.086947 | 0.086947 | 0.086947 | 0.086947
| E-Liquids Capacity (from H2) | I |  |  |  |  | 0.20246 | 0.20246 | 0.20246 | 0.20246 | 0.33663 | 0.33663 | 0.33663 | 0.33663
Generation [TWh]
Electricity | Wind Onshore | R |  |  |  |  | 17.3793 | 18.7923 | 19.9838 | 18.8464 | 20.0197 | 19.8331 | 18.125 | 19.1872
| Wind Offshore Radial | R |  |  |  |  | 10.8852 | 11.2637 | 11.4128 | 11.2221 | 16.8222 | 16.8439 | 16.7102 | 16.7861
| Wind Offshore Hub | R
| Solar PV | R |  |  |  |  | 26.9331 | 25.9642 | 26.7341 | 26.4508 | 35.7471 | 35.8107 | 35.1782 | 35.545
| Solar CSP | R
| SRES Electricity | R
| Run of River | R |  |  |  |  | 0.3282 | 0.37169 | 0.34403 | 0.35212 | 0.41169 | 0.42616 | 0.42605 | 0.42322
| Pondage | R |  |  |  |  | 0.047323 | 0.065091 | 0.053314 | 0.056941 | 0.062854 | 0.058047 | 0.063956 | 0.061372
| Reservoir | R |  |  |  |  | 2.8425 | 4.7299 | 4.2451 | 4.1169 | 5.4803 | 5.1084 | 5.0646 | 5.1652
| PS Turbine | R |  |  |  |  | 6.0208 | 5.8672 | 6.2145 | 6.0187 | 8.4006 | 8.6543 | 7.5971 | 8.1807
| Biofuel | R
| Other RES | R |  |  |  |  | 0.45715 | 0.4597 | 0.45943 | 0.459 | 0.45226 | 0.45449 | 0.46215 | 0.45711
| Nuclear | R
| Natural Gas | R |  |  |  |  | 2.2346 | 0.98294 | 1.1374 | 1.3343 | 0.32037 | 0.34018 | 0.41667 | 0.36681
| Crude Oil | R |  |  |  |  | 0 | 0 | 0 | 0
| Coal | R
| Hydrogen GT | R
| Fuel Cell | R
| Other Non RES | R |  |  |  |  | 0.36825 | 0.042332 | 0.037079 | 0.11882 | 0.0012786 | 0.040602 | 0.02092 | 0.024864
| Adequacy Units | R
| ENS | R |  |  |  |  | 0 | 0 | 0 | 0 | 0 | 0 | 0 | 0
| RES Curtailment | R |  |  |  |  | 2.6727 | 2.3112 | 2.4356 | 2.439 | 4.9206 | 4.1734 | 2.8934 | 3.8109
Electricity - Flexibility | Batteries Charging | R |  |  |  |  | 5.8626 | 5.8945 | 5.7795 | 5.8489 | 7.0918 | 7.5079 | 7.1081 | 7.2647
| Batteries Discharging | R |  |  |  |  | 5.3936 | 5.4229 | 5.3171 | 5.381 | 6.5245 | 6.9073 | 6.5394 | 6.6836
| EV Discharging (Prosumer) | R |  |  |  |  | 0.019641 | 0.022981 | 0.022216 | 0.021927 | 0.025995 | 0.055012 | 0.021736 | 0.035898
| EV Discharging (E-Market) | R |  |  |  |  | 0.0012612 | 0.00015006 | 0.000133 | 0.00041111 | 0 | 0.0022797 | 0.00040771 | 0.001075
| DSR | R |  |  |  |  | 0 | 0 | 0 | 0 | 0 | 0 | 0 | 0
H2 | SMR (Blue) and Pyrolisis | R
| SMR (Grey) | R
| Electrolyzers E-Market (P2G) | R |  |  |  |  | 1.2069 | 1.1338 | 1.0659 | 1.129 | 4.4363 | 5.5269 | 4.546 | 4.9164
| Electrolyzers DRES (P2G) | R |  |  |  |  | 2.6214 | 2.7884 | 2.8071 | 2.7545 | 7.9756 | 7.8786 | 7.3519 | 7.6873
| Electrolyzers SRES (P2G) | R
| H2 Adequacy Units | R
| NH3 Imports - High Band | R | [8 empty] | 0.00020326 | 0.041994 | 0 | 0.016838
| NH3 Imports - Low Band | R | [8 empty] | 7.7132 | 7.7132 | 7.7132 | 7.7132
| Non-EU H2 Imports - High Band | R
| Non-EU H2 Imports - Low Band | R
| H2 Storage Injection | R
| H2 Storage Withdrawal | R
| Max Hourly State of Charge [%] | R
Heat | Heat Production from H2 HHP [TWh Heat] | I
| Share of Heat from H2 Boilers [%] | R
| Heat Production from CH4 HHP [TWh Heat] | I |  |  |  |  | 0.050661 | 0.050414 | 0.050661 | 0.050555 | 0 | 0 | 0 | 0
| Share of Heat from CH4 Boilers [%] | R |  |  |  |  | 0.68306 | 0.1908 | 0.13208 | 0.28956
CO2 | CO2 Emissions Electricity Sector [Mt] | R |  |  |  |  | 0.81803 | 0.31288 | 0.35564 | 0.44823 | 0.082071 | 0.099867 | 0.11367 | 0.10183
| CO2 Emissions Hydrogen Sector [Mt] | R |  |  |  |  | 0 | 0 | 0 | 0 | 0 | 0 | 0 | 0
FLH [h]
Electricity | Wind Onshore | R |  |  |  |  | 1829.1894 | 1977.9101 | 2103.3191 | 1983.6021 | 1819.7721 | 1802.8162 | 1647.5507 | 1744.1012
| Wind Offshore Radial | R |  |  |  |  | 2792.8661 | 2889.9897 | 2928.2247 | 2879.2976 | 2908.7471 | 2912.5021 | 2889.3893 | 2902.506
| Wind Offshore Hub | R
| Solar PV | R |  |  |  |  | 1459.5182 | 1407.0161 | 1448.7372 | 1433.3845 | 1365.1795 | 1367.6078 | 1343.4535 | 1357.4604
| Solar CSP | R
| SRES Electricity | R
| Run of River | R |  |  |  |  | 893.9564 | 1012.4097 | 937.0898 | 959.1254 | 1017.5124 | 1053.2782 | 1053.0164 | 1046.0203
| Pondage | R |  |  |  |  | 2141.3325 | 2945.2995 | 2412.4127 | 2576.4948 | 2844.0739 | 2626.54 | 2893.925 | 2777.0008
| Reservoir | R |  |  |  |  | 890.5871 | 1481.9407 | 1330.0351 | 1289.887 | 1649.8477 | 1537.8823 | 1524.6914 | 1554.999
| PS Turbine | R |  |  |  |  | 2048.5838 | 1996.3224 | 2114.4951 | 2047.8621 | 1922.7695 | 1980.836 | 1738.8715 | 1872.4369
| Biofuel | R
| Other RES | R |  |  |  |  | 5802.1564 | 5834.4923 | 5831.1314 | 5825.6226 | 5740.0984 | 5768.4099 | 5865.5388 | 5801.5992
| Nuclear | R
| Natural Gas | R |  |  |  |  | 363.6937 | 159.9766 | 185.1067 | 217.1616 | 60.3089 | 64.0379 | 78.4358 | 69.0512
| Crude Oil | R |  |  |  |  | 0 | 0 | 0 | 0
| Coal | R
| Hydrogen GT | R
| Fuel Cell | R
| Other Non RES | R |  |  |  |  | 1814.5076 | 208.5855 | 182.7 | 585.4646 | 6.3 | 200.0575 | 103.0785 | 122.5144
| Adequacy Units | R
| Batteries | R |  |  |  |  | 787.3871 | 791.665 | 776.2204 | 785.5416 | 747.788 | 791.6622 | 749.5033 | 766.0238
H2 | SMR (Blue) and Pyrolisis | R
| SMR (Grey) | R
| Electrolyzers E-Market (P2G) | R |  |  |  |  | 2704.0054 | 2540.0666 | 2388.1129 | 2529.2672 | 5684.3712 | 7081.7985 | 5824.9154 | 6299.5598
| Electrolyzers DRES (P2G) | R |  |  |  |  | 2983.9225 | 3174 | 3195.2791 | 3135.4035 | 3744.4157 | 3698.8738 | 3451.5735 | 3609.0621
| Electrolyzers SRES (P2G) | R
| H2 Adequacy Units | R
| NH3 Terminals (Import) | R | [8 empty] | 4369.1574 | 4392.8291 | 4369.0422 | 4378.58
| Non-EU H2 Pipelines (Import) | R | [8 empty] | 0 | 0 | 0 | 0
| H2 Pipelines (Import) | R |  |  |  |  | 153.325 | 158.2894 | 139.9964 | 151.0613 | 43.9401 | 48.3168 | 41.9319 | 44.8875
| H2 Pipelines (Export) | R |  |  |  |  | 500.6875 | 537.8119 | 501.9877 | 517.0801 | 1518.4404 | 1643.2335 | 1460.7937 | 1545.299
| H2 to SNG | R |  |  |  |  | 8696 | 8751 | 8760 | 8740.77 | 8677.8809 | 8200.6126 | 8586.1745 | 8450.291
| H2 to E-Liquids | R |  |  |  |  | 8757.186 | 8760 | 8760 | 8759.3246 | 8731.2761 | 8458.1679 | 8738.1708 | 8624.7907
Exchange [TWh]
Electricity | Imports | R |  |  |  |  | 13.1142 | 12.7222 | 11.7451 | 12.4939 | 12.7617 | 11.806 | 12.9697 | 12.4626
| Exports | R |  |  |  |  | 11.447 | 14.7598 | 13.731 | 13.6252 | 15.2452 | 15.6305 | 14.259 | 15.0049
H2 | NH3 Imports | R | [8 empty] | 7.7134 | 7.7552 | 7.7132 | 7.73
| Non-EU Imports | R | [8 empty] | 0 | 0 | 0 | 0
| EU Imports | R |  |  |  |  | 0.43312 | 0.44715 | 0.39547 | 0.42673 | 0.18614 | 0.20468 | 0.17763 | 0.19015
| EU Exports | R |  |  |  |  | 1.4144 | 1.5192 | 1.418 | 1.4607 | 14.2358 | 15.4058 | 13.6954 | 14.4876
E-Fuels | SNG Imports [TWh H2] | R |  |  |  |  | EU27 level specific | EU27 level specific | EU27 level specific | EU27 level specific | EU27 level specific | EU27 level specific | EU27 level specific | EU27 level specific
| E-Liquid Imports [TWh H2] | R |  |  |  |  | EU27 level specific | EU27 level specific | EU27 level specific | EU27 level specific | EU27 level specific | EU27 level specific | EU27 level specific | EU27 level specific
Consumption [TWh]
Electricity | Native Demand (Prosumer) | I |  |  |  |  | 6.1163 | 4.84 | 5.5279 | 5.3733 | 9.9368 | 8.5583 | 9.356 | 9.1531
| Fixed Load (Prosumer) | I |  |  |  |  | 0 | 0 | 0 | 0 | 0 | 0 | 0 | 0
| Charging Station Load (Prosumer) | R |  |  |  |  | 2.7107 | 2.7145 | 2.7136 | 2.7133 | 4.7853 | 4.8181 | 4.7804 | 4.7965
| Native Demand (E-Market) | I |  |  |  |  | 52.7097 | 51.8652 | 52.7803 | 52.3699 | 54.4613 | 52.5736 | 53.5002 | 53.3218
| Fixed Load (Emarket) | I |  |  |  |  | -3.2231 | -3.2231 | -3.2231 | -3.2231 | -3.2231 | -3.2231 | -3.2231 | -3.2231
| Charging Station Load (E-Market) | R |  |  |  |  | 1.1536 | 1.1524 | 1.1524 | 1.1527 | 2.0382 | 2.0408 | 2.0387 | 2.0394
| PS Pump Load | R |  |  |  |  | 7.5071 | 7.0679 | 7.7051 | 7.3836 | 10.4466 | 10.6498 | 9.374 | 10.0988
| Electrolyzers E-Market (P2G) | R |  |  |  |  | 1.7242 | 1.6197 | 1.5228 | 1.6128 | 6.2483 | 7.7844 | 6.4028 | 6.9245
| Electricity for H2 HHPs | R
| Electricity for CH4 HHPs | R |  |  |  |  | 0.016861 | 0.016567 | 0.016704 | 0.016683 | 0 | 0 | 0 | 0
H2 | H2 Demand | I |  |  |  |  | 0.69607 | 0.69607 | 0.69607 | 0.69607 | 2.3819 | 2.3993 | 2.4052 | 2.3982
| Shortage Quantity | R |  |  |  |  | 0 | 0 | 0 | 0 | 0 | 1.407e-05 | 0 | 5.6282e-06
| H2 for Hydrogen GT | R
| H2 for HHP Boilers | R
| H2 to SNG | R |  |  |  |  | 0.37805 | 0.38044 | 0.38083 | 0.38 | 0.75452 | 0.71302 | 0.74654 | 0.73473
| H2 to E-Liquids | R |  |  |  |  | 1.773 | 1.7735 | 1.7735 | 1.7734 | 2.9392 | 2.8473 | 2.9416 | 2.9034
Methane | CH4 for HHP Boilers | R |  |  |  |  | 0.00037373 | 0.00010388 | 7.2263e-05 | 0.00015821 | 0 | 0 | 0 | 0
CO2 | CO2 to E-Fuels [kt] | R |  |  |  |  | EU27 level specific | EU27 level specific | EU27 level specific | EU27 level specific | EU27 level specific | EU27 level specific | EU27 level specific | EU27 level specific
Fuels | E-Fuel Demand [TWh H2] | I |  |  |  |  | EU27 level specific | EU27 level specific | EU27 level specific | EU27 level specific | EU27 level specific | EU27 level specific | EU27 level specific | EU27 level specific
| E-Fuel Shortage [TWh H2] | R |  |  |  |  | EU27 level specific | EU27 level specific | EU27 level specific | EU27 level specific | EU27 level specific | EU27 level specific | EU27 level specific | EU27 level specific
Prices [€/MWh]
Electricity | 10%-Quan. | R |  |  |  |  | 3.8601 | 3.5441 | 3.4796 | 3.5987 | 0.0096419 | 0.0095474 | 0.029451 | 0.017528
| Load-Weighted Average | R |  |  |  |  | 51.6556 | 23.8888 | 32.3895 | 33.3581 | 31.17 | 27.937 | 39.6246 | 33.2586
| 90%-Quan. | R |  |  |  |  | 122.7604 | 45.5019 | 53.727 | 66.7582 | 57.0964 | 52.4441 | 78.1109 | 63.6413
H2 | 10%-Quan. | R |  |  |  |  | 0.47143 | 0.47143 | 0.47143 | 0.47143 | 21.5454 | 21.5354 | 23.523 | 22.3324
| Load-Weighted Average | R |  |  |  |  | 64.4384 | 25.1266 | 37.4113 | 38.6154 | 50.9184 | 95.8374 | 58.6873 | 71.9936
| 90%-Quan. | R |  |  |  |  | 153.64 | 42.2424 | 59.0105 | 74.5113 | 74.3948 | 141.8366 | 111.1587 | 116.0771
Import Share [%]
H2 | Share of Domestic Production (Supply %) | R |  |  |  |  | EU27 level specific | EU27 level specific | EU27 level specific | EU27 level specific | EU27 level specific | EU27 level specific | EU27 level specific | EU27 level specific
| Share of Non-EU Imports (Supply %) | R |  |  |  |  | EU27 level specific | EU27 level specific | EU27 level specific | EU27 level specific | EU27 level specific | EU27 level specific | EU27 level specific | EU27 level specific
Energy Balance [TWh]
Electricity + | Electricity Generation | R |  |  |  |  | 67.4964 | 68.5391 | 70.6215 | 68.9761 | 87.7183 | 87.5698 | 84.0649 | 86.1975
| DSR | R |  |  |  |  | 0 | 0 | 0 | 0 | 0 | 0 | 0 | 0
| Net Imports | R |  |  |  |  | 1.6672 | -2.0376 | -1.9859 | -1.1314 | -2.4835 | -3.8245 | -1.2894 | -2.5422
| Electricity Shortage | R |  |  |  |  | 0 | 0 | 0 | 0 | 0 | 0 | 0 | 0
Electricity - | Electricity Demand (Native + Fixed) | I |  |  |  |  | 55.6029 | 53.4822 | 55.0851 | 54.5201 | 61.175 | 57.9089 | 59.6331 | 59.2518
| Pump Load | R |  |  |  |  | 7.5071 | 7.0679 | 7.7051 | 7.3836 | 10.4466 | 10.6498 | 9.374 | 10.0988
| Electrolyzer Load | R |  |  |  |  | 1.7242 | 1.6197 | 1.5228 | 1.6128 | 6.2483 | 7.7844 | 6.4028 | 6.9245
| Heat Electrical Usage | R |  |  |  |  | 0.016861 | 0.016567 | 0.016704 | 0.016683 | 0 | 0 | 0 | 0
| Net Battery Load | R |  |  |  |  | 0.46901 | 0.47156 | 0.46236 | 0.46791 | 0.56734 | 0.60063 | 0.56864 | 0.58118
| Net EV Load | R |  |  |  |  | 3.8434 | 3.8437 | 3.8436 | 3.8436 | 6.7975 | 6.8016 | 6.797 | 6.7989
Electricity Balance |  | R |  |  |  |  | 2.8805e-11 | 9.7771e-12 | 2.1359e-11 | 1.8166e-11 | -1.8204e-11 | 3.2045e-11 | 1.1866e-11 | 1.3924e-11
H2 + | H2 Domestic Production | R |  |  |  |  | 3.8283 | 3.9221 | 3.873 | 3.8834 | 12.4119 | 13.4055 | 11.8978 | 12.6037
| NH3 Imports | R | [8 empty] | 7.7134 | 7.7552 | 7.7132 | 7.73
| Non-EU Imports | R | [8 empty] | 0 | 0 | 0 | 0
| Net Imports | R |  |  |  |  | -0.98125 | -1.0721 | -1.0226 | -1.034 | -14.0497 | -15.2011 | -13.5177 | -14.2975
| H2 Shortage | R |  |  |  |  | 0 | 0 | 0 | 0 | 0 | 1.407e-05 | 0 | 5.6282e-06
H2 - | H2 Demand | I |  |  |  |  | 0.69607 | 0.69607 | 0.69607 | 0.69607 | 2.3819 | 2.3993 | 2.4052 | 2.3982
| H2 to Hydrogen GT | R
| H2 to Heat | R
| H2 to eFuels | R |  |  |  |  | 2.151 | 2.154 | 2.1544 | 2.1534 | 3.6938 | 3.5603 | 3.6881 | 3.6381
| Net H2 Storage Load | R
H2 Balance |  | R |  |  |  |  | -4.7091e-12 | -5.02e-12 | -5.06e-12 | -4.9586e-12 | 3.6629e-11 | 3.5399e-11 | 3.0507e-11 | 3.3688e-11
Note on C3: Input Value / Result

## HR
|  | I/R | 2030 |  |  |  | 2035 |  |  |  | 2040 |  |  |  | 2050
|  |  | CY1 | CY2 | CY3 | Weighted WS | WS032 | WS037 | WS059 | Weighted WS | WS065 | WS071 | WS077 | Weighted WS | CY1 | CY2 | CY3 | Weighted WS
Installed Capacity [GW]
Electricity | Wind Onshore | I |  |  |  |  | 0.8271 | 0.8271 | 0.8271 | 0.8271 | 0.8271 | 0.8271 | 0.8271 | 0.8271
| Wind Offshore Radial | I |  |  |  |  | 0.51 | 0.51 | 0.51 | 0.51 | 0.51 | 0.51 | 0.51 | 0.51
| Wind Offshore Hub | I
| Solar PV | I |  |  |  |  | 1.0932 | 1.0932 | 1.0932 | 1.0932 | 1.0932 | 1.0932 | 1.0932 | 1.0932
| Solar CSP | I
| SRES Electricity | I |  |  |  |  | 1.2896 | 1.2896 | 1.2896 | 1.2896 | 3.0696 | 3.0696 | 3.0696 | 3.0696
| Run of River | I |  |  |  |  | 0.06488 | 0.06488 | 0.06488 | 0.06488 | 0.06488 | 0.06488 | 0.06488 | 0.06488
| Pondage | I |  |  |  |  | 0.31334 | 0.31334 | 0.31334 | 0.31334 | 0.31334 | 0.31334 | 0.31334 | 0.31334
| Reservoir | I |  |  |  |  | 1.4233 | 1.4233 | 1.4233 | 1.4233 | 1.9593 | 1.9593 | 1.9593 | 1.9593
| PS Turbine | I |  |  |  |  | 0.2815 | 0.2815 | 0.2815 | 0.2815 | 0.2815 | 0.2815 | 0.2815 | 0.2815
| PS Pump | I |  |  |  |  | 0.2477 | 0.2477 | 0.2477 | 0.2477 | 0.2477 | 0.2477 | 0.2477 | 0.2477
| Biofuel | I
| Other RES | I |  |  |  |  | 0.4043 | 0.4043 | 0.4043 | 0.4043 | 0.4043 | 0.4043 | 0.4043 | 0.4043
| Nuclear | I
| Natural Gas | I |  |  |  |  | 0.583 | 0.583 | 0.583 | 0.583 | 0.465 | 0.465 | 0.465 | 0.465
| Crude Oil | I
| Coal | I
| Hydrogen GT | I
| Fuel Cell | I
| Other Non RES | I
| Adequacy Units | I
| Batteries | I |  |  |  |  | 0.066 | 0.066 | 0.066 | 0.066 | 0.066 | 0.066 | 0.066 | 0.066
| Batteries [GWh] | I |  |  |  |  | 0.066 | 0.066 | 0.066 | 0.066 | 0.066 | 0.066 | 0.066 | 0.066
H2 | SMR (Blue) and Pyrolisis | I
| SMR (Grey) | I
| Electrolyzers E-Market (P2G) [GW Elec] | I |  |  |  |  | 1.462 | 1.462 | 1.462 | 1.462 | 2.3775 | 2.3775 | 2.3775 | 2.3775
| Electrolyzers DRES (P2G) [GW Elec] | I
| Electrolyzers SRES (P2G) [GW Elec] | I |  |  |  |  | 0.035 | 0.035 | 0.035 | 0.035 | 0.035 | 0.035 | 0.035 | 0.035
| H2 Adequacy Units | I
| NH3 Imports - High Band | I
| NH3 Imports - Low Band | I
| NH3 Terminal Capacity | I
| Non-EU H2 Imports - High Band | I
| Non-EU H2 Imports - Low Band | I
| Non-EU H2 Pipeline Capacity | I
| EU Cross-Border Pipeline Capacity (Import) | I |  |  |  |  | 4.0607 | 4.0607 | 4.0607 | 4.0607 | 6.1794 | 6.1794 | 6.1794 | 6.1794
| EU Cross-Border Pipeline Capacity (Export) | I |  |  |  |  | 4.0607 | 4.0607 | 4.0607 | 4.0607 | 6.1794 | 6.1794 | 6.1794 | 6.1794
| H2 Storage Injection Capacity | I |  |  |  |  | 0 | 0 | 0 | 0 | 0 | 0 | 0 | 0
| H2 Storage Withdrawal Capacity [GW] | I
| H2 Storage WGV [TWh] | I
| SNG Capacity (from H2) | I
| E-Liquids Capacity (from H2) | I
Generation [TWh]
Electricity | Wind Onshore | R |  |  |  |  | 1.8973 | 2.4438 | 2.1598 | 2.2189 | 2.1333 | 2.2509 | 2.1483 | 2.1863
| Wind Offshore Radial | R |  |  |  |  | 1.0246 | 1.3867 | 1.1888 | 1.2345 | 1.0572 | 1.2266 | 1.1188 | 1.1496
| Wind Offshore Hub | R
| Solar PV | R |  |  |  |  | 1.2812 | 1.1772 | 1.3112 | 1.2464 | 1.269 | 1.2138 | 1.2413 | 1.2359
| Solar CSP | R
| SRES Electricity | R |  |  |  |  | 2.5673 | 3.3356 | 2.9413 | 3.0211 | 7.1366 | 7.6821 | 7.2576 | 7.4032
| Run of River | R |  |  |  |  | 0.2316 | 0.31873 | 0.27688 | 0.28401 | 0.25215 | 0.28913 | 0.25645 | 0.26866
| Pondage | R |  |  |  |  | 1.495 | 1.8449 | 1.6896 | 1.7097 | 1.5239 | 1.7559 | 1.5979 | 1.6463
| Reservoir | R |  |  |  |  | 2.9078 | 5.4819 | 4.3569 | 4.4928 | 4.4028 | 7.723 | 4.4384 | 5.7451
| PS Turbine | R |  |  |  |  | 1.0829 | 1.1763 | 1.1943 | 1.1598 | 0.99799 | 1.1397 | 0.98608 | 1.0499
| Biofuel | R
| Other RES | R |  |  |  |  | 3.5383 | 3.5356 | 3.5413 | 3.5381 | 3.5417 | 3.5416 | 3.5415 | 3.5416
| Nuclear | R
| Natural Gas | R |  |  |  |  | 0.020974 | 0 | 0.0032648 | 0.0061112 | 0 | 0.011947 | 0 | 0.0047787
| Crude Oil | R
| Coal | R
| Hydrogen GT | R
| Fuel Cell | R
| Other Non RES | R
| Adequacy Units | R
| ENS | R |  |  |  |  | 0 | 0 | 0 | 0 | 0 | 0 | 0 | 0
| RES Curtailment | R |  |  |  |  | 0.032597 | 0.04686 | 0.013152 | 0.032313 | 0.0018063 | 0.0086438 | 0.0048099 | 0.0057427
Electricity - Flexibility | Batteries Charging | R |  |  |  |  | 0.023606 | 0.02302 | 0.023081 | 0.023181 | 0.020687 | 0.023111 | 0.019508 | 0.021185
| Batteries Discharging | R |  |  |  |  | 0.021717 | 0.021179 | 0.021235 | 0.021327 | 0.019032 | 0.021262 | 0.017947 | 0.01949
| EV Discharging (Prosumer) | R |  |  |  |  | 0.036365 | 0.035468 | 0.036353 | 0.035975 | 0.046221 | 0.041232 | 0.045724 | 0.044026
| EV Discharging (E-Market) | R |  |  |  |  | 2.0534e-05 | 5.6478e-05 | 1.2663e-05 | 3.3392e-05 | 3.7444e-05 | 6.4437e-05 | 0 | 3.3264e-05
| DSR | R |  |  |  |  | 0 | 0 | 0 | 0 | 0 | 0 | 0 | 0
H2 | SMR (Blue) and Pyrolisis | R
| SMR (Grey) | R
| Electrolyzers E-Market (P2G) | R |  |  |  |  | 2.8488 | 3.3523 | 2.9413 | 3.0958 | 8.3163 | 10.2833 | 8.1955 | 9.0548
| Electrolyzers DRES (P2G) | R
| Electrolyzers SRES (P2G) | R |  |  |  |  | 0.20157 | 0.20318 | 0.20503 | 0.20341 | 0.21488 | 0.21572 | 0.21541 | 0.21543
| H2 Adequacy Units | R
| NH3 Imports - High Band | R
| NH3 Imports - Low Band | R
| Non-EU H2 Imports - High Band | R
| Non-EU H2 Imports - Low Band | R
| H2 Storage Injection | R
| H2 Storage Withdrawal | R
| Max Hourly State of Charge [%] | R
Heat | Heat Production from H2 HHP [TWh Heat] | I |  |  |  |  | 0.89504 | 0.89139 | 0.89504 | 0.89347 | 1.0928 | 1.0928 | 1.0928 | 1.0928
| Share of Heat from H2 Boilers [%] | R |  |  |  |  | 12.1196 | 61.8978 | 28.8637 | 39.0498 | 6.8895 | 17.7731 | 14.1111 | 14.1316
| Heat Production from CH4 HHP [TWh Heat] | I |  |  |  |  | 2.1212 | 2.1135 | 2.1212 | 2.1179 | 2.0896 | 2.0896 | 2.0896 | 2.0896
| Share of Heat from CH4 Boilers [%] | R |  |  |  |  | 13.7576 | 2.8711 | 2.008 | 5.199 | 0 | 0 | 0 | 0
CO2 | CO2 Emissions Electricity Sector [Mt] | R |  |  |  |  | 0.0063076 | 0 | 0.00098182 | 0.0018378 | 0 | 0.0030433 | 0 | 0.0012173
| CO2 Emissions Hydrogen Sector [Mt] | R |  |  |  |  | 0 | 0 | 0 | 0 | 0 | 0 | 0 | 0
FLH [h]
Electricity | Wind Onshore | R |  |  |  |  | 2293.9084 | 2954.7091 | 2611.278 | 2682.7847 | 2579.2843 | 2721.3876 | 2597.421 | 2643.3803
| Wind Offshore Radial | R |  |  |  |  | 2008.9684 | 2718.9995 | 2330.9436 | 2420.5336 | 2072.851 | 2405.1952 | 2193.6911 | 2254.1247
| Wind Offshore Hub | R
| Solar PV | R |  |  |  |  | 1171.9679 | 1076.8527 | 1199.4594 | 1140.1405 | 1160.8206 | 1110.3483 | 1135.489 | 1130.499
| Solar CSP | R
| SRES Electricity | R |  |  |  |  | 1990.7923 | 2586.5888 | 2280.8006 | 2342.6875 | 2324.9394 | 2502.6705 | 2364.3553 | 2411.7982
| Run of River | R |  |  |  |  | 3569.5946 | 4912.5426 | 4267.6359 | 4377.4159 | 3886.4094 | 4456.3825 | 3952.7144 | 4140.9206
| Pondage | R |  |  |  |  | 4771.2074 | 5887.7597 | 5392.3207 | 5456.2923 | 4863.2552 | 5603.833 | 5099.5335 | 5253.9976
| Reservoir | R |  |  |  |  | 2042.9922 | 3851.5451 | 3061.1241 | 3156.6535 | 2247.1417 | 3941.7234 | 2265.3285 | 2932.2491
| PS Turbine | R |  |  |  |  | 3846.8592 | 4178.8339 | 4242.645 | 4120.2177 | 3545.2415 | 4048.6653 | 3502.9605 | 3729.6986
| Biofuel | R
| Other RES | R |  |  |  |  | 8751.5744 | 8744.9967 | 8759.1491 | 8751.2456 | 8760 | 8759.8856 | 8759.5968 | 8759.793
| Nuclear | R
| Natural Gas | R |  |  |  |  | 35.9767 | 0 | 5.6 | 10.4824 | 0 | 25.6921 | 0 | 10.2768
| Crude Oil | R
| Coal | R
| Hydrogen GT | R
| Fuel Cell | R
| Other Non RES | R
| Adequacy Units | R
| Batteries | R |  |  |  |  | 329.0525 | 320.8898 | 321.7395 | 323.1292 | 288.361 | 322.1496 | 271.9284 | 295.3034
H2 | SMR (Blue) and Pyrolisis | R
| SMR (Grey) | R
| Electrolyzers E-Market (P2G) | R |  |  |  |  | 2783.6824 | 3275.6445 | 2874.0581 | 3025.05 | 4926.6552 | 6091.9101 | 4855.0689 | 5364.1226
| Electrolyzers DRES (P2G) | R
| Electrolyzers SRES (P2G) | R |  |  |  |  | 8227.476 | 8293.022 | 8368.6411 | 8302.2452 | 8647.141 | 8680.8289 | 8668.2369 | 8669.0545
| H2 Adequacy Units | R
| NH3 Terminals (Import) | R
| Non-EU H2 Pipelines (Import) | R
| H2 Pipelines (Import) | R |  |  |  |  | 0 | 0 | 0 | 0 | 195.0536 | 135.2846 | 222.0843 | 181.9583
| H2 Pipelines (Export) | R |  |  |  |  | 0 | 0 | 0 | 0 | 877.0017 | 1040.902 | 824.8315 | 921.6938
| H2 to SNG | R
| H2 to E-Liquids | R
Exchange [TWh]
Electricity | Imports | R |  |  |  |  | 9.6146 | 6.6379 | 8.8817 | 8.0928 | 13.6364 | 12.3451 | 12.9918 | 12.8621
| Exports | R |  |  |  |  | 4.313 | 5.7655 | 5.5507 | 5.346 | 6.3796 | 7.4177 | 6.4518 | 6.8237
H2 | NH3 Imports | R
| Non-EU Imports | R
| EU Imports | R |  |  |  |  | 0 | 0 | 0 | 0 | 1.2053 | 0.83597 | 1.3723 | 1.1244
| EU Exports | R |  |  |  |  | 0 | 0 | 0 | 0 | 5.4193 | 6.4321 | 5.0969 | 5.6955
E-Fuels | SNG Imports [TWh H2] | R |  |  |  |  | EU27 level specific | EU27 level specific | EU27 level specific | EU27 level specific | EU27 level specific | EU27 level specific | EU27 level specific | EU27 level specific
| E-Liquid Imports [TWh H2] | R |  |  |  |  | EU27 level specific | EU27 level specific | EU27 level specific | EU27 level specific | EU27 level specific | EU27 level specific | EU27 level specific | EU27 level specific
Consumption [TWh]
Electricity | Native Demand (Prosumer) | I |  |  |  |  | 1.0628 | 0.89729 | 0.98146 | 0.96478 | 1.351 | 1.1304 | 1.139 | 1.178
| Fixed Load (Prosumer) | I |  |  |  |  | 0 | 0 | 0 | 0 | 0 | 0 | 0 | 0
| Charging Station Load (Prosumer) | R |  |  |  |  | 0.42767 | 0.42665 | 0.42765 | 0.42723 | 0.64505 | 0.6394 | 0.64449 | 0.64257
| Native Demand (E-Market) | I |  |  |  |  | 14.2301 | 14.0569 | 14.7556 | 14.329 | 14.17 | 13.8141 | 14.2091 | 14.0433
| Fixed Load (Emarket) | I |  |  |  |  | 0 | 0 | 0 | 0 | 0 | 0 | 0 | 0
| Charging Station Load (E-Market) | R |  |  |  |  | 0.16567 | 0.16571 | 0.16566 | 0.16568 | 0.25407 | 0.2541 | 0.25403 | 0.25407
| PS Pump Load | R |  |  |  |  | 0.53702 | 0.45851 | 0.57313 | 0.51518 | 0.40141 | 0.45322 | 0.34673 | 0.40026
| Electrolyzers E-Market (P2G) | R |  |  |  |  | 4.0697 | 4.789 | 4.2019 | 4.4226 | 11.7131 | 14.4835 | 11.5429 | 12.7532
| Electricity for H2 HHPs | R |  |  |  |  | 0.27264 | 0.11538 | 0.21643 | 0.18647 | 0.35584 | 0.3118 | 0.32176 | 0.32459
| Electricity for CH4 HHPs | R |  |  |  |  | 0.61737 | 0.6973 | 0.70708 | 0.68135 | 0.72551 | 0.71503 | 0.71253 | 0.71613
H2 | H2 Demand | I |  |  |  |  | 2.95 | 3.0446 | 2.9071 | 2.9765 | 4.2475 | 4.723 | 4.5435 | 4.5561
| Shortage Quantity | R |  |  |  |  | 0 | 0 | 0 | 0 | 0 | 0 | 0 | 0
| H2 for Hydrogen GT | R
| H2 for HHP Boilers | R |  |  |  |  | 0.10044 | 0.51088 | 0.23921 | 0.32272 | 0.06971 | 0.17983 | 0.14278 | 0.14299
| H2 to SNG | R
| H2 to E-Liquids | R
Methane | CH4 for HHP Boilers | R |  |  |  |  | 0.31517 | 0.065535 | 0.046001 | 0.119 | 0 | 0 | 0 | 0
CO2 | CO2 to E-Fuels [kt] | R |  |  |  |  | EU27 level specific | EU27 level specific | EU27 level specific | EU27 level specific | EU27 level specific | EU27 level specific | EU27 level specific | EU27 level specific
Fuels | E-Fuel Demand [TWh H2] | I |  |  |  |  | EU27 level specific | EU27 level specific | EU27 level specific | EU27 level specific | EU27 level specific | EU27 level specific | EU27 level specific | EU27 level specific
| E-Fuel Shortage [TWh H2] | R |  |  |  |  | EU27 level specific | EU27 level specific | EU27 level specific | EU27 level specific | EU27 level specific | EU27 level specific | EU27 level specific | EU27 level specific
Prices [€/MWh]
Electricity | 10%-Quan. | R |  |  |  |  | 0.02 | 0.02 | 0.02 | 0.02 | 0.0575 | 0.05 | 3.1358 | 1.2858
| Load-Weighted Average | R |  |  |  |  | 57.1048 | 27.4616 | 35.2563 | 37.1482 | 42.7032 | 39.6938 | 47.9494 | 43.5979
| 90%-Quan. | R |  |  |  |  | 121.595 | 50.9374 | 56.6623 | 69.7844 | 77.1941 | 97.2749 | 98.6002 | 93.7888
H2 | 10%-Quan. | R |  |  |  |  | 0.51429 | 0.52857 | 0.51429 | 0.52043 | 22.1615 | 21.7426 | 23.6777 | 22.6004
| Load-Weighted Average | R |  |  |  |  | 72.477 | 29.8795 | 39.9883 | 43.4388 | 53.7312 | 63.2673 | 61.6431 | 60.7104
| 90%-Quan. | R |  |  |  |  | 153.6257 | 48.5036 | 57.0655 | 76.5583 | 70.6496 | 137.3521 | 110.5071 | 113.2736
Import Share [%]
H2 | Share of Domestic Production (Supply %) | R |  |  |  |  | EU27 level specific | EU27 level specific | EU27 level specific | EU27 level specific | EU27 level specific | EU27 level specific | EU27 level specific | EU27 level specific
| Share of Non-EU Imports (Supply %) | R |  |  |  |  | EU27 level specific | EU27 level specific | EU27 level specific | EU27 level specific | EU27 level specific | EU27 level specific | EU27 level specific | EU27 level specific
Energy Balance [TWh]
Electricity + | Electricity Generation | R |  |  |  |  | 16.0468 | 20.7007 | 18.6633 | 18.9115 | 22.3145 | 26.8347 | 22.5863 | 24.2313
| DSR | R |  |  |  |  | 0 | 0 | 0 | 0 | 0 | 0 | 0 | 0
| Net Imports | R |  |  |  |  | 5.3016 | 0.87236 | 3.331 | 2.7467 | 7.2569 | 4.9274 | 6.5401 | 6.0384
| Electricity Shortage | R |  |  |  |  | 0 | 0 | 0 | 0 | 0 | 0 | 0 | 0
Electricity - | Electricity Demand (Native + Fixed) | I |  |  |  |  | 15.2928 | 14.9542 | 15.737 | 15.2938 | 15.521 | 14.9445 | 15.3481 | 15.2213
| Pump Load | R |  |  |  |  | 0.53702 | 0.45851 | 0.57313 | 0.51518 | 0.40141 | 0.45322 | 0.34673 | 0.40026
| Electrolyzer Load | R |  |  |  |  | 4.0697 | 4.789 | 4.2019 | 4.4226 | 11.7131 | 14.4835 | 11.5429 | 12.7532
| Heat Electrical Usage | R |  |  |  |  | 0.89001 | 0.81268 | 0.92351 | 0.86782 | 1.0813 | 1.0268 | 1.0343 | 1.0407
| Net Battery Load | R |  |  |  |  | 0.0018885 | 0.0018416 | 0.0018465 | 0.0018545 | 0.0016549 | 0.0018489 | 0.0015606 | 0.0016948
| Net EV Load | R |  |  |  |  | 0.55695 | 0.55684 | 0.55695 | 0.5569 | 0.85287 | 0.85221 | 0.8528 | 0.85258
Electricity Balance |  | R |  |  |  |  | 1.8144e-11 | 1.5177e-11 | -4.0288e-12 | 9.5512e-12 | 5.3291e-14 | 9.9476e-13 | -7.3825e-12 | -2.5445e-12
H2 + | H2 Domestic Production | R |  |  |  |  | 3.0504 | 3.5555 | 3.1463 | 3.2992 | 8.5312 | 10.499 | 8.4109 | 9.2702
| NH3 Imports | R
| Non-EU Imports | R
| Net Imports | R |  |  |  |  | 0 | 0 | 0 | 0 | -4.214 | -5.5962 | -3.7246 | -4.5711
| H2 Shortage | R |  |  |  |  | 0 | 0 | 0 | 0 | 0 | 0 | 0 | 0
H2 - | H2 Demand | I |  |  |  |  | 2.95 | 3.0446 | 2.9071 | 2.9765 | 4.2475 | 4.723 | 4.5435 | 4.5561
| H2 to Hydrogen GT | R
| H2 to Heat | R |  |  |  |  | 0.10044 | 0.51088 | 0.23921 | 0.32272 | 0.06971 | 0.17983 | 0.14278 | 0.14299
| H2 to eFuels | R
| Net H2 Storage Load | R
H2 Balance |  | R |  |  |  |  | 2.1392e-12 | 7.1996e-12 | 1.43e-12 | 4.0811e-12 | -7.9714e-12 | 2.0073e-13 | -1.6289e-12 | -2.1656e-12
Note on C3: Input Value / Result

## HU
|  | I/R | 2030 |  |  |  | 2035 |  |  |  | 2040 |  |  |  | 2050
|  |  | CY1 | CY2 | CY3 | Weighted WS | WS032 | WS037 | WS059 | Weighted WS | WS065 | WS071 | WS077 | Weighted WS | CY1 | CY2 | CY3 | Weighted WS
Installed Capacity [GW]
Electricity | Wind Onshore | I |  |  |  |  | 1.675 | 1.675 | 1.675 | 1.675 | 2 | 2 | 2 | 2
| Wind Offshore Radial | I
| Wind Offshore Hub | I
| Solar PV | I |  |  |  |  | 15.4345 | 15.4345 | 15.4345 | 15.4345 | 16.3418 | 16.3418 | 16.3418 | 16.3418
| Solar CSP | I
| SRES Electricity | I
| Run of River | I |  |  |  |  | 0.063 | 0.063 | 0.063 | 0.063 | 0.063 | 0.063 | 0.063 | 0.063
| Pondage | I
| Reservoir | I
| PS Turbine | I
| PS Pump | I
| Biofuel | I |  |  |  |  | 0.0998 | 0.0998 | 0.0998 | 0.0998 | 0.0998 | 0.0998 | 0.0998 | 0.0998
| Other RES | I |  |  |  |  | 0.30924 | 0.30924 | 0.30924 | 0.30924 | 0.37174 | 0.37174 | 0.37174 | 0.37174
| Nuclear | I |  |  |  |  | 4.277 | 4.277 | 4.277 | 4.277 | 4.277 | 4.277 | 4.277 | 4.277
| Natural Gas | I |  |  |  |  | 3.2359 | 3.2359 | 3.2359 | 3.2359 | 3.0835 | 3.0835 | 3.0835 | 3.0835
| Crude Oil | I |  |  |  |  | 0.495 | 0.495 | 0.495 | 0.495 | 0.495 | 0.495 | 0.495 | 0.495
| Coal | I
| Hydrogen GT | I
| Fuel Cell | I
| Other Non RES | I |  |  |  |  | 1.0237 | 1.0237 | 1.0237 | 1.0237 | 1.0237 | 1.0237 | 1.0237 | 1.0237
| Adequacy Units | I
| Batteries | I |  |  |  |  | 0.5385 | 0.5385 | 0.5385 | 0.5385 | 0.5385 | 0.5385 | 0.5385 | 0.5385
| Batteries [GWh] | I |  |  |  |  | 1.0769 | 1.0769 | 1.0769 | 1.0769 | 1.0769 | 1.0769 | 1.0769 | 1.0769
H2 | SMR (Blue) and Pyrolisis | I
| SMR (Grey) | I
| Electrolyzers E-Market (P2G) [GW Elec] | I |  |  |  |  | 0.33 | 0.33 | 0.33 | 0.33 | 0.54 | 0.54 | 0.54 | 0.54
| Electrolyzers DRES (P2G) [GW Elec] | I
| Electrolyzers SRES (P2G) [GW Elec] | I
| H2 Adequacy Units | I
| NH3 Imports - High Band | I
| NH3 Imports - Low Band | I
| NH3 Terminal Capacity | I
| Non-EU H2 Imports - High Band | I
| Non-EU H2 Imports - Low Band | I
| Non-EU H2 Pipeline Capacity | I
| EU Cross-Border Pipeline Capacity (Import) | I |  |  |  |  | 7.0621 | 7.0621 | 7.0621 | 7.0621 | 8.1215 | 8.1215 | 8.1215 | 8.1215
| EU Cross-Border Pipeline Capacity (Export) | I |  |  |  |  | 6.2429 | 6.2429 | 6.2429 | 6.2429 | 7.3023 | 7.3023 | 7.3023 | 7.3023
| H2 Storage Injection Capacity | I |  |  |  |  | 0 | 0 | 0 | 0 | 0 | 0 | 0 | 0
| H2 Storage Withdrawal Capacity [GW] | I
| H2 Storage WGV [TWh] | I
| SNG Capacity (from H2) | I
| E-Liquids Capacity (from H2) | I
Generation [TWh]
Electricity | Wind Onshore | R |  |  |  |  | 4.8763 | 5.9452 | 6.0053 | 5.7085 | 6.2662 | 6.5737 | 6.89 | 6.6388
| Wind Offshore Radial | R
| Wind Offshore Hub | R
| Solar PV | R |  |  |  |  | 16.8192 | 15.4521 | 17.2165 | 16.3624 | 17.1645 | 16.5963 | 17.7249 | 17.1614
| Solar CSP | R
| SRES Electricity | R
| Run of River | R |  |  |  |  | 0.21779 | 0.25444 | 0.21991 | 0.23425 | 0.22513 | 0.24063 | 0.22369 | 0.23075
| Pondage | R
| Reservoir | R
| PS Turbine | R
| Biofuel | R |  |  |  |  | 0.47025 | 0.06491 | 0.29444 | 0.23794 | 0.3408 | 0.17452 | 0.31518 | 0.26404
| Other RES | R |  |  |  |  | 1.0675 | 1.07 | 1.063 | 1.0671 | 1.2702 | 1.2938 | 1.2965 | 1.2902
| Nuclear | R |  |  |  |  | 31.4661 | 30.5589 | 31.3546 | 31.0392 | 31.3731 | 31.0492 | 31.3765 | 31.2449
| Natural Gas | R |  |  |  |  | 1.7124 | 0.26513 | 0.57059 | 0.71327 | 0.046708 | 0.28336 | 0.26948 | 0.23048
| Crude Oil | R |  |  |  |  | 0 | 0 | 0 | 0 | 0 | 0 | 0 | 0
| Coal | R
| Hydrogen GT | R
| Fuel Cell | R
| Other Non RES | R |  |  |  |  | 1.7526 | 0.23661 | 0.16511 | 0.57684 | 0.030935 | 0.22143 | 0.025107 | 0.1048
| Adequacy Units | R
| ENS | R |  |  |  |  | 0 | 0 | 0 | 0 | 0 | 0 | 0 | 0
| RES Curtailment | R |  |  |  |  | 2.0974 | 1.8814 | 2.1856 | 2.0336 | 2.8608 | 2.0387 | 1.8437 | 2.1251
Electricity - Flexibility | Batteries Charging | R |  |  |  |  | 0.37497 | 0.36123 | 0.37265 | 0.3683 | 0.37237 | 0.3944 | 0.35042 | 0.3724
| Batteries Discharging | R |  |  |  |  | 0.33747 | 0.32511 | 0.33538 | 0.33147 | 0.33513 | 0.35496 | 0.31538 | 0.33516
| EV Discharging (Prosumer) | R |  |  |  |  | 0.075972 | 0.074173 | 0.07542 | 0.075016 | 0.3621 | 0.3788 | 0.35838 | 0.36729
| EV Discharging (E-Market) | R |  |  |  |  | 0.00021048 | 7.4014e-05 | 2.1076e-05 | 8.9297e-05 | 8.5227e-05 | 0.0014176 | 0 | 0.0005841
| DSR | R
H2 | SMR (Blue) and Pyrolisis | R
| SMR (Grey) | R
| Electrolyzers E-Market (P2G) | R |  |  |  |  | 1.4446 | 1.9731 | 1.6695 | 1.7461 | 2.5488 | 2.9565 | 2.6495 | 2.7522
| Electrolyzers DRES (P2G) | R
| Electrolyzers SRES (P2G) | R
| H2 Adequacy Units | R
| NH3 Imports - High Band | R
| NH3 Imports - Low Band | R
| Non-EU H2 Imports - High Band | R
| Non-EU H2 Imports - Low Band | R
| H2 Storage Injection | R
| H2 Storage Withdrawal | R
| Max Hourly State of Charge [%] | R
Heat | Heat Production from H2 HHP [TWh Heat] | I
| Share of Heat from H2 Boilers [%] | R
| Heat Production from CH4 HHP [TWh Heat] | I |  |  |  |  | 2.2279 | 2.2214 | 2.2279 | 2.2251 | 3.1639 | 3.1639 | 3.1639 | 3.1639
| Share of Heat from CH4 Boilers [%] | R |  |  |  |  | 17.5248 | 4.9904 | 3.0277 | 7.351 | 0 | 0 | 0 | 0
CO2 | CO2 Emissions Electricity Sector [Mt] | R |  |  |  |  | 1.429 | 0.20682 | 0.28596 | 0.52625 | 0.02706 | 0.17415 | 0.093239 | 0.11237
| CO2 Emissions Hydrogen Sector [Mt] | R |  |  |  |  | 0 | 0 | 0 | 0 | 0 | 0 | 0 | 0
FLH [h]
Electricity | Wind Onshore | R |  |  |  |  | 2911.2104 | 3549.3519 | 3585.2611 | 3408.048 | 3133.1034 | 3286.8683 | 3445.0238 | 3319.3775
| Wind Offshore Radial | R
| Wind Offshore Hub | R
| Solar PV | R |  |  |  |  | 1089.7128 | 1001.1382 | 1115.4561 | 1060.121 | 1050.3458 | 1015.575 | 1084.6348 | 1050.1531
| Solar CSP | R
| SRES Electricity | R
| Run of River | R |  |  |  |  | 3456.9517 | 4038.6709 | 3490.659 | 3718.2144 | 3573.4832 | 3819.473 | 3550.5973 | 3662.7248
| Pondage | R
| Reservoir | R
| PS Turbine | R
| Biofuel | R |  |  |  |  | 4711.8984 | 650.4 | 2950.3475 | 2384.1423 | 3414.8088 | 1748.697 | 3158.0896 | 2645.6764
| Other RES | R |  |  |  |  | 3451.9134 | 3460.0312 | 3437.4131 | 3450.6189 | 3416.951 | 3480.3744 | 3487.6492 | 3470.5997
| Nuclear | R |  |  |  |  | 7357.0477 | 7144.9292 | 7330.9711 | 7257.2315 | 7335.3084 | 7259.5732 | 7336.0986 | 7305.3304
| Natural Gas | R |  |  |  |  | 529.1763 | 81.9341 | 176.3313 | 220.4233 | 15.1477 | 91.8958 | 87.394 | 74.7455
| Crude Oil | R |  |  |  |  | 0 | 0 | 0 | 0 | 0 | 0 | 0 | 0
| Coal | R
| Hydrogen GT | R
| Fuel Cell | R
| Other Non RES | R |  |  |  |  | 1711.912 | 231.1163 | 161.2843 | 563.4627 | 30.2177 | 216.2885 | 24.5241 | 102.3686
| Adequacy Units | R
| Batteries | R |  |  |  |  | 626.6911 | 603.7347 | 622.8118 | 615.5397 | 622.3425 | 659.1665 | 585.6634 | 622.4004
H2 | SMR (Blue) and Pyrolisis | R
| SMR (Grey) | R
| Electrolyzers E-Market (P2G) | R |  |  |  |  | 6253.8228 | 8541.4868 | 7227.4195 | 7558.8052 | 6647.8673 | 7711.2938 | 6910.6292 | 7178.3426
| Electrolyzers DRES (P2G) | R
| Electrolyzers SRES (P2G) | R
| H2 Adequacy Units | R
| NH3 Terminals (Import) | R
| Non-EU H2 Pipelines (Import) | R
| H2 Pipelines (Import) | R |  |  |  |  | 3868.7861 | 3781.6548 | 3782.0634 | 3802.7012 | 3320.0733 | 3253.0071 | 3296.284 | 3283.7311
| H2 Pipelines (Export) | R |  |  |  |  | 2608.7965 | 2594.8793 | 2546.7187 | 2582.3264 | 1530.0312 | 1480.0159 | 1503.5857 | 1499.4469
| H2 to SNG | R
| H2 to E-Liquids | R
Exchange [TWh]
Electricity | Imports | R |  |  |  |  | 20.9876 | 20.7642 | 22.4509 | 21.3744 | 28.0177 | 27.4355 | 26.9209 | 27.3461
| Exports | R |  |  |  |  | 29.6819 | 24.6464 | 28.3124 | 27.0647 | 31.5559 | 30.8812 | 31.8877 | 31.4188
H2 | NH3 Imports | R
| Non-EU Imports | R
| EU Imports | R |  |  |  |  | 27.3219 | 26.7066 | 26.7095 | 26.8552 | 26.9639 | 26.4192 | 26.7707 | 26.6687
| EU Exports | R |  |  |  |  | 16.2866 | 16.1997 | 15.899 | 16.1213 | 11.1727 | 10.8075 | 10.9796 | 10.9494
E-Fuels | SNG Imports [TWh H2] | R |  |  |  |  | EU27 level specific | EU27 level specific | EU27 level specific | EU27 level specific | EU27 level specific | EU27 level specific | EU27 level specific | EU27 level specific
| E-Liquid Imports [TWh H2] | R |  |  |  |  | EU27 level specific | EU27 level specific | EU27 level specific | EU27 level specific | EU27 level specific | EU27 level specific | EU27 level specific | EU27 level specific
Consumption [TWh]
Electricity | Native Demand (Prosumer) | I |  |  |  |  | 1.6509 | 1.4799 | 1.6623 | 1.5811 | 1.5213 | 1.3497 | 1.3089 | 1.3677
| Fixed Load (Prosumer) | I |  |  |  |  | -0.26373 | -0.24113 | -0.26876 | -0.25567 | -0.32191 | -0.29944 | -0.31461 | -0.31
| Charging Station Load (Prosumer) | R |  |  |  |  | 1.3528 | 1.3508 | 1.3522 | 1.3517 | 2.1952 | 2.2141 | 2.191 | 2.2011
| Native Demand (E-Market) | I |  |  |  |  | 43.762 | 43.3313 | 44.6575 | 43.8723 | 44.6572 | 44.0388 | 44.7153 | 44.4331
| Fixed Load (Emarket) | I |  |  |  |  | 0 | 0 | 0 | 0 | 0 | 0 | 0 | 0
| Charging Station Load (E-Market) | R |  |  |  |  | 0.54316 | 0.54301 | 0.54295 | 0.54302 | 0.76528 | 0.76679 | 0.76519 | 0.76585
| PS Pump Load | R
| Electrolyzers E-Market (P2G) | R |  |  |  |  | 2.0638 | 2.8187 | 2.385 | 2.4944 | 3.5898 | 4.1641 | 3.7317 | 3.8763
| Electricity for H2 HHPs | R
| Electricity for CH4 HHPs | R |  |  |  |  | 0.61743 | 0.72053 | 0.73495 | 0.70054 | 1.0975 | 1.094 | 1.0804 | 1.0892
H2 | H2 Demand | I |  |  |  |  | 12.48 | 12.48 | 12.48 | 12.48 | 18.34 | 18.5682 | 18.4406 | 18.4715
| Shortage Quantity | R |  |  |  |  | 0 | 0 | 0 | 0 | 0 | 0 | 0 | 0
| H2 for Hydrogen GT | R
| H2 for HHP Boilers | R
| H2 to SNG | R
| H2 to E-Liquids | R
Methane | CH4 for HHP Boilers | R |  |  |  |  | 0.42167 | 0.11972 | 0.072851 | 0.17672 | 0 | 0 | 0 | 0
CO2 | CO2 to E-Fuels [kt] | R |  |  |  |  | EU27 level specific | EU27 level specific | EU27 level specific | EU27 level specific | EU27 level specific | EU27 level specific | EU27 level specific | EU27 level specific
Fuels | E-Fuel Demand [TWh H2] | I |  |  |  |  | EU27 level specific | EU27 level specific | EU27 level specific | EU27 level specific | EU27 level specific | EU27 level specific | EU27 level specific | EU27 level specific
| E-Fuel Shortage [TWh H2] | R |  |  |  |  | EU27 level specific | EU27 level specific | EU27 level specific | EU27 level specific | EU27 level specific | EU27 level specific | EU27 level specific | EU27 level specific
Prices [€/MWh]
Electricity | 10%-Quan. | R |  |  |  |  | 0.01 | 0.01 | 0.01 | 0.01 | 0 | 0.0092 | 0.01 | 0.00768
| Load-Weighted Average | R |  |  |  |  | 49.514 | 22.6239 | 30.1156 | 31.5498 | 31.9061 | 30.0985 | 37.6838 | 33.4942
| 90%-Quan. | R |  |  |  |  | 112.6198 | 39.6227 | 47.7207 | 59.8143 | 61.3707 | 81.8666 | 83.9829 | 78.6139
H2 | 10%-Quan. | R |  |  |  |  | 49.6259 | 24.0882 | 45.0543 | 37.1361 | 22.1415 | 21.6036 | 23.6768 | 22.5404
| Load-Weighted Average | R |  |  |  |  | 158.1223 | 219.2202 | 100.5311 | 165.3893 | 49.7728 | 87.4966 | 56.9213 | 67.7217
| 90%-Quan. | R |  |  |  |  | 149.3431 | 60.5433 | 59.677 | 81.5694 | 70.6896 | 137.4462 | 110.5271 | 113.3272
Import Share [%]
H2 | Share of Domestic Production (Supply %) | R |  |  |  |  | EU27 level specific | EU27 level specific | EU27 level specific | EU27 level specific | EU27 level specific | EU27 level specific | EU27 level specific | EU27 level specific
| Share of Non-EU Imports (Supply %) | R |  |  |  |  | EU27 level specific | EU27 level specific | EU27 level specific | EU27 level specific | EU27 level specific | EU27 level specific | EU27 level specific | EU27 level specific
Energy Balance [TWh]
Electricity + | Electricity Generation | R |  |  |  |  | 58.382 | 53.8472 | 56.8894 | 55.9395 | 56.7177 | 56.433 | 58.1214 | 57.1653
| DSR | R
| Net Imports | R |  |  |  |  | -8.6943 | -3.8822 | -5.8615 | -5.6903 | -3.5382 | -3.4457 | -4.9668 | -4.0726
| Electricity Shortage | R |  |  |  |  | 0 | 0 | 0 | 0 | 0 | 0 | 0 | 0
Electricity - | Electricity Demand (Native + Fixed) | I |  |  |  |  | 45.1492 | 44.5701 | 46.051 | 45.1978 | 45.8566 | 45.0891 | 45.7096 | 45.4908
| Pump Load | R
| Electrolyzer Load | R |  |  |  |  | 2.0638 | 2.8187 | 2.385 | 2.4944 | 3.5898 | 4.1641 | 3.7317 | 3.8763
| Heat Electrical Usage | R |  |  |  |  | 0.61743 | 0.72053 | 0.73495 | 0.70054 | 1.0975 | 1.094 | 1.0804 | 1.0892
| Net Battery Load | R |  |  |  |  | 0.037497 | 0.036123 | 0.037265 | 0.03683 | 0.037237 | 0.03944 | 0.035042 | 0.03724
| Net EV Load | R |  |  |  |  | 1.8198 | 1.8195 | 1.8197 | 1.8196 | 2.5983 | 2.6007 | 2.5978 | 2.5991
Electricity Balance |  | R |  |  |  |  | 8.4555e-12 | 1.166e-11 | -1.8261e-12 | 6.4405e-12 | 8.4341e-12 | -1.1319e-11 | 3.5314e-12 | -1.4282e-12
H2 + | H2 Domestic Production | R |  |  |  |  | 1.4446 | 1.9731 | 1.6695 | 1.7461 | 2.5488 | 2.9565 | 2.6495 | 2.7522
| NH3 Imports | R
| Non-EU Imports | R
| Net Imports | R |  |  |  |  | 11.0354 | 10.5069 | 10.8105 | 10.7339 | 15.7912 | 15.6117 | 15.7911 | 15.7194
| H2 Shortage | R |  |  |  |  | 0 | 0 | 0 | 0 | 0 | 0 | 0 | 0
H2 - | H2 Demand | I |  |  |  |  | 12.48 | 12.48 | 12.48 | 12.48 | 18.34 | 18.5682 | 18.4406 | 18.4715
| H2 to Hydrogen GT | R
| H2 to Heat | R
| H2 to eFuels | R
| Net H2 Storage Load | R
H2 Balance |  | R |  |  |  |  | 1.1013e-13 | 4.9916e-13 | -2.9132e-13 | 1.4493e-13 | 2.8351e-12 | 7.1765e-13 | 2.9381e-12 | 2.0293e-12
Note on C3: Input Value / Result

## IE
|  | I/R | 2030 |  |  |  | 2035 |  |  |  | 2040 |  |  |  | 2050
|  |  | CY1 | CY2 | CY3 | Weighted WS | WS032 | WS037 | WS059 | Weighted WS | WS065 | WS071 | WS077 | Weighted WS | CY1 | CY2 | CY3 | Weighted WS
Installed Capacity [GW]
Electricity | Wind Onshore | I |  |  |  |  | 10.8406 | 10.8406 | 10.8406 | 10.8406 | 12 | 12 | 12 | 12
| Wind Offshore Radial | I
| Wind Offshore Hub | I |  |  |  |  | 8.5 | 8.5 | 8.5 | 8.5 | 19 | 19 | 19 | 19
| Solar PV | I |  |  |  |  | 9.725 | 9.725 | 9.725 | 9.725 | 12.25 | 12.25 | 12.25 | 12.25
| Solar CSP | I
| SRES Electricity | I
| Run of River | I |  |  |  |  | 0.215 | 0.215 | 0.215 | 0.215 | 0.215 | 0.215 | 0.215 | 0.215
| Pondage | I
| Reservoir | I
| PS Turbine | I |  |  |  |  | 0.652 | 0.652 | 0.652 | 0.652 | 0.652 | 0.652 | 0.652 | 0.652
| PS Pump | I |  |  |  |  | 0.652 | 0.652 | 0.652 | 0.652 | 0.652 | 0.652 | 0.652 | 0.652
| Biofuel | I
| Other RES | I | [8 empty] | 0.27 | 0.27 | 0.27 | 0.27
| Nuclear | I
| Natural Gas | I |  |  |  |  | 5.9894 | 5.9894 | 5.9894 | 5.9894 | 6.117 | 6.117 | 6.117 | 6.117
| Crude Oil | I |  |  |  |  | 0.208 | 0.208 | 0.208 | 0.208 | 0.208 | 0.208 | 0.208 | 0.208
| Coal | I
| Hydrogen GT | I |  |  |  |  | 0.81423 | 0.81423 | 0.81423 | 0.81423 | 1.997 | 1.997 | 1.997 | 1.997
| Fuel Cell | I
| Other Non RES | I
| Adequacy Units | I
| Batteries | I |  |  |  |  | 6.3742 | 6.3742 | 6.3742 | 6.3742 | 8.3342 | 8.3342 | 8.3342 | 8.3342
| Batteries [GWh] | I |  |  |  |  | 51.119 | 51.119 | 51.119 | 51.119 | 83.019 | 83.019 | 83.019 | 83.019
H2 | SMR (Blue) and Pyrolisis | I
| SMR (Grey) | I
| Electrolyzers E-Market (P2G) [GW Elec] | I
| Electrolyzers DRES (P2G) [GW Elec] | I |  |  |  |  | 3.7558 | 3.7558 | 3.7558 | 3.7558 | 4.7463 | 4.7463 | 4.7463 | 4.7463
| Electrolyzers SRES (P2G) [GW Elec] | I
| H2 Adequacy Units | I
| NH3 Imports - High Band | I
| NH3 Imports - Low Band | I
| NH3 Terminal Capacity | I
| Non-EU H2 Imports - High Band | I
| Non-EU H2 Imports - Low Band | I
| Non-EU H2 Pipeline Capacity | I
| EU Cross-Border Pipeline Capacity (Import) | I
| EU Cross-Border Pipeline Capacity (Export) | I
| H2 Storage Injection Capacity | I
| H2 Storage Withdrawal Capacity [GW] | I
| H2 Storage WGV [TWh] | I
| SNG Capacity (from H2) | I
| E-Liquids Capacity (from H2) | I |  |  |  |  | 0.078893 | 0.078893 | 0.078893 | 0.078893
Generation [TWh]
Electricity | Wind Onshore | R |  |  |  |  | 25.3907 | 25.7789 | 24.4534 | 25.2483 | 14.3329 | 12.7871 | 12.9993 | 13.1811
| Wind Offshore Radial | R
| Wind Offshore Hub | R |  |  |  |  | 24.6927 | 26.4061 | 26.7346 | 26.1033 | 45.2297 | 48.174 | 48.2657 | 47.6218
| Solar PV | R |  |  |  |  | 6.2203 | 5.6865 | 5.5573 | 5.772 | 7.0965 | 7.1516 | 6.0409 | 6.6963
| Solar CSP | R
| SRES Electricity | R
| Run of River | R |  |  |  |  | 0.16694 | 0.24073 | 0.25502 | 0.22774 | 0.11803 | 0.16076 | 0.15694 | 0.15069
| Pondage | R
| Reservoir | R
| PS Turbine | R |  |  |  |  | 2.1973 | 2.3713 | 2.3107 | 2.3096 | 2.4655 | 2.8981 | 2.2853 | 2.5665
| Biofuel | R
| Other RES | R | [8 empty] | 0.84959 | 1.0585 | 0.81228 | 0.91822
| Nuclear | R
| Natural Gas | R |  |  |  |  | 0.47897 | 0.38983 | 0.10962 | 0.31876 | 0.2156 | 0.42407 | 0.17874 | 0.28424
| Crude Oil | R |  |  |  |  | 0 | 0 | 0 | 0 | 0 | 0 | 0 | 0
| Coal | R
| Hydrogen GT | R |  |  |  |  | 0.28236 | 0.30503 | 0.32909 | 0.30753 | 0.063455 | 0.14536 | 0.08061 | 0.10308
| Fuel Cell | R
| Other Non RES | R
| Adequacy Units | R
| ENS | R |  |  |  |  | 0 | 0 | 0 | 0 | 0 | 0 | 0 | 0
| RES Curtailment | R |  |  |  |  | 33.1426 | 32.3165 | 33.7552 | 32.9895 | 84.7702 | 67.7549 | 83.2171 | 77.3429
Electricity - Flexibility | Batteries Charging | R |  |  |  |  | 8.2533 | 9.695 | 8.7336 | 9.0317 | 15.2759 | 14.431 | 14.1065 | 14.4702
| Batteries Discharging | R |  |  |  |  | 7.593 | 8.9194 | 8.0349 | 8.3092 | 14.0538 | 13.2765 | 12.978 | 13.3126
| EV Discharging (Prosumer) | R |  |  |  |  | 0.036029 | 0.032373 | 0.020649 | 0.029381 | 0.047243 | 0.12724 | 0.027908 | 0.071508
| EV Discharging (E-Market) | R |  |  |  |  | 0.0011434 | 0.0011535 | 0.00028806 | 0.00086549 | 0.0032605 | 0.0082208 | 0.0024694 | 0.0049282
| DSR | R |  |  |  |  | 0.22518 | 0.22427 | 0.2527 | 0.23387 | 0.15 | 0.17376 | 0.1396 | 0.15535
H2 | SMR (Blue) and Pyrolisis | R
| SMR (Grey) | R
| Electrolyzers E-Market (P2G) | R
| Electrolyzers DRES (P2G) | R |  |  |  |  | 7.5544 | 7.6397 | 7.8318 | 7.6826 | 10.9984 | 11.1229 | 11.2687 | 11.1563
| Electrolyzers SRES (P2G) | R
| H2 Adequacy Units | R
| NH3 Imports - High Band | R
| NH3 Imports - Low Band | R
| Non-EU H2 Imports - High Band | R
| Non-EU H2 Imports - Low Band | R
| H2 Storage Injection | R
| H2 Storage Withdrawal | R
| Max Hourly State of Charge [%] | R
Heat | Heat Production from H2 HHP [TWh Heat] | I |  |  |  |  | 0.59917 | 0.59735 | 0.59917 | 0.59839 | 0.1668 | 0.1668 | 0.1668 | 0.1668
| Share of Heat from H2 Boilers [%] | R |  |  |  |  | 81.1518 | 82.3661 | 82.1496 | 82.0032 | 80.803 | 77.9029 | 83.4657 | 80.708
| Heat Production from CH4 HHP [TWh Heat] | I |  |  |  |  | 2.677 | 2.6698 | 2.677 | 2.6739 | 0.78404 | 0.78404 | 0.78404 | 0.78404
| Share of Heat from CH4 Boilers [%] | R |  |  |  |  | 0 | 0 | 0 | 0 | 0 | 0.70138 | 0 | 0.28055
CO2 | CO2 Emissions Electricity Sector [Mt] | R |  |  |  |  | 0.14923 | 0.12143 | 0.034144 | 0.099298 | 0.056885 | 0.1125 | 0.047159 | 0.07524
| CO2 Emissions Hydrogen Sector [Mt] | R |  |  |  |  | 0 | 0 | 0 | 0 | 0 | 0 | 0 | 0
FLH [h]
Electricity | Wind Onshore | R |  |  |  |  | 2342.1835 | 2377.996 | 2255.7212 | 2329.0504 | 1194.4044 | 1065.5879 | 1083.2745 | 1098.4258
| Wind Offshore Radial | R
| Wind Offshore Hub | R |  |  |  |  | 2905.0216 | 3106.6035 | 3145.25 | 3070.9772 | 2380.5127 | 2535.4739 | 2540.299 | 2506.4117
| Solar PV | R |  |  |  |  | 639.617 | 584.7334 | 571.4436 | 593.5199 | 579.3021 | 583.8058 | 493.1383 | 546.6381
| Solar CSP | R
| SRES Electricity | R
| Run of River | R |  |  |  |  | 776.4611 | 1119.6637 | 1186.151 | 1059.2359 | 548.977 | 747.7409 | 729.9612 | 700.8762
| Pondage | R
| Reservoir | R
| PS Turbine | R |  |  |  |  | 3370.1301 | 3637.0298 | 3544.0023 | 3542.2748 | 3781.5182 | 4444.9009 | 3505.062 | 3936.2888
| Biofuel | R
| Other RES | R | [8 empty] | 3146.6171 | 3920.285 | 3008.439 | 3400.813
| Nuclear | R
| Natural Gas | R |  |  |  |  | 79.9703 | 65.0874 | 18.3017 | 53.22 | 35.2458 | 69.3263 | 29.2198 | 46.4676
| Crude Oil | R |  |  |  |  | 0 | 0 | 0 | 0 | 0 | 0 | 0 | 0
| Coal | R
| Hydrogen GT | R |  |  |  |  | 346.7848 | 374.6196 | 404.1732 | 377.6919 | 31.7752 | 72.7899 | 40.3654 | 51.6172
| Fuel Cell | R
| Other Non RES | R
| Adequacy Units | R
| Batteries | R |  |  |  |  | 1191.2129 | 1399.2925 | 1260.5368 | 1303.564 | 1686.2851 | 1593.018 | 1557.2 | 1597.3442
H2 | SMR (Blue) and Pyrolisis | R
| SMR (Grey) | R
| Electrolyzers E-Market (P2G) | R
| Electrolyzers DRES (P2G) | R |  |  |  |  | 2873.4559 | 2905.8875 | 2978.9546 | 2922.216 | 3263.729 | 3300.6717 | 3343.952 | 3310.5953
| Electrolyzers SRES (P2G) | R
| H2 Adequacy Units | R
| NH3 Terminals (Import) | R
| Non-EU H2 Pipelines (Import) | R
| H2 Pipelines (Import) | R
| H2 Pipelines (Export) | R
| H2 to SNG | R
| H2 to E-Liquids | R |  |  |  |  | 7617.1504 | 7694.3899 | 7775.7393 | 7702.6977
Exchange [TWh]
Electricity | Imports | R |  |  |  |  | 4.2176 | 4.1476 | 4.7522 | 4.3639 | 1.4748 | 1.9615 | 1.1845 | 1.5534
| Exports | R |  |  |  |  | 7.8829 | 8.5748 | 7.5375 | 8.0665 | 12.5823 | 15.1078 | 13.6008 | 13.9999
H2 | NH3 Imports | R
| Non-EU Imports | R
| EU Imports | R
| EU Exports | R
E-Fuels | SNG Imports [TWh H2] | R |  |  |  |  | EU27 level specific | EU27 level specific | EU27 level specific | EU27 level specific | EU27 level specific | EU27 level specific | EU27 level specific | EU27 level specific
| E-Liquid Imports [TWh H2] | R |  |  |  |  | EU27 level specific | EU27 level specific | EU27 level specific | EU27 level specific | EU27 level specific | EU27 level specific | EU27 level specific | EU27 level specific
Consumption [TWh]
Electricity | Native Demand (Prosumer) | I |  |  |  |  | 3.8795 | 4.3171 | 4.5424 | 4.2864 | 2.457 | 2.4212 | 2.2232 | 2.3492
| Fixed Load (Prosumer) | I |  |  |  |  | 0 | 0 | 0 | 0 | 0 | 0 | 0 | 0
| Charging Station Load (Prosumer) | R |  |  |  |  | 2.5654 | 2.5612 | 2.548 | 2.5579 | 6.2298 | 6.3203 | 6.2079 | 6.2572
| Native Demand (E-Market) | I |  |  |  |  | 43.961 | 44.1592 | 44.3281 | 44.1674 | 43.341 | 43.2704 | 43.0456 | 43.1946
| Fixed Load (Emarket) | I |  |  |  |  | 0 | 0 | 0 | 0 | 0 | 0 | 0 | 0
| Charging Station Load (E-Market) | R |  |  |  |  | 1.0833 | 1.0833 | 1.0823 | 1.083 | 2.6507 | 2.6563 | 2.6498 | 2.6526
| PS Pump Load | R |  |  |  |  | 2.9308 | 3.1628 | 3.0819 | 3.0804 | 3.2884 | 3.8651 | 3.0481 | 3.423
| Electrolyzers E-Market (P2G) | R
| Electricity for H2 HHPs | R |  |  |  |  | 0.036888 | 0.03507 | 0.036231 | 0.035889 | 0.010493 | 0.012332 | 0.0090835 | 0.010665
| Electricity for CH4 HHPs | R |  |  |  |  | 0.90915 | 0.91468 | 0.92037 | 0.91523 | 0.26492 | 0.26215 | 0.26134 | 0.26238
H2 | H2 Demand | I |  |  |  |  | 6.2534 | 6.2459 | 6.3445 | 6.2802 | 11.6358 | 11.6293 | 11.649 | 11.6385
| Shortage Quantity | R |  |  |  |  | 0.31493 | 0.28904 | 0.23325 | 0.27684 | 0.87626 | 0.89215 | 0.65875 | 0.79561
| H2 for Hydrogen GT | R |  |  |  |  | 0.56476 | 0.62018 | 0.65133 | 0.61716 | 0.11403 | 0.2654 | 0.14959 | 0.1888
| H2 for HHP Boilers | R |  |  |  |  | 0.45022 | 0.45557 | 0.45576 | 0.45435 | 0.1248 | 0.12032 | 0.12891 | 0.12465
| H2 to SNG | R
| H2 to E-Liquids | R |  |  |  |  | 0.60094 | 0.60703 | 0.61345 | 0.60769
Methane | CH4 for HHP Boilers | R |  |  |  |  | 0 | 0 | 0 | 0 | 0 | 0.005939 | 0 | 0.0023756
CO2 | CO2 to E-Fuels [kt] | R |  |  |  |  | EU27 level specific | EU27 level specific | EU27 level specific | EU27 level specific | EU27 level specific | EU27 level specific | EU27 level specific | EU27 level specific
Fuels | E-Fuel Demand [TWh H2] | I |  |  |  |  | EU27 level specific | EU27 level specific | EU27 level specific | EU27 level specific | EU27 level specific | EU27 level specific | EU27 level specific | EU27 level specific
| E-Fuel Shortage [TWh H2] | R |  |  |  |  | EU27 level specific | EU27 level specific | EU27 level specific | EU27 level specific | EU27 level specific | EU27 level specific | EU27 level specific | EU27 level specific
Prices [€/MWh]
Electricity | 10%-Quan. | R |  |  |  |  | 0.0092 | 0.22559 | 1.6097 | 0.63043 | 1.1666 | 1.0995 | 1.0586 | 1.0966
| Load-Weighted Average | R |  |  |  |  | 15.6797 | 14.7136 | 15.2442 | 15.1206 | 12.1328 | 16.678 | 12.2793 | 14.0095
| 90%-Quan. | R |  |  |  |  | 41.5425 | 23.3624 | 35.1659 | 31.6208 | 20.6739 | 31.4298 | 19.0045 | 24.3085
H2 | 10%-Quan. | R |  |  |  |  | 0.47143 | 0.47143 | 0.47143 | 0.47143 | 0.46479 | 0.46479 | 0.46479 | 0.46479
| Load-Weighted Average | R |  |  |  |  | 321.7593 | 308.3029 | 284.752 | 303.7606 | 561.9774 | 566.2423 | 405.5756 | 501.1226
| 90%-Quan. | R |  |  |  |  | 3000 | 3000 | 181.7375 | 2069.9734 | 3000 | 3000 | 3000 | 3000
Import Share [%]
H2 | Share of Domestic Production (Supply %) | R |  |  |  |  | EU27 level specific | EU27 level specific | EU27 level specific | EU27 level specific | EU27 level specific | EU27 level specific | EU27 level specific | EU27 level specific
| Share of Non-EU Imports (Supply %) | R |  |  |  |  | EU27 level specific | EU27 level specific | EU27 level specific | EU27 level specific | EU27 level specific | EU27 level specific | EU27 level specific | EU27 level specific
Energy Balance [TWh]
Electricity + | Electricity Generation | R |  |  |  |  | 59.4292 | 61.1785 | 59.7497 | 60.2872 | 70.3713 | 72.7994 | 70.8198 | 71.5219
| DSR | R |  |  |  |  | 0.22518 | 0.22427 | 0.2527 | 0.23387 | 0.15 | 0.17376 | 0.1396 | 0.15535
| Net Imports | R |  |  |  |  | -3.6653 | -4.4272 | -2.7853 | -3.7025 | -11.1075 | -13.1463 | -12.4163 | -12.4465
| Electricity Shortage | R |  |  |  |  | 0 | 0 | 0 | 0 | 0 | 0 | 0 | 0
Electricity - | Electricity Demand (Native + Fixed) | I |  |  |  |  | 47.8406 | 48.4764 | 48.8705 | 48.4538 | 45.798 | 45.6917 | 45.2688 | 45.5438
| Pump Load | R |  |  |  |  | 2.9308 | 3.1628 | 3.0819 | 3.0804 | 3.2884 | 3.8651 | 3.0481 | 3.423
| Electrolyzer Load | R
| Heat Electrical Usage | R |  |  |  |  | 0.94604 | 0.94975 | 0.9566 | 0.95112 | 0.27541 | 0.27448 | 0.27042 | 0.27304
| Net Battery Load | R |  |  |  |  | 0.66026 | 0.7756 | 0.69869 | 0.72254 | 1.2221 | 1.1545 | 1.1285 | 1.1576
| Net EV Load | R |  |  |  |  | 3.6115 | 3.611 | 3.6093 | 3.6106 | 8.8299 | 8.8411 | 8.8273 | 8.8333
Electricity Balance |  | R |  |  |  |  | -9.1518e-12 | -1.0466e-11 | 8.7752e-12 | -3.8011e-12 | -6.9065e-12 | -9.6207e-12 | -2.3171e-11 | -1.4498e-11
H2 + | H2 Domestic Production | R |  |  |  |  | 7.5544 | 7.6397 | 7.8318 | 7.6826 | 10.9984 | 11.1229 | 11.2687 | 11.1563
| NH3 Imports | R
| Non-EU Imports | R
| Net Imports | R
| H2 Shortage | R |  |  |  |  | 0.31493 | 0.28904 | 0.23325 | 0.27684 | 0.87626 | 0.89215 | 0.65875 | 0.79561
H2 - | H2 Demand | I |  |  |  |  | 6.2534 | 6.2459 | 6.3445 | 6.2802 | 11.6358 | 11.6293 | 11.649 | 11.6385
| H2 to Hydrogen GT | R |  |  |  |  | 0.56476 | 0.62018 | 0.65133 | 0.61716 | 0.11403 | 0.2654 | 0.14959 | 0.1888
| H2 to Heat | R |  |  |  |  | 0.45022 | 0.45557 | 0.45576 | 0.45435 | 0.1248 | 0.12032 | 0.12891 | 0.12465
| H2 to eFuels | R |  |  |  |  | 0.60094 | 0.60703 | 0.61345 | 0.60769
| Net H2 Storage Load | R
H2 Balance |  | R |  |  |  |  | 6.4926e-13 | 4.5182e-12 | 1.3696e-12 | 2.5506e-12 | -8.0114e-13 | 6.1497e-12 | -6.6986e-12 | -3.7979e-13
Note on C3: Input Value / Result

## IT
|  | I/R | 2030 |  |  |  | 2035 |  |  |  | 2040 |  |  |  | 2050
|  |  | CY1 | CY2 | CY3 | Weighted WS | WS032 | WS037 | WS059 | Weighted WS | WS065 | WS071 | WS077 | Weighted WS | CY1 | CY2 | CY3 | Weighted WS
Installed Capacity [GW]
Electricity | Wind Onshore | I |  |  |  |  | 29 | 29 | 29 | 29 | 32.5 | 32.5 | 32.5 | 32.5
| Wind Offshore Radial | I |  |  |  |  | 6.45 | 6.45 | 6.45 | 6.45 | 13.6001 | 13.6001 | 13.6001 | 13.6001
| Wind Offshore Hub | I
| Solar PV | I |  |  |  |  | 97.5071 | 97.5071 | 97.5071 | 97.5071 | 116.0069 | 116.0069 | 116.0069 | 116.0069
| Solar CSP | I |  |  |  |  | 0.08 | 0.08 | 0.08 | 0.08 | 0.08 | 0.08 | 0.08 | 0.08
| SRES Electricity | I
| Run of River | I |  |  |  |  | 6.9378 | 6.9378 | 6.9378 | 6.9378 | 6.9378 | 6.9378 | 6.9378 | 6.9378
| Pondage | I
| Reservoir | I |  |  |  |  | 8.5183 | 8.5183 | 8.5183 | 8.5183 | 8.5183 | 8.5183 | 8.5183 | 8.5183
| PS Turbine | I |  |  |  |  | 7.6822 | 7.6822 | 7.6822 | 7.6822 | 7.6822 | 7.6822 | 7.6822 | 7.6822
| PS Pump | I |  |  |  |  | 6.396 | 6.396 | 6.396 | 6.396 | 6.396 | 6.396 | 6.396 | 6.396
| Biofuel | I
| Other RES | I |  |  |  |  | 4.1947 | 4.1947 | 4.1947 | 4.1947 | 4.1947 | 4.1947 | 4.1947 | 4.1947
| Nuclear | I
| Natural Gas | I |  |  |  |  | 45.7716 | 45.7716 | 45.7716 | 45.7716 | 45.7716 | 45.7716 | 45.7716 | 45.7716
| Crude Oil | I |  |  |  |  | 0.132 | 0.132 | 0.132 | 0.132 | 0.132 | 0.132 | 0.132 | 0.132
| Coal | I
| Hydrogen GT | I
| Fuel Cell | I
| Other Non RES | I |  |  |  |  | 3.7822 | 3.7822 | 3.7822 | 3.7822 | 3.7822 | 3.7822 | 3.7822 | 3.7822
| Adequacy Units | I
| Batteries | I |  |  |  |  | 20.4383 | 20.4383 | 20.4383 | 20.4383 | 26.9383 | 26.9383 | 26.9383 | 26.9383
| Batteries [GWh] | I |  |  |  |  | 109.3787 | 109.3787 | 109.3787 | 109.3787 | 154.7287 | 154.7287 | 154.7287 | 154.7287
H2 | SMR (Blue) and Pyrolisis | I |  |  |  |  | 0.42 | 0.42 | 0.42 | 0.42 | 0.71 | 0.71 | 0.71 | 0.71
| SMR (Grey) | I
| Electrolyzers E-Market (P2G) [GW Elec] | I |  |  |  |  | 5.175 | 5.175 | 5.175 | 5.175 | 7.35 | 7.35 | 7.35 | 7.35
| Electrolyzers DRES (P2G) [GW Elec] | I
| Electrolyzers SRES (P2G) [GW Elec] | I
| H2 Adequacy Units | I
| NH3 Imports - High Band | I | [8 empty] | 0.573 | 0.573 | 0.573 | 0.573
| NH3 Imports - Low Band | I | [8 empty] | 0.573 | 0.573 | 0.573 | 0.573
| NH3 Terminal Capacity | I | [8 empty] | 1.1458 | 1.1458 | 1.1458 | 1.1458
| Non-EU H2 Imports - High Band | I |  |  |  |  | 6.7421 | 6.7421 | 6.7421 | 6.7421 | 8.9521 | 8.9521 | 8.9521 | 8.9521
| Non-EU H2 Imports - Low Band | I |  |  |  |  | 4.7921 | 4.7921 | 4.7921 | 4.7921 | 6.5764 | 6.5764 | 6.5764 | 6.5764
| Non-EU H2 Pipeline Capacity | I |  |  |  |  | 15.8192 | 15.8192 | 15.8192 | 15.8192 | 15.8192 | 15.8192 | 15.8192 | 15.8192
| EU Cross-Border Pipeline Capacity (Import) | I |  |  |  |  | 4.4492 | 4.4492 | 4.4492 | 4.4492 | 14.9718 | 14.9718 | 14.9718 | 14.9718
| EU Cross-Border Pipeline Capacity (Export) | I |  |  |  |  | 5.9322 | 5.9322 | 5.9322 | 5.9322 | 11.1582 | 11.1582 | 11.1582 | 11.1582
| H2 Storage Injection Capacity | I |  |  |  |  | 3.428 | 3.428 | 3.428 | 3.428 | 10.874 | 10.874 | 10.874 | 10.874
| H2 Storage Withdrawal Capacity [GW] | I |  |  |  |  | 3.428 | 3.428 | 3.428 | 3.428 | 10.874 | 10.874 | 10.874 | 10.874
| H2 Storage WGV [TWh] | I |  |  |  |  | 0.71 | 0.71 | 0.71 | 0.71 | 4.68 | 4.68 | 4.68 | 4.68
| SNG Capacity (from H2) | I |  |  |  |  | 0.084612 | 0.084612 | 0.084612 | 0.084612 | 0.16922 | 0.16922 | 0.16922 | 0.16922
| E-Liquids Capacity (from H2) | I |  |  |  |  | 1.219 | 1.219 | 1.219 | 1.219 | 2.438 | 2.438 | 2.438 | 2.438
Generation [TWh]
Electricity | Wind Onshore | R |  |  |  |  | 54.6453 | 70.4778 | 63.5737 | 64.3996 | 62.8881 | 69.2388 | 63.1546 | 65.535
| Wind Offshore Radial | R |  |  |  |  | 13.9121 | 17.589 | 15.4958 | 16.0158 | 31.6968 | 33.5031 | 32.2892 | 32.6563
| Wind Offshore Hub | R
| Solar PV | R |  |  |  |  | 130.7029 | 128.7592 | 132.8317 | 130.5696 | 155.327 | 153.8203 | 153.7435 | 154.0909
| Solar CSP | R |  |  |  |  | 0.084846 | 0.084155 | 0.099151 | 0.089269 | 0.090575 | 0.086276 | 0.091427 | 0.089196
| SRES Electricity | R
| Run of River | R |  |  |  |  | 18.7325 | 19.5072 | 19.5797 | 19.3452 | 19.2495 | 21.8003 | 20.8463 | 20.9085
| Pondage | R
| Reservoir | R |  |  |  |  | 16.6977 | 17.0073 | 17.6618 | 17.149 | 17.481 | 19.3678 | 18.4059 | 18.6057
| PS Turbine | R |  |  |  |  | 13.5235 | 12.8879 | 13.1434 | 13.1247 | 13.1216 | 12.8572 | 12.3108 | 12.6915
| Biofuel | R
| Other RES | R |  |  |  |  | 19.425 | 19.3697 | 19.5309 | 19.4362 | 19.5204 | 19.4235 | 19.5854 | 19.5077
| Nuclear | R
| Natural Gas | R |  |  |  |  | 35.8685 | 10.8783 | 27.0621 | 22.2166 | 8.0082 | 13.4907 | 12.9143 | 12.1637
| Crude Oil | R |  |  |  |  | 0 | 0 | 0 | 0 | 0 | 0 | 0 | 0
| Coal | R
| Hydrogen GT | R
| Fuel Cell | R
| Other Non RES | R |  |  |  |  | 3.4376 | 0.95976 | 0.86594 | 1.5235 | 1.3644 | 1.7691 | 1.8407 | 1.7168
| Adequacy Units | R
| ENS | R |  |  |  |  | 0 | 0 | 0 | 0 | 0 | 0 | 0 | 0
| RES Curtailment | R |  |  |  |  | 11.1485 | 11.7748 | 8.9086 | 10.6786 | 9.6228 | 14.3186 | 10.245 | 11.75
Electricity - Flexibility | Batteries Charging | R |  |  |  |  | 32.7111 | 32.1597 | 32.3359 | 32.3502 | 44.1926 | 43.6655 | 43.0078 | 43.5079
| Batteries Discharging | R |  |  |  |  | 27.8044 | 27.3358 | 27.4855 | 27.4977 | 37.5637 | 37.1157 | 36.5566 | 36.9817
| EV Discharging (Prosumer) | R |  |  |  |  | 0.91211 | 0.85977 | 0.96781 | 0.90799 | 2.21 | 2.206 | 2.0739 | 2.154
| EV Discharging (E-Market) | R |  |  |  |  | 0.0040114 | 0.0033564 | 0.0027744 | 0.0033215 | 0.0026937 | 0.0076091 | 0.0012405 | 0.0040785
| DSR | R
H2 | SMR (Blue) and Pyrolisis | R |  |  |  |  | 1.397 | 0.53977 | 0.42329 | 0.70706 | 1.3416 | 1.6734 | 2.2835 | 1.8511
| SMR (Grey) | R
| Electrolyzers E-Market (P2G) | R |  |  |  |  | 14.6222 | 16.4604 | 16.7117 | 16.1022 | 17.2172 | 24.294 | 19.3497 | 20.9009
| Electrolyzers DRES (P2G) | R
| Electrolyzers SRES (P2G) | R
| H2 Adequacy Units | R
| NH3 Imports - High Band | R | [8 empty] | 0 | 0.032428 | 0 | 0.012971
| NH3 Imports - Low Band | R | [8 empty] | 5.0195 | 5.0195 | 5.0195 | 5.0195
| Non-EU H2 Imports - High Band | R |  |  |  |  | 0.11838 | 0 | 0 | 0.028412 | 0.42674 | 6.2423 | 6.2627 | 5.0874
| Non-EU H2 Imports - Low Band | R |  |  |  |  | 41.979 | 41.979 | 41.979 | 41.979 | 57.6091 | 57.6091 | 57.6091 | 57.6091
| H2 Storage Injection | R |  |  |  |  | 3.9802 | 4.0649 | 4.9198 | 4.3267 | 10.0144 | 10.4123 | 9.9123 | 10.1327
| H2 Storage Withdrawal | R |  |  |  |  | 3.9408 | 4.0246 | 4.8706 | 4.2837 | 9.9564 | 10.3082 | 9.8292 | 10.0462
| Max Hourly State of Charge [%] | R |  |  |  |  | 100 | 100 | 100 | 100 | 100 | 100 | 100 | 100
Heat | Heat Production from H2 HHP [TWh Heat] | I |  |  |  |  | 0.54058 | 0.53752 | 0.54058 | 0.53927 | 0.93742 | 0.93742 | 0.93742 | 0.93742
| Share of Heat from H2 Boilers [%] | R |  |  |  |  | 60.9077 | 80.5188 | 75.1526 | 74.0413 | 66.4845 | 27.1481 | 33.1215 | 37.4047
| Heat Production from CH4 HHP [TWh Heat] | I |  |  |  |  | 10.3937 | 10.3367 | 10.3937 | 10.3692 | 16.084 | 16.084 | 16.084 | 16.084
| Share of Heat from CH4 Boilers [%] | R |  |  |  |  | 60.2329 | 23.6247 | 16.4211 | 30.0335 | 11.1261 | 26.1485 | 21.128 | 21.1358
CO2 | CO2 Emissions Electricity Sector [Mt] | R |  |  |  |  | 14.4549 | 4.2008 | 9.9944 | 8.5737 | 2.5696 | 4.4273 | 4.2758 | 3.9951
| CO2 Emissions Hydrogen Sector [Mt] | R |  |  |  |  | 0.03531 | 0.013643 | 0.010699 | 0.017872 | 0.028724 | 0.035829 | 0.048892 | 0.039633
FLH [h]
Electricity | Wind Onshore | R |  |  |  |  | 1884.3191 | 2430.2703 | 2192.196 | 2220.6775 | 1935.017 | 2130.4256 | 1943.2191 | 2016.4613
| Wind Offshore Radial | R |  |  |  |  | 2156.9079 | 2726.9702 | 2402.4544 | 2483.065 | 2330.6301 | 2463.4471 | 2374.1855 | 2401.179
| Wind Offshore Hub | R
| Solar PV | R |  |  |  |  | 1340.4454 | 1320.5107 | 1362.2769 | 1339.0779 | 1338.946 | 1325.9584 | 1325.2959 | 1328.2909
| Solar CSP | R |  |  |  |  | 1060.5697 | 1051.933 | 1239.3873 | 1115.8657 | 1132.1915 | 1078.4527 | 1142.8357 | 1114.9536
| SRES Electricity | R
| Run of River | R |  |  |  |  | 2700.0571 | 2811.7174 | 2822.1735 | 2788.3695 | 2774.5835 | 3142.2442 | 3004.7319 | 3013.7071
| Pondage | R
| Reservoir | R |  |  |  |  | 1960.2271 | 1996.574 | 2073.4047 | 2013.2049 | 2052.1811 | 2273.6849 | 2160.7639 | 2184.2157
| PS Turbine | R |  |  |  |  | 1760.3656 | 1677.6295 | 1710.8837 | 1708.4601 | 1708.0577 | 1673.6298 | 1602.5077 | 1652.0665
| Biofuel | R
| Other RES | R |  |  |  |  | 4630.8493 | 4617.655 | 4656.0848 | 4633.5035 | 4653.5903 | 4630.4885 | 4669.0839 | 4650.547
| Nuclear | R
| Natural Gas | R |  |  |  |  | 783.6407 | 237.6645 | 591.2408 | 485.379 | 174.9599 | 294.7401 | 282.1465 | 265.7466
| Crude Oil | R |  |  |  |  | 0 | 0 | 0 | 0 | 0 | 0 | 0 | 0
| Coal | R
| Hydrogen GT | R
| Fuel Cell | R
| Other Non RES | R |  |  |  |  | 908.8847 | 253.7548 | 228.9496 | 402.8003 | 360.7478 | 467.7445 | 486.6562 | 453.9098
| Adequacy Units | R
| Batteries | R |  |  |  |  | 1360.4078 | 1337.4781 | 1344.8041 | 1345.3988 | 1394.4345 | 1377.8044 | 1357.0503 | 1372.8288
H2 | SMR (Blue) and Pyrolisis | R |  |  |  |  | 3326.126 | 1285.1571 | 1007.8282 | 1683.4711 | 1889.5733 | 2356.9684 | 3216.266 | 2607.2084
| SMR (Grey) | R
| Electrolyzers E-Market (P2G) | R |  |  |  |  | 4036.4824 | 4543.9443 | 4613.2998 | 4445.0408 | 3299.2675 | 4655.3546 | 3707.9003 | 4005.1555
| Electrolyzers DRES (P2G) | R
| Electrolyzers SRES (P2G) | R
| H2 Adequacy Units | R
| NH3 Terminals (Import) | R | [8 empty] | 4380.6371 | 4408.9381 | 4380.6371 | 4391.9575
| Non-EU H2 Pipelines (Import) | R |  |  |  |  | 2661.1544 | 2653.6709 | 2653.6709 | 2655.4669 | 3668.697 | 4036.3254 | 4037.6119 | 3963.3143
| H2 Pipelines (Import) | R |  |  |  |  | 571.2616 | 458.4479 | 425.853 | 474.7669 | 627.0805 | 473.5489 | 487.9104 | 509.9998
| H2 Pipelines (Export) | R |  |  |  |  | 1387.3998 | 1428.3804 | 1400.0135 | 1409.184 | 1001.1757 | 1996.1554 | 1613.3546 | 1644.0391
| H2 to SNG | R |  |  |  |  | 8760 | 8760 | 8760 | 8760 | 8760 | 8760 | 8760 | 8760
| H2 to E-Liquids | R |  |  |  |  | 8760 | 8760 | 8760 | 8760 | 8760 | 8760 | 8760 | 8760
Exchange [TWh]
Electricity | Imports | R |  |  |  |  | 90.4266 | 96.3125 | 93.636 | 94.0166 | 102.1592 | 90.0904 | 97.1485 | 95.3274
| Exports | R |  |  |  |  | 10.4442 | 6.4336 | 6.7734 | 7.5083 | 8.0728 | 11.248 | 9.1237 | 9.7633
H2 | NH3 Imports | R | [8 empty] | 5.0195 | 5.0519 | 5.0195 | 5.0325
| Non-EU Imports | R |  |  |  |  | 42.0974 | 41.979 | 41.979 | 42.0074 | 58.0359 | 63.8515 | 63.8718 | 62.6965
| EU Imports | R |  |  |  |  | 2.5416 | 2.0397 | 1.8947 | 2.1123 | 9.3885 | 7.0899 | 7.3049 | 7.6356
| EU Exports | R |  |  |  |  | 8.2303 | 8.4734 | 8.3052 | 8.3596 | 11.1713 | 22.2735 | 18.0021 | 18.3445
E-Fuels | SNG Imports [TWh H2] | R |  |  |  |  | EU27 level specific | EU27 level specific | EU27 level specific | EU27 level specific | EU27 level specific | EU27 level specific | EU27 level specific | EU27 level specific
| E-Liquid Imports [TWh H2] | R |  |  |  |  | EU27 level specific | EU27 level specific | EU27 level specific | EU27 level specific | EU27 level specific | EU27 level specific | EU27 level specific | EU27 level specific
Consumption [TWh]
Electricity | Native Demand (Prosumer) | I |  |  |  |  | 24.0553 | 22.4884 | 23.4045 | 23.1668 | 36.0532 | 31.4612 | 33.2134 | 33.0805
| Fixed Load (Prosumer) | I |  |  |  |  | 0 | 0 | 0 | 0 | 0 | 0 | 0 | 0
| Charging Station Load (Prosumer) | R |  |  |  |  | 15.055 | 14.9957 | 15.118 | 15.0503 | 23.0819 | 23.0774 | 22.9279 | 23.0185
| Native Demand (E-Market) | I |  |  |  |  | 297.8756 | 297.1982 | 304.585 | 299.7984 | 304.3522 | 302.3649 | 306.7017 | 304.4971
| Fixed Load (Emarket) | I |  |  |  |  | 3.256 | 3.256 | 3.256 | 3.256 | 3.256 | 3.256 | 3.256 | 3.256
| Charging Station Load (E-Market) | R |  |  |  |  | 6.0143 | 6.0135 | 6.0129 | 6.0135 | 8.8234 | 8.8289 | 8.8217 | 8.8249
| PS Pump Load | R |  |  |  |  | 14.5089 | 13.343 | 13.6649 | 13.729 | 13.7024 | 12.5312 | 12.2636 | 12.6584
| Electrolyzers E-Market (P2G) | R |  |  |  |  | 20.8888 | 23.5149 | 23.8738 | 23.0031 | 24.2496 | 34.2169 | 27.2531 | 29.4379
| Electricity for H2 HHPs | R |  |  |  |  | 0.067453 | 0.031813 | 0.040867 | 0.043355 | 0.099952 | 0.23193 | 0.20887 | 0.19631
| Electricity for CH4 HHPs | R |  |  |  |  | 1.3005 | 2.5968 | 2.8709 | 2.3761 | 4.7993 | 3.8949 | 4.1846 | 4.1917
H2 | H2 Demand | I |  |  |  |  | 40.6637 | 40.6847 | 40.8584 | 40.737 | 56.3568 | 56.5079 | 56.6172 | 56.5214
| Shortage Quantity | R |  |  |  |  | 0 | 0 | 0 | 0 | 0 | 0 | 0 | 0
| H2 for Hydrogen GT | R
| H2 for HHP Boilers | R |  |  |  |  | 0.30487 | 0.40075 | 0.37617 | 0.36962 | 0.57707 | 0.23564 | 0.28749 | 0.32467
| H2 to SNG | R |  |  |  |  | 0.7412 | 0.7412 | 0.7412 | 0.7412 | 1.4824 | 1.4824 | 1.4824 | 1.4824
| H2 to E-Liquids | R |  |  |  |  | 10.6785 | 10.6785 | 10.6785 | 10.6785 | 21.3571 | 21.3571 | 21.3571 | 21.3571
Methane | CH4 for HHP Boilers | R |  |  |  |  | 6.7612 | 2.6374 | 1.8433 | 3.3651 | 1.9327 | 4.5422 | 3.6701 | 3.6714
CO2 | CO2 to E-Fuels [kt] | R |  |  |  |  | EU27 level specific | EU27 level specific | EU27 level specific | EU27 level specific | EU27 level specific | EU27 level specific | EU27 level specific | EU27 level specific
Fuels | E-Fuel Demand [TWh H2] | I |  |  |  |  | EU27 level specific | EU27 level specific | EU27 level specific | EU27 level specific | EU27 level specific | EU27 level specific | EU27 level specific | EU27 level specific
| E-Fuel Shortage [TWh H2] | R |  |  |  |  | EU27 level specific | EU27 level specific | EU27 level specific | EU27 level specific | EU27 level specific | EU27 level specific | EU27 level specific | EU27 level specific
Prices [€/MWh]
Electricity | 10%-Quan. | R |  |  |  |  | 0.019921 | 0.018673 | 0.023235 | 0.020478 | 0.026102 | 0.01939 | 0.044 | 0.030576
| Load-Weighted Average | R |  |  |  |  | 58.2166 | 33.8094 | 40.7069 | 41.9433 | 51.2741 | 50.7565 | 55.8102 | 52.8815
| 90%-Quan. | R |  |  |  |  | 131.6089 | 76.0952 | 67.3459 | 86.5312 | 107.9074 | 132.4736 | 128.3053 | 125.893
H2 | 10%-Quan. | R |  |  |  |  | 49.5459 | 23.8549 | 44.9943 | 36.9968 | 21.7354 | 21.5591 | 23.6456 | 22.429
| Load-Weighted Average | R |  |  |  |  | 63.1701 | 32.5625 | 50.3796 | 45.788 | 46.6538 | 48.0443 | 52.1829 | 49.4216
| 90%-Quan. | R |  |  |  |  | 87.328 | 56.067 | 56.0021 | 63.5482 | 70.1983 | 99.7 | 99.7 | 93.7997
Import Share [%]
H2 | Share of Domestic Production (Supply %) | R |  |  |  |  | EU27 level specific | EU27 level specific | EU27 level specific | EU27 level specific | EU27 level specific | EU27 level specific | EU27 level specific | EU27 level specific
| Share of Non-EU Imports (Supply %) | R |  |  |  |  | EU27 level specific | EU27 level specific | EU27 level specific | EU27 level specific | EU27 level specific | EU27 level specific | EU27 level specific | EU27 level specific
Energy Balance [TWh]
Electricity + | Electricity Generation | R |  |  |  |  | 307.03 | 297.5203 | 309.8441 | 303.8695 | 328.7477 | 345.3572 | 335.182 | 337.9652
| DSR | R
| Net Imports | R |  |  |  |  | 79.9824 | 89.8789 | 86.8625 | 86.5083 | 94.0864 | 78.8424 | 88.0248 | 85.5641
| Electricity Shortage | R |  |  |  |  | 0 | 0 | 0 | 0 | 0 | 0 | 0 | 0
Electricity - | Electricity Demand (Native + Fixed) | I |  |  |  |  | 325.1869 | 322.9425 | 331.2455 | 326.2211 | 343.6614 | 337.0821 | 343.171 | 340.8335
| Pump Load | R |  |  |  |  | 14.5089 | 13.343 | 13.6649 | 13.729 | 13.7024 | 12.5312 | 12.2636 | 12.6584
| Electrolyzer Load | R |  |  |  |  | 20.8888 | 23.5149 | 23.8738 | 23.0031 | 24.2496 | 34.2169 | 27.2531 | 29.4379
| Heat Electrical Usage | R |  |  |  |  | 1.3679 | 2.6286 | 2.9117 | 2.4195 | 4.8992 | 4.1268 | 4.3935 | 4.388
| Net Battery Load | R |  |  |  |  | 4.9067 | 4.824 | 4.8504 | 4.8525 | 6.6289 | 6.5498 | 6.4512 | 6.5262
| Net EV Load | R |  |  |  |  | 20.1531 | 20.1461 | 20.1603 | 20.1525 | 29.6926 | 29.6927 | 29.6745 | 29.6854
Electricity Balance |  | R |  |  |  |  | -1.4325e-11 | 8.0377e-11 | -2.3192e-11 | 2.3471e-11 | 7.3328e-12 | 4.0075e-11 | 1.6485e-12 | 1.8156e-11
H2 + | H2 Domestic Production | R |  |  |  |  | 16.0191 | 17.0002 | 17.135 | 16.8092 | 18.5588 | 25.9674 | 21.6332 | 22.752
| NH3 Imports | R | [8 empty] | 5.0195 | 5.0519 | 5.0195 | 5.0325
| Non-EU Imports | R |  |  |  |  | 42.0974 | 41.979 | 41.979 | 42.0074 | 58.0359 | 63.8515 | 63.8718 | 62.6965
| Net Imports | R |  |  |  |  | -5.6887 | -6.4337 | -6.4105 | -6.2473 | -1.7828 | -15.1836 | -10.6972 | -10.7089
| H2 Shortage | R |  |  |  |  | 0 | 0 | 0 | 0 | 0 | 0 | 0 | 0
H2 - | H2 Demand | I |  |  |  |  | 40.6637 | 40.6847 | 40.8584 | 40.737 | 56.3568 | 56.5079 | 56.6172 | 56.5214
| H2 to Hydrogen GT | R
| H2 to Heat | R |  |  |  |  | 0.30487 | 0.40075 | 0.37617 | 0.36962 | 0.57707 | 0.23564 | 0.28749 | 0.32467
| H2 to eFuels | R |  |  |  |  | 11.4197 | 11.4197 | 11.4197 | 11.4197 | 22.8395 | 22.8395 | 22.8395 | 22.8395
| Net H2 Storage Load | R |  |  |  |  | 0.039455 | 0.040302 | 0.049198 | 0.043034 | 0.058 | 0.10412 | 0.083105 | 0.086491
H2 Balance |  | R |  |  |  |  | 6.7786e-12 | 2.1146e-11 | 8.0007e-12 | 1.336e-11 | 4.2732e-11 | 1.5447e-11 | 1.107e-11 | 1.9153e-11
Note on C3: Input Value / Result

## LT
|  | I/R | 2030 |  |  |  | 2035 |  |  |  | 2040 |  |  |  | 2050
|  |  | CY1 | CY2 | CY3 | Weighted WS | WS032 | WS037 | WS059 | Weighted WS | WS065 | WS071 | WS077 | Weighted WS | CY1 | CY2 | CY3 | Weighted WS
Installed Capacity [GW]
Electricity | Wind Onshore | I |  |  |  |  | 5.5204 | 5.5204 | 5.5204 | 5.5204 | 6.5004 | 6.5004 | 6.5004 | 6.5004
| Wind Offshore Radial | I |  |  |  |  | 1.4 | 1.4 | 1.4 | 1.4 | 1.4 | 1.4 | 1.4 | 1.4
| Wind Offshore Hub | I | [8 empty] | 1.4 | 1.4 | 1.4 | 1.4
| Solar PV | I |  |  |  |  | 5 | 5 | 5 | 5 | 7 | 7 | 7 | 7
| Solar CSP | I
| SRES Electricity | I
| Run of River | I |  |  |  |  | 0.1274 | 0.1274 | 0.1274 | 0.1274 | 0.1274 | 0.1274 | 0.1274 | 0.1274
| Pondage | I
| Reservoir | I
| PS Turbine | I |  |  |  |  | 0.938 | 0.938 | 0.938 | 0.938 | 0.938 | 0.938 | 0.938 | 0.938
| PS Pump | I |  |  |  |  | 0.99 | 0.99 | 0.99 | 0.99 | 0.99 | 0.99 | 0.99 | 0.99
| Biofuel | I
| Other RES | I |  |  |  |  | 0.21001 | 0.21001 | 0.21001 | 0.21001 | 0.21001 | 0.21001 | 0.21001 | 0.21001
| Nuclear | I | [8 empty] | 1 | 1 | 1 | 1
| Natural Gas | I |  |  |  |  | 0.503 | 0.503 | 0.503 | 0.503 | 0.503 | 0.503 | 0.503 | 0.503
| Crude Oil | I
| Coal | I
| Hydrogen GT | I
| Fuel Cell | I
| Other Non RES | I |  |  |  |  | 0.121 | 0.121 | 0.121 | 0.121 | 0.103 | 0.103 | 0.103 | 0.103
| Adequacy Units | I
| Batteries | I |  |  |  |  | 1.75 | 1.75 | 1.75 | 1.75 | 2 | 2 | 2 | 2
| Batteries [GWh] | I |  |  |  |  | 5.1757 | 5.1757 | 5.1757 | 5.1757 | 5.9007 | 5.9007 | 5.9007 | 5.9007
H2 | SMR (Blue) and Pyrolisis | I
| SMR (Grey) | I |  |  |  |  | 1.6 | 1.6 | 1.6 | 1.6 | 0.8 | 0.8 | 0.8 | 0.8
| Electrolyzers E-Market (P2G) [GW Elec] | I |  |  |  |  | 1.3 | 1.3 | 1.3 | 1.3 | 5.5 | 5.5 | 5.5 | 5.5
| Electrolyzers DRES (P2G) [GW Elec] | I
| Electrolyzers SRES (P2G) [GW Elec] | I
| H2 Adequacy Units | I
| NH3 Imports - High Band | I
| NH3 Imports - Low Band | I
| NH3 Terminal Capacity | I
| Non-EU H2 Imports - High Band | I
| Non-EU H2 Imports - Low Band | I
| Non-EU H2 Pipeline Capacity | I
| EU Cross-Border Pipeline Capacity (Import) | I |  |  |  |  | 10.5932 | 10.5932 | 10.5932 | 10.5932 | 10.5932 | 10.5932 | 10.5932 | 10.5932
| EU Cross-Border Pipeline Capacity (Export) | I |  |  |  |  | 10.5932 | 10.5932 | 10.5932 | 10.5932 | 10.5932 | 10.5932 | 10.5932 | 10.5932
| H2 Storage Injection Capacity | I
| H2 Storage Withdrawal Capacity [GW] | I
| H2 Storage WGV [TWh] | I
| SNG Capacity (from H2) | I
| E-Liquids Capacity (from H2) | I
Generation [TWh]
Electricity | Wind Onshore | R |  |  |  |  | 15.1045 | 14.9704 | 15.9995 | 15.3422 | 16.3098 | 18.8675 | 16.0703 | 17.2371
| Wind Offshore Radial | R |  |  |  |  | 5.2931 | 5.7111 | 5.7977 | 5.6393 | 6.176 | 6.5171 | 5.3764 | 5.9926
| Wind Offshore Hub | R | [8 empty] | 5.889 | 6.2267 | 5.2042 | 5.7502
| Solar PV | R |  |  |  |  | 4.4408 | 4.2322 | 4.5395 | 4.3837 | 7.1664 | 5.6406 | 6.8439 | 6.4271
| Solar CSP | R
| SRES Electricity | R
| Run of River | R |  |  |  |  | 0.34485 | 0.48179 | 0.36835 | 0.41149 | 0.43254 | 0.55655 | 0.39156 | 0.46575
| Pondage | R
| Reservoir | R
| PS Turbine | R |  |  |  |  | 1.0924 | 0.95725 | 1.5255 | 1.1772 | 0.81647 | 0.54828 | 0.66808 | 0.64984
| Biofuel | R
| Other RES | R |  |  |  |  | 1.6112 | 1.7603 | 1.6278 | 1.6808 | 1.8395 | 1.8386 | 1.8374 | 1.8383
| Nuclear | R | [8 empty] | 5.6264 | 5.6793 | 5.8953 | 5.7551
| Natural Gas | R |  |  |  |  | 0.066025 | 0.037277 | 0.12257 | 0.072324 | 0.040214 | 0.12976 | 0.070206 | 0.088029
| Crude Oil | R
| Coal | R
| Hydrogen GT | R
| Fuel Cell | R
| Other Non RES | R |  |  |  |  | 0.13382 | 0.10679 | 0.10928 | 0.1141 | 0.0674 | 0.13363 | 0.10637 | 0.10948
| Adequacy Units | R
| ENS | R |  |  |  |  | 0 | 0 | 0 | 0 | 0 | 0 | 0 | 0
| RES Curtailment | R |  |  |  |  | 2.4917 | 0.68077 | 2.2721 | 1.6405 | 0.28854 | 0.29574 | 0.1963 | 0.25452
Electricity - Flexibility | Batteries Charging | R |  |  |  |  | 1.2074 | 1.0552 | 1.3249 | 1.1807 | 1.0141 | 0.71362 | 1.1369 | 0.94301
| Batteries Discharging | R |  |  |  |  | 1.1108 | 0.97082 | 1.2189 | 1.0863 | 0.93293 | 0.65653 | 1.0459 | 0.86757
| EV Discharging (Prosumer) | R |  |  |  |  | 0.11631 | 0.12112 | 0.11676 | 0.11853 | 0.21089 | 0.14052 | 0.19241 | 0.17535
| EV Discharging (E-Market) | R |  |  |  |  | 0.0013149 | 0.0022407 | 0.00099273 | 0.0016067 | 0.0062155 | 0.0073627 | 0.0068256 | 0.0069184
| DSR | R |  |  |  |  | 0 | 0 | 0 | 0 | 0 | 0.0004 | 0 | 0.00016
H2 | SMR (Blue) and Pyrolisis | R
| SMR (Grey) | R |  |  |  |  | 0.4109 | 0.36533 | 0.39068 | 0.38463 | 0.41895 | 1.1796 | 1.1163 | 1.0021
| Electrolyzers E-Market (P2G) | R |  |  |  |  | 5.2248 | 5.2199 | 5.6686 | 5.3692 | 20.8988 | 21.153 | 19.1613 | 20.3055
| Electrolyzers DRES (P2G) | R
| Electrolyzers SRES (P2G) | R
| H2 Adequacy Units | R
| NH3 Imports - High Band | R
| NH3 Imports - Low Band | R
| Non-EU H2 Imports - High Band | R
| Non-EU H2 Imports - Low Band | R
| H2 Storage Injection | R
| H2 Storage Withdrawal | R
| Max Hourly State of Charge [%] | R
Heat | Heat Production from H2 HHP [TWh Heat] | I
| Share of Heat from H2 Boilers [%] | R
| Heat Production from CH4 HHP [TWh Heat] | I
| Share of Heat from CH4 Boilers [%] | R
CO2 | CO2 Emissions Electricity Sector [Mt] | R |  |  |  |  | 0.077399 | 0.057215 | 0.08569 | 0.071456 | 0.03455 | 0.082466 | 0.056178 | 0.062367
| CO2 Emissions Hydrogen Sector [Mt] | R |  |  |  |  | 0.094304 | 0.083847 | 0.089664 | 0.088276 | 0.081446 | 0.22932 | 0.21701 | 0.19482
FLH [h]
Electricity | Wind Onshore | R |  |  |  |  | 2736.1168 | 2711.8302 | 2898.253 | 2779.1785 | 2509.048 | 2902.5094 | 2472.1997 | 2651.6932
| Wind Offshore Radial | R |  |  |  |  | 3780.7577 | 4079.3538 | 4141.208 | 4028.1026 | 4411.4171 | 4655.0894 | 3840.2727 | 4280.4283
| Wind Offshore Hub | R | [8 empty] | 4206.4097 | 4447.6392 | 3717.3068 | 4107.2603
| Solar PV | R |  |  |  |  | 888.1538 | 846.4404 | 907.9072 | 876.7357 | 1023.7663 | 805.7978 | 977.7064 | 918.155
| Solar CSP | R
| SRES Electricity | R
| Run of River | R |  |  |  |  | 2706.8472 | 3781.6722 | 2891.2916 | 3229.8886 | 3395.1112 | 4368.5379 | 3073.4827 | 3655.8305
| Pondage | R
| Reservoir | R
| PS Turbine | R |  |  |  |  | 1164.5663 | 1020.5175 | 1626.3564 | 1255.0161 | 870.4354 | 584.5237 | 712.2421 | 692.7934
| Biofuel | R
| Other RES | R |  |  |  |  | 7671.8889 | 8381.9863 | 7751.0664 | 8003.3594 | 8759 | 8755 | 8748.9032 | 8753.3613
| Nuclear | R | [8 empty] | 5626.3975 | 5679.2857 | 5895.2552 | 5755.0959
| Natural Gas | R |  |  |  |  | 131.2629 | 74.1103 | 243.6801 | 143.7849 | 79.949 | 257.9693 | 139.5756 | 175.0078
| Crude Oil | R
| Coal | R
| Hydrogen GT | R
| Fuel Cell | R
| Other Non RES | R |  |  |  |  | 1105.969 | 882.5386 | 903.1298 | 942.957 | 654.3697 | 1297.3827 | 1032.7354 | 1062.9212
| Adequacy Units | R
| Batteries | R |  |  |  |  | 634.7586 | 554.7534 | 696.4957 | 620.7296 | 466.4643 | 328.2634 | 522.9691 | 433.7859
H2 | SMR (Blue) and Pyrolisis | R
| SMR (Grey) | R |  |  |  |  | 256.8111 | 228.3333 | 244.1737 | 240.3953 | 523.6817 | 1474.4661 | 1395.3354 | 1252.657
| Electrolyzers E-Market (P2G) | R |  |  |  |  | 5741.534 | 5736.18 | 6229.2519 | 5900.1787 | 5351.7941 | 5416.9066 | 4906.8667 | 5199.8682
| Electrolyzers DRES (P2G) | R
| Electrolyzers SRES (P2G) | R
| H2 Adequacy Units | R
| NH3 Terminals (Import) | R
| Non-EU H2 Pipelines (Import) | R
| H2 Pipelines (Import) | R |  |  |  |  | 1039.9751 | 1557.2686 | 957.4489 | 1235.1777 | 1132.7017 | 1217.8661 | 1329.1161 | 1245.3332
| H2 Pipelines (Export) | R |  |  |  |  | 943.3097 | 1455.842 | 900.7716 | 1149.661 | 1747.3581 | 1689.2399 | 1808.346 | 1748.506
| H2 to SNG | R
| H2 to E-Liquids | R
Exchange [TWh]
Electricity | Imports | R |  |  |  |  | 8.0704 | 9.158 | 7.5441 | 8.3644 | 13.779 | 12.5631 | 13.6008 | 13.2214
| Exports | R |  |  |  |  | 10.3007 | 11.481 | 10.2424 | 10.789 | 6.768 | 7.5968 | 7.3208 | 7.3206
H2 | NH3 Imports | R
| Non-EU Imports | R
| EU Imports | R |  |  |  |  | 11.0167 | 16.4965 | 10.1425 | 13.0845 | 11.999 | 12.9011 | 14.0796 | 13.1921
| EU Exports | R |  |  |  |  | 9.9927 | 15.4221 | 9.5421 | 12.1786 | 18.5101 | 17.8945 | 19.1562 | 18.5223
E-Fuels | SNG Imports [TWh H2] | R |  |  |  |  | EU27 level specific | EU27 level specific | EU27 level specific | EU27 level specific | EU27 level specific | EU27 level specific | EU27 level specific | EU27 level specific
| E-Liquid Imports [TWh H2] | R |  |  |  |  | EU27 level specific | EU27 level specific | EU27 level specific | EU27 level specific | EU27 level specific | EU27 level specific | EU27 level specific | EU27 level specific
Consumption [TWh]
Electricity | Native Demand (Prosumer) | I |  |  |  |  | 0.83792 | 1.101 | 1.1381 | 1.0501 | 1.8449 | 1.6492 | 1.833 | 1.7619
| Fixed Load (Prosumer) | I |  |  |  |  | 0 | 0 | 0 | 0 | 0 | 0 | 0 | 0
| Charging Station Load (Prosumer) | R |  |  |  |  | 1.0996 | 1.105 | 1.1001 | 1.1021 | 1.9832 | 1.9035 | 1.9623 | 1.9429
| Native Demand (E-Market) | I |  |  |  |  | 14.5959 | 14.6161 | 14.6134 | 14.6104 | 16.4044 | 16.3627 | 16.4229 | 16.3951
| Fixed Load (Emarket) | I |  |  |  |  | 0 | 0 | 0 | 0 | 0 | 0 | 0 | 0
| Charging Station Load (E-Market) | R |  |  |  |  | 0.41633 | 0.41737 | 0.41596 | 0.41666 | 0.75467 | 0.75597 | 0.75536 | 0.75546
| PS Pump Load | R |  |  |  |  | 1.4636 | 1.2765 | 2.0382 | 1.5728 | 1.0886 | 0.73104 | 0.89078 | 0.86645
| Electrolyzers E-Market (P2G) | R |  |  |  |  | 7.464 | 7.457 | 8.098 | 7.6702 | 29.4349 | 29.793 | 26.9878 | 28.5993
| Electricity for H2 HHPs | R
| Electricity for CH4 HHPs | R
H2 | H2 Demand | I |  |  |  |  | 6.6597 | 6.6597 | 6.6597 | 6.6597 | 14.8065 | 17.3392 | 15.201 | 15.9774
| Shortage Quantity | R |  |  |  |  | 0 | 0 | 0 | 0 | 0 | 0 | 0 | 0
| H2 for Hydrogen GT | R
| H2 for HHP Boilers | R
| H2 to SNG | R
| H2 to E-Liquids | R
Methane | CH4 for HHP Boilers | R
CO2 | CO2 to E-Fuels [kt] | R |  |  |  |  | EU27 level specific | EU27 level specific | EU27 level specific | EU27 level specific | EU27 level specific | EU27 level specific | EU27 level specific | EU27 level specific
Fuels | E-Fuel Demand [TWh H2] | I |  |  |  |  | EU27 level specific | EU27 level specific | EU27 level specific | EU27 level specific | EU27 level specific | EU27 level specific | EU27 level specific | EU27 level specific
| E-Fuel Shortage [TWh H2] | R |  |  |  |  | EU27 level specific | EU27 level specific | EU27 level specific | EU27 level specific | EU27 level specific | EU27 level specific | EU27 level specific | EU27 level specific
Prices [€/MWh]
Electricity | 10%-Quan. | R |  |  |  |  | 0.03 | 7.7688 | 0.01 | 3.3511 | 14.9672 | 14.9672 | 16.4429 | 15.5575
| Load-Weighted Average | R |  |  |  |  | 42.4841 | 40.3298 | 42.2515 | 41.481 | 58.7149 | 69.8794 | 67.3963 | 66.6533
| 90%-Quan. | R |  |  |  |  | 97.7716 | 99.0652 | 102.1693 | 99.7791 | 120.4018 | 152.9116 | 146.0242 | 143.6547
H2 | 10%-Quan. | R |  |  |  |  | 49.6059 | 24.0009 | 45.0143 | 37.0806 | 22.1145 | 22.0576 | 23.767 | 22.7528
| Load-Weighted Average | R |  |  |  |  | 61.4895 | 38.1935 | 53.1428 | 48.7178 | 59.957 | 78.7786 | 73.5654 | 72.929
| 90%-Quan. | R |  |  |  |  | 82.6321 | 56.2963 | 57.3693 | 62.971 | 99.7141 | 164.5369 | 151.4081 | 146.3208
Import Share [%]
H2 | Share of Domestic Production (Supply %) | R |  |  |  |  | EU27 level specific | EU27 level specific | EU27 level specific | EU27 level specific | EU27 level specific | EU27 level specific | EU27 level specific | EU27 level specific
| Share of Non-EU Imports (Supply %) | R |  |  |  |  | EU27 level specific | EU27 level specific | EU27 level specific | EU27 level specific | EU27 level specific | EU27 level specific | EU27 level specific | EU27 level specific
Energy Balance [TWh]
Electricity + | Electricity Generation | R |  |  |  |  | 28.0865 | 28.2571 | 30.0903 | 28.8211 | 44.3636 | 46.138 | 42.4637 | 44.3134
| DSR | R |  |  |  |  | 0 | 0 | 0 | 0 | 0 | 0.0004 | 0 | 0.00016
| Net Imports | R |  |  |  |  | -2.2302 | -2.3229 | -2.6983 | -2.4246 | 7.011 | 4.9663 | 6.28 | 5.9007
| Electricity Shortage | R |  |  |  |  | 0 | 0 | 0 | 0 | 0 | 0 | 0 | 0
Electricity - | Electricity Demand (Native + Fixed) | I |  |  |  |  | 15.4339 | 15.7171 | 15.7515 | 15.6605 | 18.2493 | 18.012 | 18.2558 | 18.157
| Pump Load | R |  |  |  |  | 1.4636 | 1.2765 | 2.0382 | 1.5728 | 1.0886 | 0.73104 | 0.89078 | 0.86645
| Electrolyzer Load | R |  |  |  |  | 7.464 | 7.457 | 8.098 | 7.6702 | 29.4349 | 29.793 | 26.9878 | 28.5993
| Heat Electrical Usage | R
| Net Battery Load | R |  |  |  |  | 0.096594 | 0.084419 | 0.10599 | 0.094459 | 0.081124 | 0.057089 | 0.090951 | 0.075441
| Net EV Load | R |  |  |  |  | 1.3983 | 1.399 | 1.3983 | 1.3986 | 2.5207 | 2.5116 | 2.5184 | 2.5161
Electricity Balance |  | R |  |  |  |  | -2.8056e-11 | -1.5937e-11 | 2.2773e-12 | -1.2835e-11 | -6.3665e-12 | -5.0946e-12 | 5.2012e-12 | -1.2307e-12
H2 + | H2 Domestic Production | R |  |  |  |  | 5.6357 | 5.5853 | 6.0593 | 5.7538 | 21.3177 | 22.3326 | 20.2776 | 21.3076
| NH3 Imports | R
| Non-EU Imports | R
| Net Imports | R |  |  |  |  | 1.024 | 1.0744 | 0.60039 | 0.9059 | -6.5112 | -4.9934 | -5.0766 | -5.3302
| H2 Shortage | R |  |  |  |  | 0 | 0 | 0 | 0 | 0 | 0 | 0 | 0
H2 - | H2 Demand | I |  |  |  |  | 6.6597 | 6.6597 | 6.6597 | 6.6597 | 14.8065 | 17.3392 | 15.201 | 15.9774
| H2 to Hydrogen GT | R
| H2 to Heat | R
| H2 to eFuels | R
| Net H2 Storage Load | R
H2 Balance |  | R |  |  |  |  | 4.885e-13 | 2.9496e-12 | 1.0623e-12 | 1.7361e-12 | -4.7589e-12 | 9.2051e-12 | -5.2562e-12 | 6.2776e-13
Note on C3: Input Value / Result

## LU
|  | I/R | 2030 |  |  |  | 2035 |  |  |  | 2040 |  |  |  | 2050
|  |  | CY1 | CY2 | CY3 | Weighted WS | WS032 | WS037 | WS059 | Weighted WS | WS065 | WS071 | WS077 | Weighted WS | CY1 | CY2 | CY3 | Weighted WS
Installed Capacity [GW]
Electricity | Wind Onshore | I |  |  |  |  | 0.5629 | 0.5629 | 0.5629 | 0.5629 | 0.6215 | 0.6215 | 0.6215 | 0.6215
| Wind Offshore Radial | I
| Wind Offshore Hub | I
| Solar PV | I |  |  |  |  | 1.0566 | 1.0566 | 1.0566 | 1.0566 | 1.205 | 1.205 | 1.205 | 1.205
| Solar CSP | I
| SRES Electricity | I
| Run of River | I |  |  |  |  | 0.027 | 0.027 | 0.027 | 0.027 | 0.027 | 0.027 | 0.027 | 0.027
| Pondage | I
| Reservoir | I
| PS Turbine | I |  |  |  |  | 1.3 | 1.3 | 1.3 | 1.3 | 1.3 | 1.3 | 1.3 | 1.3
| PS Pump | I |  |  |  |  | 1.1 | 1.1 | 1.1 | 1.1 | 1.1 | 1.1 | 1.1 | 1.1
| Biofuel | I
| Other RES | I |  |  |  |  | 0.11124 | 0.11124 | 0.11124 | 0.11124 | 0.101 | 0.101 | 0.101 | 0.101
| Nuclear | I
| Natural Gas | I
| Crude Oil | I
| Coal | I
| Hydrogen GT | I
| Fuel Cell | I | [8 empty] | 0.03 | 0.03 | 0.03 | 0.03
| Other Non RES | I
| Adequacy Units | I
| Batteries | I
| Batteries [GWh] | I
H2 | SMR (Blue) and Pyrolisis | I
| SMR (Grey) | I
| Electrolyzers E-Market (P2G) [GW Elec] | I |  |  |  |  | 0.045 | 0.045 | 0.045 | 0.045 | 0.06 | 0.06 | 0.06 | 0.06
| Electrolyzers DRES (P2G) [GW Elec] | I
| Electrolyzers SRES (P2G) [GW Elec] | I
| H2 Adequacy Units | I
| NH3 Imports - High Band | I
| NH3 Imports - Low Band | I
| NH3 Terminal Capacity | I
| Non-EU H2 Imports - High Band | I
| Non-EU H2 Imports - Low Band | I
| Non-EU H2 Pipeline Capacity | I
| EU Cross-Border Pipeline Capacity (Import) | I | [8 empty] | 3.4958 | 3.4958 | 3.4958 | 3.4958
| EU Cross-Border Pipeline Capacity (Export) | I | [8 empty] | 3.4958 | 3.4958 | 3.4958 | 3.4958
| H2 Storage Injection Capacity | I
| H2 Storage Withdrawal Capacity [GW] | I
| H2 Storage WGV [TWh] | I
| SNG Capacity (from H2) | I
| E-Liquids Capacity (from H2) | I
Generation [TWh]
Electricity | Wind Onshore | R |  |  |  |  | 0.96557 | 1.2639 | 1.1272 | 1.1472 | 1.2155 | 1.1521 | 0.98646 | 1.0985
| Wind Offshore Radial | R
| Wind Offshore Hub | R
| Solar PV | R |  |  |  |  | 1.0702 | 0.98783 | 1.0876 | 1.0405 | 1.3887 | 1.1281 | 1.1763 | 1.1995
| Solar CSP | R
| SRES Electricity | R
| Run of River | R |  |  |  |  | 0.073834 | 0.1201 | 0.085594 | 0.09761 | 0.060803 | 0.068448 | 0.070688 | 0.067815
| Pondage | R
| Reservoir | R
| PS Turbine | R |  |  |  |  | 1.2132 | 1.1344 | 1.1938 | 1.1729 | 1.1742 | 1.1142 | 1.093 | 1.1177
| Biofuel | R
| Other RES | R |  |  |  |  | 0.97424 | 0.97446 | 0.97403 | 0.97426 | 0.8848 | 0.88449 | 0.88476 | 0.88466
| Nuclear | R
| Natural Gas | R
| Crude Oil | R
| Coal | R
| Hydrogen GT | R
| Fuel Cell | R | [8 empty] | 0.00096 | 0.00123 | 0.00042 | 0.000852
| Other Non RES | R
| Adequacy Units | R
| ENS | R |  |  |  |  | 0 | 0 | 0 | 0 | 0 | 0 | 0 | 0
| RES Curtailment | R |  |  |  |  | 0.00028109 | 3.7668e-05 | 0.00060924 | 0.00028471 | 0 | 0.00051124 | 3.7018e-05 | 0.0002193
Electricity - Flexibility | Batteries Charging | R
| Batteries Discharging | R
| EV Discharging (Prosumer) | R |  |  |  |  | 0.019836 | 0.01085 | 0.014921 | 0.01435 | 0.04101 | 0.029933 | 0.02629 | 0.030691
| EV Discharging (E-Market) | R |  |  |  |  | 0.00097037 | 0.00038653 | 0.00034916 | 0.00051432 | 0.0031801 | 0.002022 | 0.0012199 | 0.0019328
| DSR | R
H2 | SMR (Blue) and Pyrolisis | R
| SMR (Grey) | R
| Electrolyzers E-Market (P2G) | R |  |  |  |  | 0.27594 | 0.27594 | 0.27594 | 0.27594 | 0.21208 | 0.19893 | 0.18697 | 0.19678
| Electrolyzers DRES (P2G) | R
| Electrolyzers SRES (P2G) | R
| H2 Adequacy Units | R
| NH3 Imports - High Band | R
| NH3 Imports - Low Band | R
| Non-EU H2 Imports - High Band | R
| Non-EU H2 Imports - Low Band | R
| H2 Storage Injection | R
| H2 Storage Withdrawal | R
| Max Hourly State of Charge [%] | R
Heat | Heat Production from H2 HHP [TWh Heat] | I
| Share of Heat from H2 Boilers [%] | R
| Heat Production from CH4 HHP [TWh Heat] | I
| Share of Heat from CH4 Boilers [%] | R
CO2 | CO2 Emissions Electricity Sector [Mt] | R |  |  |  |  | 0 | 0 | 0 | 0 | 0 | 0 | 0 | 0
| CO2 Emissions Hydrogen Sector [Mt] | R |  |  |  |  | 0 | 0 | 0 | 0 | 0 | 0 | 0 | 0
FLH [h]
Electricity | Wind Onshore | R |  |  |  |  | 1715.3479 | 2245.2845 | 2002.4966 | 2037.9797 | 1955.784 | 1853.679 | 1587.231 | 1767.5208
| Wind Offshore Radial | R
| Wind Offshore Hub | R
| Solar PV | R |  |  |  |  | 1012.8515 | 934.9112 | 1029.384 | 984.7929 | 1152.4712 | 936.1745 | 976.1574 | 995.427
| Solar CSP | R
| SRES Electricity | R
| Run of River | R |  |  |  |  | 2734.6048 | 4448.2267 | 3170.1428 | 3615.1897 | 2251.9467 | 2535.0942 | 2618.0674 | 2511.654
| Pondage | R
| Reservoir | R
| PS Turbine | R |  |  |  |  | 933.1939 | 872.6426 | 918.3134 | 902.2463 | 903.251 | 857.1079 | 840.7315 | 859.786
| Biofuel | R
| Other RES | R |  |  |  |  | 8757.9726 | 8759.9547 | 8756.091 | 8758.204 | 8760 | 8757 | 8759.6436 | 8758.6574
| Nuclear | R
| Natural Gas | R
| Crude Oil | R
| Coal | R
| Hydrogen GT | R
| Fuel Cell | R | [8 empty] | 32 | 41 | 14 | 28.4
| Other Non RES | R
| Adequacy Units | R
| Batteries | R
H2 | SMR (Blue) and Pyrolisis | R
| SMR (Grey) | R
| Electrolyzers E-Market (P2G) | R |  |  |  |  | 8760 | 8760 | 8760 | 8760 | 4978.3697 | 4669.676 | 4389.0526 | 4619.1654
| Electrolyzers DRES (P2G) | R
| Electrolyzers SRES (P2G) | R
| H2 Adequacy Units | R
| NH3 Terminals (Import) | R
| Non-EU H2 Pipelines (Import) | R
| H2 Pipelines (Import) | R | [8 empty] | 1920.6166 | 1969.2488 | 2007.7946 | 1974.9407
| H2 Pipelines (Export) | R | [8 empty] | 144.635 | 169.4134 | 213.8504 | 182.2325
| H2 to SNG | R
| H2 to E-Liquids | R
Exchange [TWh]
Electricity | Imports | R |  |  |  |  | 8.9978 | 8.7046 | 8.8249 | 8.8147 | 10.0337 | 10.0802 | 10.1677 | 10.1059
| Exports | R |  |  |  |  | 2.0452 | 2.0032 | 2.031 | 2.0225 | 1.8703 | 1.8015 | 1.829 | 1.8263
H2 | NH3 Imports | R
| Non-EU Imports | R
| EU Imports | R | [8 empty] | 6.714 | 6.884 | 7.0188 | 6.9039
| EU Exports | R | [8 empty] | 0.50561 | 0.59223 | 0.74757 | 0.63704
E-Fuels | SNG Imports [TWh H2] | R |  |  |  |  | EU27 level specific | EU27 level specific | EU27 level specific | EU27 level specific | EU27 level specific | EU27 level specific | EU27 level specific | EU27 level specific
| E-Liquid Imports [TWh H2] | R |  |  |  |  | EU27 level specific | EU27 level specific | EU27 level specific | EU27 level specific | EU27 level specific | EU27 level specific | EU27 level specific | EU27 level specific
Consumption [TWh]
Electricity | Native Demand (Prosumer) | I |  |  |  |  | 0.61 | 0.64847 | 0.63325 | 0.63422 | 1.1454 | 1.0116 | 0.97649 | 1.0243
| Fixed Load (Prosumer) | I |  |  |  |  | 0 | 0 | 0 | 0 | 0 | 0 | 0 | 0
| Charging Station Load (Prosumer) | R |  |  |  |  | 0.49314 | 0.48297 | 0.48758 | 0.48693 | 0.7737 | 0.76116 | 0.75704 | 0.76202
| Native Demand (E-Market) | I |  |  |  |  | 7.9526 | 7.953 | 7.9685 | 7.958 | 8.8339 | 8.8067 | 8.8106 | 8.8137
| Fixed Load (Emarket) | I |  |  |  |  | 0 | 0 | 0 | 0 | 0 | 0 | 0 | 0
| Charging Station Load (E-Market) | R |  |  |  |  | 0.20282 | 0.20216 | 0.20212 | 0.20231 | 0.31529 | 0.31398 | 0.31307 | 0.31388
| PS Pump Load | R |  |  |  |  | 1.6175 | 1.5126 | 1.5917 | 1.5639 | 1.5656 | 1.4857 | 1.4573 | 1.4903
| Electrolyzers E-Market (P2G) | R |  |  |  |  | 0.3942 | 0.3942 | 0.3942 | 0.3942 | 0.2987 | 0.28018 | 0.26334 | 0.27715
| Electricity for H2 HHPs | R
| Electricity for CH4 HHPs | R
H2 | H2 Demand | I |  |  |  |  | 2.3891 | 2.4076 | 2.3935 | 2.3985 | 6.4189 | 6.4887 | 6.4575 | 6.4622
| Shortage Quantity | R |  |  |  |  | 2.1132 | 2.1316 | 2.1175 | 2.1226 | 0 | 0 | 0 | 0
| H2 for Hydrogen GT | R |  |  |  |  | 0 | 0 | 0 | 0 | 0.0016 | 0.00205 | 0.0007 | 0.00142
| H2 for HHP Boilers | R
| H2 to SNG | R
| H2 to E-Liquids | R
Methane | CH4 for HHP Boilers | R
CO2 | CO2 to E-Fuels [kt] | R |  |  |  |  | EU27 level specific | EU27 level specific | EU27 level specific | EU27 level specific | EU27 level specific | EU27 level specific | EU27 level specific | EU27 level specific
Fuels | E-Fuel Demand [TWh H2] | I |  |  |  |  | EU27 level specific | EU27 level specific | EU27 level specific | EU27 level specific | EU27 level specific | EU27 level specific | EU27 level specific | EU27 level specific
| E-Fuel Shortage [TWh H2] | R |  |  |  |  | EU27 level specific | EU27 level specific | EU27 level specific | EU27 level specific | EU27 level specific | EU27 level specific | EU27 level specific | EU27 level specific
Prices [€/MWh]
Electricity | 10%-Quan. | R |  |  |  |  | 0.01 | 0.01 | 0.01 | 0.01 | 0.01 | 0.01 | 0.01 | 0.01
| Load-Weighted Average | R |  |  |  |  | 27.9838 | 16.6354 | 19.9061 | 20.4384 | 26.0897 | 49.5187 | 34.7589 | 38.929
| 90%-Quan. | R |  |  |  |  | 85.669 | 40.2733 | 41.905 | 51.7067 | 73.7837 | 125.006 | 95.7075 | 103.0421
H2 | 10%-Quan. | R |  |  |  |  | 3000 | 3000 | 3000 | 3000 | 21.7154 | 21.5636 | 23.6656 | 22.4348
| Load-Weighted Average | R |  |  |  |  | 3000 | 3000 | 3000 | 3000 | 48.5132 | 50.8297 | 54.0051 | 51.6366
| 90%-Quan. | R |  |  |  |  | 3000 | 3000 | 3000 | 3000 | 70.2265 | 110.8989 | 99.7105 | 98.289
Import Share [%]
H2 | Share of Domestic Production (Supply %) | R |  |  |  |  | EU27 level specific | EU27 level specific | EU27 level specific | EU27 level specific | EU27 level specific | EU27 level specific | EU27 level specific | EU27 level specific
| Share of Non-EU Imports (Supply %) | R |  |  |  |  | EU27 level specific | EU27 level specific | EU27 level specific | EU27 level specific | EU27 level specific | EU27 level specific | EU27 level specific | EU27 level specific
Energy Balance [TWh]
Electricity + | Electricity Generation | R |  |  |  |  | 4.297 | 4.4807 | 4.4683 | 4.4325 | 4.725 | 4.3486 | 4.2116 | 4.3691
| DSR | R
| Net Imports | R |  |  |  |  | 6.9526 | 6.7014 | 6.7939 | 6.7922 | 8.1634 | 8.2787 | 8.3387 | 8.2797
| Electricity Shortage | R |  |  |  |  | 0 | 0 | 0 | 0 | 0 | 0 | 0 | 0
Electricity - | Electricity Demand (Native + Fixed) | I |  |  |  |  | 8.5626 | 8.6014 | 8.6018 | 8.5922 | 9.9793 | 9.8183 | 9.7871 | 9.838
| Pump Load | R |  |  |  |  | 1.6175 | 1.5126 | 1.5917 | 1.5639 | 1.5656 | 1.4857 | 1.4573 | 1.4903
| Electrolyzer Load | R |  |  |  |  | 0.3942 | 0.3942 | 0.3942 | 0.3942 | 0.2987 | 0.28018 | 0.26334 | 0.27715
| Heat Electrical Usage | R
| Net Battery Load | R
| Net EV Load | R |  |  |  |  | 0.67516 | 0.6739 | 0.67443 | 0.67438 | 1.0448 | 1.0432 | 1.0426 | 1.0433
Electricity Balance |  | R |  |  |  |  | 8.6917e-12 | -3.741e-12 | -3.1797e-12 | -5.7192e-13 | 4.8868e-12 | 2.0162e-12 | 7.1054e-15 | 1.7867e-12
H2 + | H2 Domestic Production | R |  |  |  |  | 0.27594 | 0.27594 | 0.27594 | 0.27594 | 0.21208 | 0.19893 | 0.18697 | 0.19678
| NH3 Imports | R
| Non-EU Imports | R
| Net Imports | R | [8 empty] | 6.2084 | 6.2918 | 6.2712 | 6.2669
| H2 Shortage | R |  |  |  |  | 2.1132 | 2.1316 | 2.1175 | 2.1226 | 0 | 0 | 0 | 0
H2 - | H2 Demand | I |  |  |  |  | 2.3891 | 2.4076 | 2.3935 | 2.3985 | 6.4189 | 6.4887 | 6.4575 | 6.4622
| H2 to Hydrogen GT | R |  |  |  |  | 0 | 0 | 0 | 0 | 0.0016 | 0.00205 | 0.0007 | 0.00142
| H2 to Heat | R
| H2 to eFuels | R
| Net H2 Storage Load | R
H2 Balance |  | R |  |  |  |  | 0 | 0 | 0 | 0 | -5.4508e-12 | -4.48e-12 | -1.0507e-12 | -3.3024e-12
Note on C3: Input Value / Result

## LV
|  | I/R | 2030 |  |  |  | 2035 |  |  |  | 2040 |  |  |  | 2050
|  |  | CY1 | CY2 | CY3 | Weighted WS | WS032 | WS037 | WS059 | Weighted WS | WS065 | WS071 | WS077 | Weighted WS | CY1 | CY2 | CY3 | Weighted WS
Installed Capacity [GW]
Electricity | Wind Onshore | I |  |  |  |  | 0.644 | 0.644 | 0.644 | 0.644 | 1.286 | 1.286 | 1.286 | 1.286
| Wind Offshore Radial | I
| Wind Offshore Hub | I
| Solar PV | I |  |  |  |  | 1.29 | 1.29 | 1.29 | 1.29 | 1.545 | 1.545 | 1.545 | 1.545
| Solar CSP | I |  |  |  |  | 0.07 | 0.07 | 0.07 | 0.07 | 0.05 | 0.05 | 0.05 | 0.05
| SRES Electricity | I
| Run of River | I
| Pondage | I |  |  |  |  | 1.592 | 1.592 | 1.592 | 1.592 | 1.592 | 1.592 | 1.592 | 1.592
| Reservoir | I
| PS Turbine | I
| PS Pump | I
| Biofuel | I
| Other RES | I |  |  |  |  | 0.166 | 0.166 | 0.166 | 0.166 | 0.171 | 0.171 | 0.171 | 0.171
| Nuclear | I
| Natural Gas | I |  |  |  |  | 1.051 | 1.051 | 1.051 | 1.051 | 1.003 | 1.003 | 1.003 | 1.003
| Crude Oil | I
| Coal | I
| Hydrogen GT | I
| Fuel Cell | I
| Other Non RES | I
| Adequacy Units | I
| Batteries | I |  |  |  |  | 0.42 | 0.42 | 0.42 | 0.42 | 0.42 | 0.42 | 0.42 | 0.42
| Batteries [GWh] | I |  |  |  |  | 0.84 | 0.84 | 0.84 | 0.84 | 0.84 | 0.84 | 0.84 | 0.84
H2 | SMR (Blue) and Pyrolisis | I
| SMR (Grey) | I
| Electrolyzers E-Market (P2G) [GW Elec] | I |  |  |  |  | 1 | 1 | 1 | 1 | 1 | 1 | 1 | 1
| Electrolyzers DRES (P2G) [GW Elec] | I
| Electrolyzers SRES (P2G) [GW Elec] | I
| H2 Adequacy Units | I
| NH3 Imports - High Band | I
| NH3 Imports - Low Band | I
| NH3 Terminal Capacity | I
| Non-EU H2 Imports - High Band | I
| Non-EU H2 Imports - Low Band | I
| Non-EU H2 Pipeline Capacity | I
| EU Cross-Border Pipeline Capacity (Import) | I |  |  |  |  | 10.5932 | 10.5932 | 10.5932 | 10.5932 | 10.5932 | 10.5932 | 10.5932 | 10.5932
| EU Cross-Border Pipeline Capacity (Export) | I |  |  |  |  | 10.5932 | 10.5932 | 10.5932 | 10.5932 | 10.5932 | 10.5932 | 10.5932 | 10.5932
| H2 Storage Injection Capacity | I |  |  |  |  | 0 | 0 | 0 | 0 | 0 | 0 | 0 | 0
| H2 Storage Withdrawal Capacity [GW] | I
| H2 Storage WGV [TWh] | I
| SNG Capacity (from H2) | I
| E-Liquids Capacity (from H2) | I
Generation [TWh]
Electricity | Wind Onshore | R |  |  |  |  | 1.8065 | 1.5961 | 1.8507 | 1.7306 | 3.0895 | 3.5667 | 3.1303 | 3.2967
| Wind Offshore Radial | R
| Wind Offshore Hub | R
| Solar PV | R |  |  |  |  | 1.1294 | 1.0772 | 1.122 | 1.1045 | 1.4145 | 1.1955 | 1.3826 | 1.3141
| Solar CSP | R |  |  |  |  | 0.053392 | 0.047652 | 0.051865 | 0.05042 | 0.041429 | 0.02689 | 0.038541 | 0.034458
| SRES Electricity | R
| Run of River | R
| Pondage | R |  |  |  |  | 2.6651 | 3.6001 | 2.7499 | 3.0951 | 2.7677 | 3.7884 | 2.5694 | 3.0967
| Reservoir | R
| PS Turbine | R
| Biofuel | R
| Other RES | R |  |  |  |  | 1.4542 | 1.4542 | 1.4542 | 1.4542 | 1.498 | 1.498 | 1.498 | 1.498
| Nuclear | R
| Natural Gas | R |  |  |  |  | 0.28193 | 0.18856 | 0.43302 | 0.29164 | 0.17729 | 0.36119 | 0.2837 | 0.29341
| Crude Oil | R
| Coal | R
| Hydrogen GT | R
| Fuel Cell | R
| Other Non RES | R
| Adequacy Units | R
| ENS | R |  |  |  |  | 0 | 0 | 0 | 0 | 0 | 0 | 0 | 0
| RES Curtailment | R |  |  |  |  | 0 | 0 | 0 | 0 | 0 | 0 | 0 | 0
Electricity - Flexibility | Batteries Charging | R |  |  |  |  | 0.11523 | 0.087285 | 0.12111 | 0.10515 | 0.093544 | 0.064713 | 0.08499 | 0.07859
| Batteries Discharging | R |  |  |  |  | 0.092185 | 0.069828 | 0.096888 | 0.084124 | 0.074835 | 0.05177 | 0.067992 | 0.062872
| EV Discharging (Prosumer) | R |  |  |  |  | 4.4302e-05 | 4.8712e-05 | 4.4633e-05 | 4.6308e-05 | 4.8068e-05 | 4.5347e-05 | 4.8321e-05 | 4.7081e-05
| EV Discharging (E-Market) | R |  |  |  |  | 2.3011e-07 | 5.751e-07 | 2.0362e-07 | 3.6972e-07 | 7.3188e-07 | 1.106e-06 | 8.5832e-07 | 9.3211e-07
| DSR | R |  |  |  |  | 0.00033 | 0.00026 | 0.00351 | 0.0013493 | 0.00063974 | 0.010765 | 0.00079445 | 0.0047517
H2 | SMR (Blue) and Pyrolisis | R
| SMR (Grey) | R
| Electrolyzers E-Market (P2G) | R |  |  |  |  | 3.432 | 3.1045 | 4.002 | 3.4793 | 2.7768 | 2.5572 | 2.3987 | 2.5377
| Electrolyzers DRES (P2G) | R
| Electrolyzers SRES (P2G) | R
| H2 Adequacy Units | R
| NH3 Imports - High Band | R
| NH3 Imports - Low Band | R
| Non-EU H2 Imports - High Band | R
| Non-EU H2 Imports - Low Band | R
| H2 Storage Injection | R
| H2 Storage Withdrawal | R
| Max Hourly State of Charge [%] | R
Heat | Heat Production from H2 HHP [TWh Heat] | I
| Share of Heat from H2 Boilers [%] | R
| Heat Production from CH4 HHP [TWh Heat] | I
| Share of Heat from CH4 Boilers [%] | R
CO2 | CO2 Emissions Electricity Sector [Mt] | R |  |  |  |  | 0.082067 | 0.054866 | 0.12613 | 0.084911 | 0.043657 | 0.088939 | 0.069858 | 0.07225
| CO2 Emissions Hydrogen Sector [Mt] | R |  |  |  |  | 0 | 0 | 0 | 0 | 0 | 0 | 0 | 0
FLH [h]
Electricity | Wind Onshore | R |  |  |  |  | 2805.171 | 2478.415 | 2873.713 | 2687.2848 | 2402.417 | 2773.483 | 2434.119 | 2563.5242
| Wind Offshore Radial | R
| Wind Offshore Hub | R
| Solar PV | R |  |  |  |  | 875.526 | 835.064 | 869.739 | 856.2176 | 915.549 | 773.765 | 894.861 | 850.5602
| Solar CSP | R |  |  |  |  | 762.747 | 680.736 | 740.93 | 720.2827 | 828.58 | 537.791 | 770.826 | 689.1628
| SRES Electricity | R
| Run of River | R
| Pondage | R |  |  |  |  | 1674.0782 | 2261.3419 | 1727.3011 | 1944.1651 | 1738.4748 | 2379.6725 | 1613.9227 | 1945.133
| Reservoir | R
| PS Turbine | R
| Biofuel | R
| Other RES | R |  |  |  |  | 8760 | 8760 | 8760 | 8760 | 8760 | 8760 | 8760 | 8760
| Nuclear | R
| Natural Gas | R |  |  |  |  | 268.2497 | 179.4119 | 412.0036 | 277.4882 | 176.7626 | 360.1064 | 282.8517 | 292.5358
| Crude Oil | R
| Coal | R
| Hydrogen GT | R
| Fuel Cell | R
| Other Non RES | R
| Adequacy Units | R
| Batteries | R |  |  |  |  | 219.4888 | 166.2567 | 230.6866 | 200.2943 | 178.1785 | 123.263 | 161.8853 | 149.695
H2 | SMR (Blue) and Pyrolisis | R
| SMR (Grey) | R
| Electrolyzers E-Market (P2G) | R |  |  |  |  | 4902.789 | 4435.0654 | 5717.2071 | 4970.4258 | 3910.9372 | 3601.6633 | 3378.5149 | 3574.2587
| Electrolyzers DRES (P2G) | R
| Electrolyzers SRES (P2G) | R
| H2 Adequacy Units | R
| NH3 Terminals (Import) | R
| Non-EU H2 Pipelines (Import) | R
| H2 Pipelines (Import) | R |  |  |  |  | 764.6199 | 1365.1441 | 687.1611 | 997.2839 | 991.5948 | 1084.9568 | 1185.2213 | 1106.3902
| H2 Pipelines (Export) | R |  |  |  |  | 1088.5962 | 1658.2132 | 1064.9542 | 1325.7296 | 1253.7215 | 1326.3547 | 1411.6629 | 1345.9513
| H2 to SNG | R
| H2 to E-Liquids | R
Exchange [TWh]
Electricity | Imports | R |  |  |  |  | 9.6061 | 9.5989 | 10.0429 | 9.7472 | 10.2368 | 8.8185 | 9.9929 | 9.5719
| Exports | R |  |  |  |  | 2.3934 | 3.3415 | 2.2609 | 2.7573 | 4.9594 | 5.3313 | 5.1128 | 5.1695
H2 | NH3 Imports | R
| Non-EU Imports | R
| EU Imports | R |  |  |  |  | 8.0998 | 14.4613 | 7.2792 | 10.5644 | 10.5042 | 11.4932 | 12.5553 | 11.7202
| EU Exports | R |  |  |  |  | 11.5317 | 17.5658 | 11.2813 | 14.0437 | 13.2809 | 14.0504 | 14.9541 | 14.258
E-Fuels | SNG Imports [TWh H2] | R |  |  |  |  | EU27 level specific | EU27 level specific | EU27 level specific | EU27 level specific | EU27 level specific | EU27 level specific | EU27 level specific | EU27 level specific
| E-Liquid Imports [TWh H2] | R |  |  |  |  | EU27 level specific | EU27 level specific | EU27 level specific | EU27 level specific | EU27 level specific | EU27 level specific | EU27 level specific | EU27 level specific
Consumption [TWh]
Electricity | Native Demand (Prosumer) | I |  |  |  |  | 0 | 0 | 0 | 0 | 0 | 0 | 0 | 0
| Fixed Load (Prosumer) | I |  |  |  |  | 0 | 0 | 0 | 0 | 0 | 0 | 0 | 0
| Charging Station Load (Prosumer) | R |  |  |  |  | 0.00060326 | 0.00060825 | 0.00060364 | 0.00060553 | 0.00060185 | 0.00059877 | 0.00060213 | 0.00060073
| Native Demand (E-Market) | I |  |  |  |  | 9.677 | 9.7682 | 9.7048 | 9.7254 | 10.336 | 10.3192 | 10.387 | 10.3497
| Fixed Load (Emarket) | I |  |  |  |  | 0 | 0 | 0 | 0 | 0 | 0 | 0 | 0
| Charging Station Load (E-Market) | R |  |  |  |  | 0.00023089 | 0.00023128 | 0.00023086 | 0.00023105 | 0.00022977 | 0.00023019 | 0.00022991 | 0.00023
| PS Pump Load | R
| Electrolyzers E-Market (P2G) | R |  |  |  |  | 4.9028 | 4.4351 | 5.7172 | 4.9704 | 3.9109 | 3.6017 | 3.3785 | 3.5743
| Electricity for H2 HHPs | R
| Electricity for CH4 HHPs | R
H2 | H2 Demand | I |  |  |  |  | 0 | 0 | 0 | 0 | 0 | 0 | 0 | 0
| Shortage Quantity | R |  |  |  |  | 0 | 0 | 0 | 0 | 0 | 0 | 0 | 0
| H2 for Hydrogen GT | R
| H2 for HHP Boilers | R
| H2 to SNG | R
| H2 to E-Liquids | R
Methane | CH4 for HHP Boilers | R
CO2 | CO2 to E-Fuels [kt] | R |  |  |  |  | EU27 level specific | EU27 level specific | EU27 level specific | EU27 level specific | EU27 level specific | EU27 level specific | EU27 level specific | EU27 level specific
Fuels | E-Fuel Demand [TWh H2] | I |  |  |  |  | EU27 level specific | EU27 level specific | EU27 level specific | EU27 level specific | EU27 level specific | EU27 level specific | EU27 level specific | EU27 level specific
| E-Fuel Shortage [TWh H2] | R |  |  |  |  | EU27 level specific | EU27 level specific | EU27 level specific | EU27 level specific | EU27 level specific | EU27 level specific | EU27 level specific | EU27 level specific
Prices [€/MWh]
Electricity | 10%-Quan. | R |  |  |  |  | 0.01 | 0.019116 | 0.01 | 0.01392 | 0.02 | 0.05 | 14.9572 | 6.0069
| Load-Weighted Average | R |  |  |  |  | 35.2054 | 27.9625 | 30.894 | 30.6682 | 37.2946 | 46.8834 | 46.5238 | 44.8218
| 90%-Quan. | R |  |  |  |  | 94.9607 | 86.648 | 99.079 | 92.7453 | 78.3502 | 116.4983 | 114.2414 | 107.9659
H2 | 10%-Quan. | R
| Load-Weighted Average | R
| 90%-Quan. | R
Import Share [%]
H2 | Share of Domestic Production (Supply %) | R |  |  |  |  | EU27 level specific | EU27 level specific | EU27 level specific | EU27 level specific | EU27 level specific | EU27 level specific | EU27 level specific | EU27 level specific
| Share of Non-EU Imports (Supply %) | R |  |  |  |  | EU27 level specific | EU27 level specific | EU27 level specific | EU27 level specific | EU27 level specific | EU27 level specific | EU27 level specific | EU27 level specific
Energy Balance [TWh]
Electricity + | Electricity Generation | R |  |  |  |  | 7.3906 | 7.9638 | 7.6615 | 7.7265 | 8.9884 | 10.4366 | 8.9024 | 9.5333
| DSR | R |  |  |  |  | 0.00033 | 0.00026 | 0.00351 | 0.0013493 | 0.00063974 | 0.010765 | 0.00079445 | 0.0047517
| Net Imports | R |  |  |  |  | 7.2127 | 6.2575 | 7.782 | 6.9898 | 5.2774 | 3.4872 | 4.8801 | 4.4024
| Electricity Shortage | R |  |  |  |  | 0 | 0 | 0 | 0 | 0 | 0 | 0 | 0
Electricity - | Electricity Demand (Native + Fixed) | I |  |  |  |  | 9.677 | 9.7682 | 9.7048 | 9.7254 | 10.336 | 10.3192 | 10.387 | 10.3497
| Pump Load | R
| Electrolyzer Load | R |  |  |  |  | 4.9028 | 4.4351 | 5.7172 | 4.9704 | 3.9109 | 3.6017 | 3.3785 | 3.5743
| Heat Electrical Usage | R
| Net Battery Load | R |  |  |  |  | 0.023046 | 0.017457 | 0.024222 | 0.021031 | 0.018709 | 0.012943 | 0.016998 | 0.015718
| Net EV Load | R |  |  |  |  | 0.00078962 | 0.00079024 | 0.00078966 | 0.0007899 | 0.00078282 | 0.00078251 | 0.00078287 | 0.00078271
Electricity Balance |  | R |  |  |  |  | 2.0641e-12 | -5.8691e-12 | 8.7717e-12 | 8.6633e-13 | 1.9877e-12 | 1.0997e-11 | -1.5277e-12 | 4.1855e-12
H2 + | H2 Domestic Production | R |  |  |  |  | 3.432 | 3.1045 | 4.002 | 3.4793 | 2.7768 | 2.5572 | 2.3987 | 2.5377
| NH3 Imports | R
| Non-EU Imports | R
| Net Imports | R |  |  |  |  | -3.432 | -3.1045 | -4.002 | -3.4793 | -2.7768 | -2.5572 | -2.3987 | -2.5377
| H2 Shortage | R |  |  |  |  | 0 | 0 | 0 | 0 | 0 | 0 | 0 | 0
H2 - | H2 Demand | I |  |  |  |  | 0 | 0 | 0 | 0 | 0 | 0 | 0 | 0
| H2 to Hydrogen GT | R
| H2 to Heat | R
| H2 to eFuels | R
| Net H2 Storage Load | R
H2 Balance |  | R |  |  |  |  | -8.0869e-13 | -1.4451e-12 | -8.3222e-13 | -1.0901e-12 | -3.8058e-13 | -4.6807e-13 | -4.0812e-13 | -4.2659e-13
Note on C3: Input Value / Result

## MD
|  | I/R | 2030 |  |  |  | 2035 |  |  |  | 2040 |  |  |  | 2050
|  |  | CY1 | CY2 | CY3 | Weighted WS | WS032 | WS037 | WS059 | Weighted WS | WS065 | WS071 | WS077 | Weighted WS | CY1 | CY2 | CY3 | Weighted WS
Installed Capacity [GW]
Electricity | Wind Onshore | I |  |  |  |  | 0.8675 | 0.8675 | 0.8675 | 0.8675 | 0.9045 | 0.9045 | 0.9045 | 0.9045
| Wind Offshore Radial | I
| Wind Offshore Hub | I
| Solar PV | I
| Solar CSP | I
| SRES Electricity | I
| Run of River | I |  |  |  |  | 0.0645 | 0.0645 | 0.0645 | 0.0645 | 0.0645 | 0.0645 | 0.0645 | 0.0645
| Pondage | I
| Reservoir | I
| PS Turbine | I
| PS Pump | I
| Biofuel | I
| Other RES | I |  |  |  |  | 0.00342 | 0.00342 | 0.00342 | 0.00342 | 0.00342 | 0.00342 | 0.00342 | 0.00342
| Nuclear | I
| Natural Gas | I |  |  |  |  | 0.78 | 0.78 | 0.78 | 0.78 | 0.78 | 0.78 | 0.78 | 0.78
| Crude Oil | I
| Coal | I |  |  |  |  | 0.55 | 0.55 | 0.55 | 0.55 | 0.55 | 0.55 | 0.55 | 0.55
| Hydrogen GT | I
| Fuel Cell | I
| Other Non RES | I
| Adequacy Units | I
| Batteries | I
| Batteries [GWh] | I
H2 | SMR (Blue) and Pyrolisis | I
| SMR (Grey) | I
| Electrolyzers E-Market (P2G) [GW Elec] | I
| Electrolyzers DRES (P2G) [GW Elec] | I
| Electrolyzers SRES (P2G) [GW Elec] | I
| H2 Adequacy Units | I
| NH3 Imports - High Band | I
| NH3 Imports - Low Band | I
| NH3 Terminal Capacity | I
| Non-EU H2 Imports - High Band | I
| Non-EU H2 Imports - Low Band | I
| Non-EU H2 Pipeline Capacity | I
| EU Cross-Border Pipeline Capacity (Import) | I
| EU Cross-Border Pipeline Capacity (Export) | I
| H2 Storage Injection Capacity | I
| H2 Storage Withdrawal Capacity [GW] | I
| H2 Storage WGV [TWh] | I
| SNG Capacity (from H2) | I
| E-Liquids Capacity (from H2) | I
Generation [TWh]
Electricity | Wind Onshore | R |  |  |  |  | 2.5358 | 3.0412 | 3.0477 | 2.922 | 2.7972 | 2.8115 | 2.6178 | 2.7312
| Wind Offshore Radial | R
| Wind Offshore Hub | R
| Solar PV | R
| Solar CSP | R
| SRES Electricity | R
| Run of River | R |  |  |  |  | 0.27025 | 0.2702 | 0.2704 | 0.27028 | 0.27026 | 0.27048 | 0.27039 | 0.2704
| Pondage | R
| Reservoir | R
| PS Turbine | R
| Biofuel | R
| Other RES | R |  |  |  |  | 0.029913 | 0.029922 | 0.029943 | 0.029926 | 0.029932 | 0.029956 | 0.029942 | 0.029946
| Nuclear | R
| Natural Gas | R |  |  |  |  | 0.47666 | 0.053602 | 0.037636 | 0.14987 | 0.0018363 | 0.02933 | 0.00043151 | 0.012272
| Crude Oil | R
| Coal | R |  |  |  |  | 0 | 0 | 0 | 0 | 0 | 0 | 0 | 0
| Hydrogen GT | R
| Fuel Cell | R
| Other Non RES | R
| Adequacy Units | R
| ENS | R |  |  |  |  | 0 | 0 | 0 | 0 | 0 | 0 | 0 | 0
| RES Curtailment | R |  |  |  |  | 0.00084947 | 0.00037211 | 0.00014087 | 0.00041037 | 0.00072035 | 1.6524e-05 | 0.00033832 | 0.00028601
Electricity - Flexibility | Batteries Charging | R
| Batteries Discharging | R
| EV Discharging (Prosumer) | R
| EV Discharging (E-Market) | R
| DSR | R
H2 | SMR (Blue) and Pyrolisis | R
| SMR (Grey) | R
| Electrolyzers E-Market (P2G) | R
| Electrolyzers DRES (P2G) | R
| Electrolyzers SRES (P2G) | R
| H2 Adequacy Units | R
| NH3 Imports - High Band | R
| NH3 Imports - Low Band | R
| Non-EU H2 Imports - High Band | R
| Non-EU H2 Imports - Low Band | R
| H2 Storage Injection | R
| H2 Storage Withdrawal | R
| Max Hourly State of Charge [%] | R
Heat | Heat Production from H2 HHP [TWh Heat] | I
| Share of Heat from H2 Boilers [%] | R
| Heat Production from CH4 HHP [TWh Heat] | I
| Share of Heat from CH4 Boilers [%] | R
CO2 | CO2 Emissions Electricity Sector [Mt] | R |  |  |  |  | 0.23094 | 0.02597 | 0.018235 | 0.07261 | 0.0007536 | 0.012037 | 0.00017709 | 0.0050364
| CO2 Emissions Hydrogen Sector [Mt] | R |  |  |  |  | 0 | 0 | 0 | 0 | 0 | 0 | 0 | 0
FLH [h]
Electricity | Wind Onshore | R |  |  |  |  | 2923.0976 | 3505.6994 | 3513.2007 | 3368.3504 | 3092.5268 | 3108.3295 | 2894.2449 | 3019.5351
| Wind Offshore Radial | R
| Wind Offshore Hub | R
| Solar PV | R
| Solar CSP | R
| SRES Electricity | R
| Run of River | R |  |  |  |  | 4189.9998 | 4189.1473 | 4192.2443 | 4190.3739 | 4190.1066 | 4193.4561 | 4192.0198 | 4192.2117
| Pondage | R
| Reservoir | R
| PS Turbine | R
| Biofuel | R
| Other RES | R |  |  |  |  | 8746.3515 | 8749 | 8755.1468 | 8750.3928 | 8752 | 8759 | 8755 | 8756
| Nuclear | R
| Natural Gas | R |  |  |  |  | 611.1008 | 68.7205 | 48.2511 | 192.1369 | 2.3542 | 37.6029 | 0.55322 | 15.7333
| Crude Oil | R
| Coal | R |  |  |  |  | 0 | 0 | 0 | 0 | 0 | 0 | 0 | 0
| Hydrogen GT | R
| Fuel Cell | R
| Other Non RES | R
| Adequacy Units | R
| Batteries | R
H2 | SMR (Blue) and Pyrolisis | R
| SMR (Grey) | R
| Electrolyzers E-Market (P2G) | R
| Electrolyzers DRES (P2G) | R
| Electrolyzers SRES (P2G) | R
| H2 Adequacy Units | R
| NH3 Terminals (Import) | R
| Non-EU H2 Pipelines (Import) | R
| H2 Pipelines (Import) | R
| H2 Pipelines (Export) | R
| H2 to SNG | R
| H2 to E-Liquids | R
Exchange [TWh]
Electricity | Imports | R |  |  |  |  | 5.1852 | 4.9639 | 5.1345 | 5.0733 | 5.7019 | 5.6466 | 5.8767 | 5.7497
| Exports | R |  |  |  |  | 1.3971 | 1.3582 | 1.2867 | 1.344 | 0.85742 | 1.0138 | 0.84854 | 0.91643
H2 | NH3 Imports | R
| Non-EU Imports | R
| EU Imports | R
| EU Exports | R
E-Fuels | SNG Imports [TWh H2] | R |  |  |  |  | EU27 level specific | EU27 level specific | EU27 level specific | EU27 level specific | EU27 level specific | EU27 level specific | EU27 level specific | EU27 level specific
| E-Liquid Imports [TWh H2] | R |  |  |  |  | EU27 level specific | EU27 level specific | EU27 level specific | EU27 level specific | EU27 level specific | EU27 level specific | EU27 level specific | EU27 level specific
Consumption [TWh]
Electricity | Native Demand (Prosumer) | I
| Fixed Load (Prosumer) | I
| Charging Station Load (Prosumer) | R
| Native Demand (E-Market) | I |  |  |  |  | 7.1007 | 7.0006 | 7.2335 | 7.1015 | 7.9437 | 7.774 | 7.9467 | 7.877
| Fixed Load (Emarket) | I |  |  |  |  | 0 | 0 | 0 | 0 | 0 | 0 | 0 | 0
| Charging Station Load (E-Market) | R
| PS Pump Load | R
| Electrolyzers E-Market (P2G) | R
| Electricity for H2 HHPs | R
| Electricity for CH4 HHPs | R
H2 | H2 Demand | I |  |  |  |  | 0 | 0 | 0 | 0 | 0 | 0 | 0 | 0
| Shortage Quantity | R |  |  |  |  | 0 | 0 | 0 | 0 | 0 | 0 | 0 | 0
| H2 for Hydrogen GT | R
| H2 for HHP Boilers | R
| H2 to SNG | R
| H2 to E-Liquids | R
Methane | CH4 for HHP Boilers | R
CO2 | CO2 to E-Fuels [kt] | R |  |  |  |  | EU27 level specific | EU27 level specific | EU27 level specific | EU27 level specific | EU27 level specific | EU27 level specific | EU27 level specific | EU27 level specific
Fuels | E-Fuel Demand [TWh H2] | I |  |  |  |  | EU27 level specific | EU27 level specific | EU27 level specific | EU27 level specific | EU27 level specific | EU27 level specific | EU27 level specific | EU27 level specific
| E-Fuel Shortage [TWh H2] | R |  |  |  |  | EU27 level specific | EU27 level specific | EU27 level specific | EU27 level specific | EU27 level specific | EU27 level specific | EU27 level specific | EU27 level specific
Prices [€/MWh]
Electricity | 10%-Quan. | R |  |  |  |  | 12.3604 | 12.2815 | 12.0987 | 12.2401 | 11.8628 | 12.2296 | 12.2671 | 12.1712
| Load-Weighted Average | R |  |  |  |  | 41.1292 | 18.9304 | 25.7229 | 26.4997 | 26.5638 | 25.5483 | 32.5657 | 28.5583
| 90%-Quan. | R |  |  |  |  | 90.4173 | 23.9229 | 39.1428 | 44.9041 | 49.3337 | 56.8411 | 70.4741 | 60.7928
H2 | 10%-Quan. | R
| Load-Weighted Average | R
| 90%-Quan. | R
Import Share [%]
H2 | Share of Domestic Production (Supply %) | R |  |  |  |  | EU27 level specific | EU27 level specific | EU27 level specific | EU27 level specific | EU27 level specific | EU27 level specific | EU27 level specific | EU27 level specific
| Share of Non-EU Imports (Supply %) | R |  |  |  |  | EU27 level specific | EU27 level specific | EU27 level specific | EU27 level specific | EU27 level specific | EU27 level specific | EU27 level specific | EU27 level specific
Energy Balance [TWh]
Electricity + | Electricity Generation | R |  |  |  |  | 3.3126 | 3.3949 | 3.3857 | 3.3721 | 3.0992 | 3.1412 | 2.9186 | 3.0438
| DSR | R
| Net Imports | R |  |  |  |  | 3.7881 | 3.6057 | 3.8478 | 3.7294 | 4.8445 | 4.6328 | 5.0281 | 4.8333
| Electricity Shortage | R |  |  |  |  | 0 | 0 | 0 | 0 | 0 | 0 | 0 | 0
Electricity - | Electricity Demand (Native + Fixed) | I |  |  |  |  | 7.1007 | 7.0006 | 7.2335 | 7.1015 | 7.9437 | 7.774 | 7.9467 | 7.877
| Pump Load | R
| Electrolyzer Load | R
| Heat Electrical Usage | R
| Net Battery Load | R
| Net EV Load | R
Electricity Balance |  | R |  |  |  |  | -1.9504e-12 | 4.3601e-12 | 2.7187e-12 | 2.3039e-12 | 8.8818e-16 | 3.3893e-12 | 0 | 1.3559e-12
H2 + | H2 Domestic Production | R
| NH3 Imports | R
| Non-EU Imports | R
| Net Imports | R
| H2 Shortage | R |  |  |  |  | 0 | 0 | 0 | 0 | 0 | 0 | 0 | 0
H2 - | H2 Demand | I |  |  |  |  | 0 | 0 | 0 | 0 | 0 | 0 | 0 | 0
| H2 to Hydrogen GT | R
| H2 to Heat | R
| H2 to eFuels | R
| Net H2 Storage Load | R
H2 Balance |  | R |  |  |  |  | 0 | 0 | 0 | 0 | 0 | 0 | 0 | 0
Note on C3: Input Value / Result

## ME
|  | I/R | 2030 |  |  |  | 2035 |  |  |  | 2040 |  |  |  | 2050
|  |  | CY1 | CY2 | CY3 | Weighted WS | WS032 | WS037 | WS059 | Weighted WS | WS065 | WS071 | WS077 | Weighted WS | CY1 | CY2 | CY3 | Weighted WS
Installed Capacity [GW]
Electricity | Wind Onshore | I |  |  |  |  | 0.3134 | 0.3134 | 0.3134 | 0.3134 | 0.3134 | 0.3134 | 0.3134 | 0.3134
| Wind Offshore Radial | I
| Wind Offshore Hub | I
| Solar PV | I
| Solar CSP | I
| SRES Electricity | I
| Run of River | I |  |  |  |  | 0.581 | 0.581 | 0.581 | 0.581 | 0.581 | 0.581 | 0.581 | 0.581
| Pondage | I
| Reservoir | I |  |  |  |  | 0.706 | 0.706 | 0.706 | 0.706 | 0.706 | 0.706 | 0.706 | 0.706
| PS Turbine | I
| PS Pump | I
| Biofuel | I
| Other RES | I
| Nuclear | I
| Natural Gas | I
| Crude Oil | I
| Coal | I |  |  |  |  | 0.225 | 0.225 | 0.225 | 0.225
| Hydrogen GT | I
| Fuel Cell | I
| Other Non RES | I
| Adequacy Units | I
| Batteries | I
| Batteries [GWh] | I
H2 | SMR (Blue) and Pyrolisis | I
| SMR (Grey) | I
| Electrolyzers E-Market (P2G) [GW Elec] | I
| Electrolyzers DRES (P2G) [GW Elec] | I
| Electrolyzers SRES (P2G) [GW Elec] | I
| H2 Adequacy Units | I
| NH3 Imports - High Band | I
| NH3 Imports - Low Band | I
| NH3 Terminal Capacity | I
| Non-EU H2 Imports - High Band | I
| Non-EU H2 Imports - Low Band | I
| Non-EU H2 Pipeline Capacity | I
| EU Cross-Border Pipeline Capacity (Import) | I
| EU Cross-Border Pipeline Capacity (Export) | I
| H2 Storage Injection Capacity | I
| H2 Storage Withdrawal Capacity [GW] | I
| H2 Storage WGV [TWh] | I
| SNG Capacity (from H2) | I
| E-Liquids Capacity (from H2) | I
Generation [TWh]
Electricity | Wind Onshore | R |  |  |  |  | 0.81097 | 0.98674 | 0.96689 | 0.938 | 0.83113 | 0.85574 | 0.77039 | 0.81668
| Wind Offshore Radial | R
| Wind Offshore Hub | R
| Solar PV | R
| Solar CSP | R
| SRES Electricity | R
| Run of River | R |  |  |  |  | 1.1408 | 2.2161 | 1.8278 | 1.8299 | 1.3406 | 1.5512 | 1.3245 | 1.4184
| Pondage | R
| Reservoir | R |  |  |  |  | 1.4395 | 3.8409 | 2.9569 | 2.9729 | 1.9693 | 2.6048 | 2.0616 | 2.2604
| PS Turbine | R
| Biofuel | R
| Other RES | R
| Nuclear | R
| Natural Gas | R
| Crude Oil | R
| Coal | R |  |  |  |  | 0 | 0 | 0 | 0
| Hydrogen GT | R
| Fuel Cell | R
| Other Non RES | R
| Adequacy Units | R
| ENS | R |  |  |  |  | 0 | 0 | 0 | 0 | 0 | 0 | 0 | 0
| RES Curtailment | R |  |  |  |  | 0.0038157 | 0.011445 | 0.0033907 | 0.0069562 | 0.0020073 | 0.00453 | 0.0014804 | 0.0028056
Electricity - Flexibility | Batteries Charging | R
| Batteries Discharging | R
| EV Discharging (Prosumer) | R
| EV Discharging (E-Market) | R
| DSR | R
H2 | SMR (Blue) and Pyrolisis | R
| SMR (Grey) | R
| Electrolyzers E-Market (P2G) | R
| Electrolyzers DRES (P2G) | R
| Electrolyzers SRES (P2G) | R
| H2 Adequacy Units | R
| NH3 Imports - High Band | R
| NH3 Imports - Low Band | R
| Non-EU H2 Imports - High Band | R
| Non-EU H2 Imports - Low Band | R
| H2 Storage Injection | R
| H2 Storage Withdrawal | R
| Max Hourly State of Charge [%] | R
Heat | Heat Production from H2 HHP [TWh Heat] | I
| Share of Heat from H2 Boilers [%] | R
| Heat Production from CH4 HHP [TWh Heat] | I
| Share of Heat from CH4 Boilers [%] | R
CO2 | CO2 Emissions Electricity Sector [Mt] | R |  |  |  |  | 0 | 0 | 0 | 0 | 0 | 0 | 0 | 0
| CO2 Emissions Hydrogen Sector [Mt] | R
FLH [h]
Electricity | Wind Onshore | R |  |  |  |  | 2587.6477 | 3148.4911 | 3085.1648 | 2992.991 | 2651.9829 | 2730.5117 | 2458.1704 | 2605.8694
| Wind Offshore Radial | R
| Wind Offshore Hub | R
| Solar PV | R
| Solar CSP | R
| SRES Electricity | R
| Run of River | R |  |  |  |  | 1963.5207 | 3814.354 | 3145.9623 | 3149.5848 | 2307.44 | 2669.7999 | 2279.6495 | 2441.2677
| Pondage | R
| Reservoir | R |  |  |  |  | 2038.9978 | 5440.3992 | 4188.2451 | 4210.852 | 2789.4135 | 3689.5562 | 2920.0778 | 3201.7363
| PS Turbine | R
| Biofuel | R
| Other RES | R
| Nuclear | R
| Natural Gas | R
| Crude Oil | R
| Coal | R |  |  |  |  | 0 | 0 | 0 | 0
| Hydrogen GT | R
| Fuel Cell | R
| Other Non RES | R
| Adequacy Units | R
| Batteries | R
H2 | SMR (Blue) and Pyrolisis | R
| SMR (Grey) | R
| Electrolyzers E-Market (P2G) | R
| Electrolyzers DRES (P2G) | R
| Electrolyzers SRES (P2G) | R
| H2 Adequacy Units | R
| NH3 Terminals (Import) | R
| Non-EU H2 Pipelines (Import) | R
| H2 Pipelines (Import) | R
| H2 Pipelines (Export) | R
| H2 to SNG | R
| H2 to E-Liquids | R
Exchange [TWh]
Electricity | Imports | R |  |  |  |  | 6.7602 | 5.1527 | 6.0281 | 5.8274 | 7.7429 | 6.4587 | 7.5112 | 7.1366
| Exports | R |  |  |  |  | 7.1276 | 9.2316 | 8.6956 | 8.5497 | 8.8422 | 8.5336 | 8.6733 | 8.6512
H2 | NH3 Imports | R
| Non-EU Imports | R
| EU Imports | R
| EU Exports | R
E-Fuels | SNG Imports [TWh H2] | R |  |  |  |  | EU27 level specific | EU27 level specific | EU27 level specific | EU27 level specific | EU27 level specific | EU27 level specific | EU27 level specific | EU27 level specific
| E-Liquid Imports [TWh H2] | R |  |  |  |  | EU27 level specific | EU27 level specific | EU27 level specific | EU27 level specific | EU27 level specific | EU27 level specific | EU27 level specific | EU27 level specific
Consumption [TWh]
Electricity | Native Demand (Prosumer) | I
| Fixed Load (Prosumer) | I
| Charging Station Load (Prosumer) | R
| Native Demand (E-Market) | I |  |  |  |  | 3.0239 | 2.965 | 3.0842 | 3.0184 | 3.0417 | 2.9368 | 2.9943 | 2.9808
| Fixed Load (Emarket) | I |  |  |  |  | 0 | 0 | 0 | 0 | 0 | 0 | 0 | 0
| Charging Station Load (E-Market) | R
| PS Pump Load | R
| Electrolyzers E-Market (P2G) | R
| Electricity for H2 HHPs | R
| Electricity for CH4 HHPs | R
H2 | H2 Demand | I
| Shortage Quantity | R
| H2 for Hydrogen GT | R
| H2 for HHP Boilers | R
| H2 to SNG | R
| H2 to E-Liquids | R
Methane | CH4 for HHP Boilers | R
CO2 | CO2 to E-Fuels [kt] | R |  |  |  |  | EU27 level specific | EU27 level specific | EU27 level specific | EU27 level specific | EU27 level specific | EU27 level specific | EU27 level specific | EU27 level specific
Fuels | E-Fuel Demand [TWh H2] | I |  |  |  |  | EU27 level specific | EU27 level specific | EU27 level specific | EU27 level specific | EU27 level specific | EU27 level specific | EU27 level specific | EU27 level specific
| E-Fuel Shortage [TWh H2] | R |  |  |  |  | EU27 level specific | EU27 level specific | EU27 level specific | EU27 level specific | EU27 level specific | EU27 level specific | EU27 level specific | EU27 level specific
Prices [€/MWh]
Electricity | 10%-Quan. | R |  |  |  |  | 0.02 | 0.02 | 0.03 | 0.0233 | 0.02 | 0.02 | 0.04 | 0.028
| Load-Weighted Average | R |  |  |  |  | 48.3945 | 19.0053 | 27.5262 | 28.8706 | 27.796 | 25.9089 | 36.0548 | 30.3447
| 90%-Quan. | R |  |  |  |  | 105.9001 | 31.8839 | 40.6426 | 52.5382 | 49.4918 | 70.457 | 71.8659 | 66.8275
H2 | 10%-Quan. | R
| Load-Weighted Average | R
| 90%-Quan. | R
Import Share [%]
H2 | Share of Domestic Production (Supply %) | R |  |  |  |  | EU27 level specific | EU27 level specific | EU27 level specific | EU27 level specific | EU27 level specific | EU27 level specific | EU27 level specific | EU27 level specific
| Share of Non-EU Imports (Supply %) | R |  |  |  |  | EU27 level specific | EU27 level specific | EU27 level specific | EU27 level specific | EU27 level specific | EU27 level specific | EU27 level specific | EU27 level specific
Energy Balance [TWh]
Electricity + | Electricity Generation | R |  |  |  |  | 3.3913 | 7.0438 | 5.7516 | 5.7408 | 4.1411 | 5.0117 | 4.1564 | 4.4955
| DSR | R
| Net Imports | R |  |  |  |  | -0.36745 | -4.0788 | -2.6674 | -2.7223 | -1.0993 | -2.0749 | -1.1621 | -1.5147
| Electricity Shortage | R |  |  |  |  | 0 | 0 | 0 | 0 | 0 | 0 | 0 | 0
Electricity - | Electricity Demand (Native + Fixed) | I |  |  |  |  | 3.0239 | 2.965 | 3.0842 | 3.0184 | 3.0417 | 2.9368 | 2.9943 | 2.9808
| Pump Load | R
| Electrolyzer Load | R
| Heat Electrical Usage | R
| Net Battery Load | R
| Net EV Load | R
Electricity Balance |  | R |  |  |  |  | 4.6101e-12 | 3.8995e-12 | -1.4326e-12 | 2.3105e-12 | -2.4172e-12 | -1.5805e-12 | -2.5309e-12 | -2.128e-12
H2 + | H2 Domestic Production | R
| NH3 Imports | R
| Non-EU Imports | R
| Net Imports | R
| H2 Shortage | R
H2 - | H2 Demand | I
| H2 to Hydrogen GT | R
| H2 to Heat | R
| H2 to eFuels | R
| Net H2 Storage Load | R
H2 Balance |  | R
Note on C3: Input Value / Result

## MK
|  | I/R | 2030 |  |  |  | 2035 |  |  |  | 2040 |  |  |  | 2050
|  |  | CY1 | CY2 | CY3 | Weighted WS | WS032 | WS037 | WS059 | Weighted WS | WS065 | WS071 | WS077 | Weighted WS | CY1 | CY2 | CY3 | Weighted WS
Installed Capacity [GW]
Electricity | Wind Onshore | I |  |  |  |  | 0.274 | 0.274 | 0.274 | 0.274 | 0.41 | 0.41 | 0.41 | 0.41
| Wind Offshore Radial | I
| Wind Offshore Hub | I
| Solar PV | I |  |  |  |  | 2.1218 | 2.1218 | 2.1218 | 2.1218 | 2.1418 | 2.1418 | 2.1418 | 2.1418
| Solar CSP | I
| SRES Electricity | I
| Run of River | I |  |  |  |  | 0.2305 | 0.2305 | 0.2305 | 0.2305 | 0.2305 | 0.2305 | 0.2305 | 0.2305
| Pondage | I
| Reservoir | I |  |  |  |  | 0.5386 | 0.5386 | 0.5386 | 0.5386 | 0.7286 | 0.7286 | 0.7286 | 0.7286
| PS Turbine | I |  |  |  |  | 0.33285 | 0.33285 | 0.33285 | 0.33285 | 0.33285 | 0.33285 | 0.33285 | 0.33285
| PS Pump | I |  |  |  |  | 0.34734 | 0.34734 | 0.34734 | 0.34734 | 0.34734 | 0.34734 | 0.34734 | 0.34734
| Biofuel | I
| Other RES | I |  |  |  |  | 0.031 | 0.031 | 0.031 | 0.031 | 0.031 | 0.031 | 0.031 | 0.031
| Nuclear | I
| Natural Gas | I |  |  |  |  | 0.7595 | 0.7595 | 0.7595 | 0.7595 | 0.7595 | 0.7595 | 0.7595 | 0.7595
| Crude Oil | I
| Coal | I
| Hydrogen GT | I
| Fuel Cell | I
| Other Non RES | I
| Adequacy Units | I
| Batteries | I |  |  |  |  | 0.08 | 0.08 | 0.08 | 0.08 | 0.2 | 0.2 | 0.2 | 0.2
| Batteries [GWh] | I |  |  |  |  | 0.32 | 0.32 | 0.32 | 0.32 | 0.8 | 0.8 | 0.8 | 0.8
H2 | SMR (Blue) and Pyrolisis | I
| SMR (Grey) | I
| Electrolyzers E-Market (P2G) [GW Elec] | I
| Electrolyzers DRES (P2G) [GW Elec] | I
| Electrolyzers SRES (P2G) [GW Elec] | I
| H2 Adequacy Units | I
| NH3 Imports - High Band | I
| NH3 Imports - Low Band | I
| NH3 Terminal Capacity | I
| Non-EU H2 Imports - High Band | I
| Non-EU H2 Imports - Low Band | I
| Non-EU H2 Pipeline Capacity | I
| EU Cross-Border Pipeline Capacity (Import) | I | [8 empty] | 0.082239 | 0.082239 | 0.082239 | 0.082239
| EU Cross-Border Pipeline Capacity (Export) | I | [8 empty] | 0 | 0 | 0 | 0
| H2 Storage Injection Capacity | I
| H2 Storage Withdrawal Capacity [GW] | I
| H2 Storage WGV [TWh] | I
| SNG Capacity (from H2) | I
| E-Liquids Capacity (from H2) | I
Generation [TWh]
Electricity | Wind Onshore | R |  |  |  |  | 0.41582 | 0.47437 | 0.47777 | 0.46144 | 0.63285 | 0.69132 | 0.56719 | 0.62997
| Wind Offshore Radial | R
| Wind Offshore Hub | R
| Solar PV | R |  |  |  |  | 3.0276 | 2.8484 | 3.0687 | 2.9641 | 3.0488 | 2.8556 | 2.8676 | 2.899
| Solar CSP | R
| SRES Electricity | R
| Run of River | R |  |  |  |  | 0.056134 | 0.056035 | 0.056108 | 0.056083 | 0.056375 | 0.057026 | 0.057095 | 0.056923
| Pondage | R
| Reservoir | R |  |  |  |  | 0.72416 | 1.133 | 0.88811 | 0.95407 | 1.2793 | 1.2307 | 1.2942 | 1.2658
| PS Turbine | R |  |  |  |  | 1.1943 | 1.235 | 1.2645 | 1.235 | 1.1863 | 1.1845 | 1.1586 | 1.1745
| Biofuel | R
| Other RES | R |  |  |  |  | 0.26476 | 0.26434 | 0.26467 | 0.26455 | 0.26586 | 0.2688 | 0.26918 | 0.26836
| Nuclear | R
| Natural Gas | R |  |  |  |  | 0.24627 | 0.030405 | 0.032175 | 0.082797 | 0 | 0.021517 | 0 | 0.008607
| Crude Oil | R
| Coal | R
| Hydrogen GT | R
| Fuel Cell | R
| Other Non RES | R
| Adequacy Units | R
| ENS | R |  |  |  |  | 0 | 0 | 0 | 0 | 0 | 0 | 0 | 0
| RES Curtailment | R |  |  |  |  | 0.080807 | 0.085226 | 0.072424 | 0.079941 | 0.063481 | 0.026048 | 0.020377 | 0.031266
Electricity - Flexibility | Batteries Charging | R |  |  |  |  | 0.10225 | 0.10109 | 0.10225 | 0.10175 | 0.23044 | 0.24631 | 0.23821 | 0.2399
| Batteries Discharging | R |  |  |  |  | 0.092027 | 0.090983 | 0.092025 | 0.091577 | 0.2074 | 0.22168 | 0.21439 | 0.21591
| EV Discharging (Prosumer) | R
| EV Discharging (E-Market) | R
| DSR | R
H2 | SMR (Blue) and Pyrolisis | R
| SMR (Grey) | R
| Electrolyzers E-Market (P2G) | R
| Electrolyzers DRES (P2G) | R
| Electrolyzers SRES (P2G) | R
| H2 Adequacy Units | R
| NH3 Imports - High Band | R
| NH3 Imports - Low Band | R
| Non-EU H2 Imports - High Band | R
| Non-EU H2 Imports - Low Band | R
| H2 Storage Injection | R
| H2 Storage Withdrawal | R
| Max Hourly State of Charge [%] | R
Heat | Heat Production from H2 HHP [TWh Heat] | I
| Share of Heat from H2 Boilers [%] | R
| Heat Production from CH4 HHP [TWh Heat] | I
| Share of Heat from CH4 Boilers [%] | R
CO2 | CO2 Emissions Electricity Sector [Mt] | R |  |  |  |  | 0.071591 | 0.0088387 | 0.0093532 | 0.024069 | 0 | 0.0052985 | 0 | 0.0021194
| CO2 Emissions Hydrogen Sector [Mt] | R |  |  |  |  | 0 | 0 | 0 | 0 | 0 | 0 | 0 | 0
FLH [h]
Electricity | Wind Onshore | R |  |  |  |  | 1517.5817 | 1731.2908 | 1743.7012 | 1684.0961 | 1543.5427 | 1686.1363 | 1383.3958 | 1536.5214
| Wind Offshore Radial | R
| Wind Offshore Hub | R
| Solar PV | R |  |  |  |  | 1426.9118 | 1342.436 | 1446.2665 | 1396.9742 | 1423.477 | 1333.2518 | 1338.872 | 1353.5449
| Solar CSP | R
| SRES Electricity | R
| Run of River | R |  |  |  |  | 243.5328 | 243.1032 | 243.4196 | 243.3107 | 244.575 | 247.4006 | 247.7016 | 246.9559
| Pondage | R
| Reservoir | R |  |  |  |  | 1344.524 | 2103.6381 | 1648.9216 | 1771.3943 | 1755.8464 | 1689.1978 | 1776.2828 | 1737.3615
| PS Turbine | R |  |  |  |  | 3587.9908 | 3710.494 | 3799.1097 | 3710.3364 | 3564.1104 | 3558.6997 | 3480.9158 | 3528.6683
| Biofuel | R
| Other RES | R |  |  |  |  | 8540.6287 | 8527.2475 | 8537.6128 | 8533.8796 | 8576.0945 | 8671.0418 | 8683.2282 | 8656.9269
| Nuclear | R
| Natural Gas | R |  |  |  |  | 324.2537 | 40.0327 | 42.3629 | 109.0147 | 0 | 28.3311 | 0 | 11.3324
| Crude Oil | R
| Coal | R
| Hydrogen GT | R
| Fuel Cell | R
| Other Non RES | R
| Adequacy Units | R
| Batteries | R |  |  |  |  | 1150.3335 | 1137.285 | 1150.3133 | 1144.716 | 1036.9775 | 1108.3789 | 1071.9532 | 1079.5283
H2 | SMR (Blue) and Pyrolisis | R
| SMR (Grey) | R
| Electrolyzers E-Market (P2G) | R
| Electrolyzers DRES (P2G) | R
| Electrolyzers SRES (P2G) | R
| H2 Adequacy Units | R
| NH3 Terminals (Import) | R
| Non-EU H2 Pipelines (Import) | R
| H2 Pipelines (Import) | R | [8 empty] | 0 | 0 | 0 | 0
| H2 Pipelines (Export) | R
| H2 to SNG | R
| H2 to E-Liquids | R
Exchange [TWh]
Electricity | Imports | R |  |  |  |  | 5.1822 | 5.3775 | 5.4679 | 5.3605 | 5.966 | 5.3423 | 5.506 | 5.5325
| Exports | R |  |  |  |  | 2.3573 | 3.1756 | 2.6949 | 2.8206 | 3.4757 | 3.0385 | 2.977 | 3.1013
H2 | NH3 Imports | R
| Non-EU Imports | R
| EU Imports | R | [8 empty] | 0 | 0 | 0 | 0
| EU Exports | R | [8 empty] | 0 | 0 | 0 | 0
E-Fuels | SNG Imports [TWh H2] | R |  |  |  |  | EU27 level specific | EU27 level specific | EU27 level specific | EU27 level specific | EU27 level specific | EU27 level specific | EU27 level specific | EU27 level specific
| E-Liquid Imports [TWh H2] | R |  |  |  |  | EU27 level specific | EU27 level specific | EU27 level specific | EU27 level specific | EU27 level specific | EU27 level specific | EU27 level specific | EU27 level specific
Consumption [TWh]
Electricity | Native Demand (Prosumer) | I
| Fixed Load (Prosumer) | I
| Charging Station Load (Prosumer) | R
| Native Demand (E-Market) | I |  |  |  |  | 7.7484 | 7.52 | 7.8606 | 7.6872 | 8.134 | 7.7616 | 7.9626 | 7.9165
| Fixed Load (Emarket) | I |  |  |  |  | 0 | 0 | 0 | 0 | 0 | 0 | 0 | 0
| Charging Station Load (E-Market) | R
| PS Pump Load | R |  |  |  |  | 0.9953 | 0.71337 | 0.95425 | 0.86052 | 0.80269 | 0.82713 | 0.75658 | 0.79402
| Electrolyzers E-Market (P2G) | R
| Electricity for H2 HHPs | R
| Electricity for CH4 HHPs | R
H2 | H2 Demand | I |  |  |  |  | 0 | 0 | 0 | 0 | 0 | 0 | 0 | 0
| Shortage Quantity | R |  |  |  |  | 0 | 0 | 0 | 0 | 0 | 0 | 0 | 0
| H2 for Hydrogen GT | R
| H2 for HHP Boilers | R
| H2 to SNG | R
| H2 to E-Liquids | R
Methane | CH4 for HHP Boilers | R
CO2 | CO2 to E-Fuels [kt] | R |  |  |  |  | EU27 level specific | EU27 level specific | EU27 level specific | EU27 level specific | EU27 level specific | EU27 level specific | EU27 level specific | EU27 level specific
Fuels | E-Fuel Demand [TWh H2] | I |  |  |  |  | EU27 level specific | EU27 level specific | EU27 level specific | EU27 level specific | EU27 level specific | EU27 level specific | EU27 level specific | EU27 level specific
| E-Fuel Shortage [TWh H2] | R |  |  |  |  | EU27 level specific | EU27 level specific | EU27 level specific | EU27 level specific | EU27 level specific | EU27 level specific | EU27 level specific | EU27 level specific
Prices [€/MWh]
Electricity | 10%-Quan. | R |  |  |  |  | 0.01 | 0.01 | 0.01 | 0.01 | 0.01 | 0.01 | 0.02 | 0.014
| Load-Weighted Average | R |  |  |  |  | 46.6152 | 18.103 | 26.0323 | 27.5626 | 25.5612 | 22.702 | 33.823 | 27.7222
| 90%-Quan. | R |  |  |  |  | 106.7199 | 29.2688 | 39.1628 | 51.1221 | 46.9666 | 52.2746 | 70.4699 | 58.4911
H2 | 10%-Quan. | R
| Load-Weighted Average | R
| 90%-Quan. | R
Import Share [%]
H2 | Share of Domestic Production (Supply %) | R |  |  |  |  | EU27 level specific | EU27 level specific | EU27 level specific | EU27 level specific | EU27 level specific | EU27 level specific | EU27 level specific | EU27 level specific
| Share of Non-EU Imports (Supply %) | R |  |  |  |  | EU27 level specific | EU27 level specific | EU27 level specific | EU27 level specific | EU27 level specific | EU27 level specific | EU27 level specific | EU27 level specific
Energy Balance [TWh]
Electricity + | Electricity Generation | R |  |  |  |  | 5.929 | 6.0416 | 6.0521 | 6.018 | 6.4695 | 6.3095 | 6.2139 | 6.3033
| DSR | R
| Net Imports | R |  |  |  |  | 2.8249 | 2.2019 | 2.773 | 2.5399 | 2.4902 | 2.3038 | 2.5291 | 2.4312
| Electricity Shortage | R |  |  |  |  | 0 | 0 | 0 | 0 | 0 | 0 | 0 | 0
Electricity - | Electricity Demand (Native + Fixed) | I |  |  |  |  | 7.7484 | 7.52 | 7.8606 | 7.6872 | 8.134 | 7.7616 | 7.9626 | 7.9165
| Pump Load | R |  |  |  |  | 0.9953 | 0.71337 | 0.95425 | 0.86052 | 0.80269 | 0.82713 | 0.75658 | 0.79402
| Electrolyzer Load | R
| Heat Electrical Usage | R
| Net Battery Load | R |  |  |  |  | 0.010225 | 0.010109 | 0.010225 | 0.010175 | 0.023044 | 0.024631 | 0.023821 | 0.02399
| Net EV Load | R
Electricity Balance |  | R |  |  |  |  | -1.4721e-11 | -1.1298e-12 | -1.323e-11 | -8.3848e-12 | 9.0203e-12 | -2.7001e-13 | -3.9915e-12 | 9.9476e-14
H2 + | H2 Domestic Production | R
| NH3 Imports | R
| Non-EU Imports | R
| Net Imports | R | [8 empty] | 0 | 0 | 0 | 0
| H2 Shortage | R |  |  |  |  | 0 | 0 | 0 | 0 | 0 | 0 | 0 | 0
H2 - | H2 Demand | I |  |  |  |  | 0 | 0 | 0 | 0 | 0 | 0 | 0 | 0
| H2 to Hydrogen GT | R
| H2 to Heat | R
| H2 to eFuels | R
| Net H2 Storage Load | R
H2 Balance |  | R |  |  |  |  | 0 | 0 | 0 | 0 | 0 | 0 | 0 | 0
Note on C3: Input Value / Result

## NI
|  | I/R | 2030 |  |  |  | 2035 |  |  |  | 2040 |  |  |  | 2050
|  |  | CY1 | CY2 | CY3 | Weighted WS | WS032 | WS037 | WS059 | Weighted WS | WS065 | WS071 | WS077 | Weighted WS | CY1 | CY2 | CY3 | Weighted WS
Installed Capacity [GW]
Electricity | Wind Onshore | I |  |  |  |  | 3.3283 | 3.3283 | 3.3283 | 3.3283 | 3.458 | 3.458 | 3.458 | 3.458
| Wind Offshore Radial | I |  |  |  |  | 2 | 2 | 2 | 2 | 3.1747 | 3.1747 | 3.1747 | 3.1747
| Wind Offshore Hub | I
| Solar PV | I |  |  |  |  | 1.426 | 1.426 | 1.426 | 1.426 | 1.889 | 1.889 | 1.889 | 1.889
| Solar CSP | I
| SRES Electricity | I
| Run of River | I
| Pondage | I
| Reservoir | I
| PS Turbine | I
| PS Pump | I
| Biofuel | I
| Other RES | I
| Nuclear | I
| Natural Gas | I |  |  |  |  | 2.151 | 2.151 | 2.151 | 2.151 | 2.151 | 2.151 | 2.151 | 2.151
| Crude Oil | I
| Coal | I
| Hydrogen GT | I |  |  |  |  | 1.1631 | 1.1631 | 1.1631 | 1.1631 | 1.6365 | 1.6365 | 1.6365 | 1.6365
| Fuel Cell | I
| Other Non RES | I
| Adequacy Units | I
| Batteries | I |  |  |  |  | 1.32 | 1.32 | 1.32 | 1.32 | 2.125 | 2.125 | 2.125 | 2.125
| Batteries [GWh] | I |  |  |  |  | 14 | 14 | 14 | 14 | 25.41 | 25.41 | 25.41 | 25.41
H2 | SMR (Blue) and Pyrolisis | I
| SMR (Grey) | I
| Electrolyzers E-Market (P2G) [GW Elec] | I
| Electrolyzers DRES (P2G) [GW Elec] | I
| Electrolyzers SRES (P2G) [GW Elec] | I
| H2 Adequacy Units | I
| NH3 Imports - High Band | I
| NH3 Imports - Low Band | I
| NH3 Terminal Capacity | I
| Non-EU H2 Imports - High Band | I
| Non-EU H2 Imports - Low Band | I
| Non-EU H2 Pipeline Capacity | I
| EU Cross-Border Pipeline Capacity (Import) | I
| EU Cross-Border Pipeline Capacity (Export) | I
| H2 Storage Injection Capacity | I
| H2 Storage Withdrawal Capacity [GW] | I
| H2 Storage WGV [TWh] | I
| SNG Capacity (from H2) | I
| E-Liquids Capacity (from H2) | I
Generation [TWh]
Electricity | Wind Onshore | R |  |  |  |  | 5.717 | 6.0119 | 5.7517 | 5.8553 | 8.6093 | 7.3627 | 8.23 | 7.9589
| Wind Offshore Radial | R |  |  |  |  | 3.9688 | 4.0755 | 4.0081 | 4.0276 | 9.7187 | 9.1144 | 9.624 | 9.4391
| Wind Offshore Hub | R
| Solar PV | R |  |  |  |  | 0.68879 | 0.62611 | 0.62987 | 0.64239 | 1.195 | 1.2702 | 1.0522 | 1.168
| Solar CSP | R
| SRES Electricity | R
| Run of River | R
| Pondage | R
| Reservoir | R
| PS Turbine | R
| Biofuel | R
| Other RES | R
| Nuclear | R
| Natural Gas | R |  |  |  |  | 0.26921 | 0.32154 | 0.2282 | 0.27818 | 0.22545 | 0.88861 | 0.368 | 0.54773
| Crude Oil | R
| Coal | R
| Hydrogen GT | R |  |  |  |  | 0.13921 | 0.19709 | 0.29019 | 0.21392 | 0.11922 | 0.11001 | 0.052299 | 0.088765
| Fuel Cell | R
| Other Non RES | R
| Adequacy Units | R
| ENS | R
| RES Curtailment | R |  |  |  |  | 12.7567 | 11.3148 | 11.8504 | 11.8376 | 10.1509 | 7.0304 | 9.2768 | 8.5531
Electricity - Flexibility | Batteries Charging | R |  |  |  |  | 1.6419 | 1.7983 | 1.7881 | 1.7574 | 2.9799 | 2.7294 | 2.7686 | 2.7952
| Batteries Discharging | R |  |  |  |  | 1.3135 | 1.4386 | 1.4305 | 1.4059 | 2.3839 | 2.1835 | 2.2149 | 2.2361
| EV Discharging (Prosumer) | R
| EV Discharging (E-Market) | R
| DSR | R |  |  |  |  | 0 | 0 | 0 | 0 | 0 | 0.00231 | 0 | 0.000924
H2 | SMR (Blue) and Pyrolisis | R
| SMR (Grey) | R
| Electrolyzers E-Market (P2G) | R
| Electrolyzers DRES (P2G) | R
| Electrolyzers SRES (P2G) | R
| H2 Adequacy Units | R
| NH3 Imports - High Band | R
| NH3 Imports - Low Band | R
| Non-EU H2 Imports - High Band | R
| Non-EU H2 Imports - Low Band | R
| H2 Storage Injection | R
| H2 Storage Withdrawal | R
| Max Hourly State of Charge [%] | R
Heat | Heat Production from H2 HHP [TWh Heat] | I
| Share of Heat from H2 Boilers [%] | R
| Heat Production from CH4 HHP [TWh Heat] | I
| Share of Heat from CH4 Boilers [%] | R
CO2 | CO2 Emissions Electricity Sector [Mt] | R |  |  |  |  | 0.07826 | 0.093472 | 0.066336 | 0.080866 | 0.05771 | 0.23231 | 0.090617 | 0.14071
| CO2 Emissions Hydrogen Sector [Mt] | R
FLH [h]
Electricity | Wind Onshore | R |  |  |  |  | 1717.6998 | 1806.2942 | 1728.1214 | 1759.2345 | 2489.6733 | 2129.1921 | 2379.9743 | 2301.6012
| Wind Offshore Radial | R |  |  |  |  | 1984.3771 | 2037.7538 | 2004.0416 | 2013.8184 | 3061.2845 | 2870.9574 | 3031.4695 | 2973.2276
| Wind Offshore Hub | R
| Solar PV | R |  |  |  |  | 483.0223 | 439.0668 | 441.7043 | 450.4865 | 632.5885 | 672.4276 | 557.0259 | 618.2991
| Solar CSP | R
| SRES Electricity | R
| Run of River | R
| Pondage | R
| Reservoir | R
| PS Turbine | R
| Biofuel | R
| Other RES | R
| Nuclear | R
| Natural Gas | R |  |  |  |  | 125.1572 | 149.4841 | 106.0879 | 129.3249 | 104.8135 | 413.1134 | 171.0837 | 254.6415
| Crude Oil | R
| Coal | R
| Hydrogen GT | R |  |  |  |  | 119.6922 | 169.4614 | 249.5056 | 183.9314 | 72.8509 | 67.2218 | 31.9583 | 54.2422
| Fuel Cell | R
| Other Non RES | R
| Adequacy Units | R
| Batteries | R |  |  |  |  | 995.1056 | 1089.8807 | 1083.6994 | 1065.0949 | 1121.8408 | 1027.5433 | 1042.2883 | 1052.3008
H2 | SMR (Blue) and Pyrolisis | R
| SMR (Grey) | R
| Electrolyzers E-Market (P2G) | R
| Electrolyzers DRES (P2G) | R
| Electrolyzers SRES (P2G) | R
| H2 Adequacy Units | R
| NH3 Terminals (Import) | R
| Non-EU H2 Pipelines (Import) | R
| H2 Pipelines (Import) | R
| H2 Pipelines (Export) | R
| H2 to SNG | R
| H2 to E-Liquids | R
Exchange [TWh]
Electricity | Imports | R |  |  |  |  | 1.0435 | 1.0375 | 1.2179 | 1.0985 | 4.0316 | 5.4047 | 4.0366 | 4.5828
| Exports | R |  |  |  |  | 1.3501 | 1.6185 | 1.3692 | 1.4718 | 0.71034 | 0.94208 | 0.9039 | 0.88046
H2 | NH3 Imports | R
| Non-EU Imports | R
| EU Imports | R
| EU Exports | R
E-Fuels | SNG Imports [TWh H2] | R |  |  |  |  | EU27 level specific | EU27 level specific | EU27 level specific | EU27 level specific | EU27 level specific | EU27 level specific | EU27 level specific | EU27 level specific
| E-Liquid Imports [TWh H2] | R |  |  |  |  | EU27 level specific | EU27 level specific | EU27 level specific | EU27 level specific | EU27 level specific | EU27 level specific | EU27 level specific | EU27 level specific
Consumption [TWh]
Electricity | Native Demand (Prosumer) | I
| Fixed Load (Prosumer) | I
| Charging Station Load (Prosumer) | R
| Native Demand (E-Market) | I |  |  |  |  | 10.1481 | 10.2915 | 10.3991 | 10.2926 | 22.5929 | 22.665 | 21.9054 | 22.3468
| Fixed Load (Emarket) | I |  |  |  |  | 0 | 0 | 0 | 0 | 0 | 0 | 0 | 0
| Charging Station Load (E-Market) | R
| PS Pump Load | R
| Electrolyzers E-Market (P2G) | R
| Electricity for H2 HHPs | R
| Electricity for CH4 HHPs | R
H2 | H2 Demand | I
| Shortage Quantity | R
| H2 for Hydrogen GT | R
| H2 for HHP Boilers | R
| H2 to SNG | R
| H2 to E-Liquids | R
Methane | CH4 for HHP Boilers | R
CO2 | CO2 to E-Fuels [kt] | R |  |  |  |  | EU27 level specific | EU27 level specific | EU27 level specific | EU27 level specific | EU27 level specific | EU27 level specific | EU27 level specific | EU27 level specific
Fuels | E-Fuel Demand [TWh H2] | I |  |  |  |  | EU27 level specific | EU27 level specific | EU27 level specific | EU27 level specific | EU27 level specific | EU27 level specific | EU27 level specific | EU27 level specific
| E-Fuel Shortage [TWh H2] | R |  |  |  |  | EU27 level specific | EU27 level specific | EU27 level specific | EU27 level specific | EU27 level specific | EU27 level specific | EU27 level specific | EU27 level specific
Prices [€/MWh]
Electricity | 10%-Quan. | R |  |  |  |  | 0 | 0 | 0 | 0 | 0 | 0 | 0 | 0
| Load-Weighted Average | R |  |  |  |  | 10.6571 | 9.4468 | 9.3588 | 9.7082 | 14.2881 | 28.2075 | 15.4661 | 20.3271
| 90%-Quan. | R |  |  |  |  | 38.222 | 18.2191 | 31.1118 | 27.2744 | 46.7409 | 137.0801 | 58.2069 | 87.463
H2 | 10%-Quan. | R
| Load-Weighted Average | R
| 90%-Quan. | R
Import Share [%]
H2 | Share of Domestic Production (Supply %) | R |  |  |  |  | EU27 level specific | EU27 level specific | EU27 level specific | EU27 level specific | EU27 level specific | EU27 level specific | EU27 level specific | EU27 level specific
| Share of Non-EU Imports (Supply %) | R |  |  |  |  | EU27 level specific | EU27 level specific | EU27 level specific | EU27 level specific | EU27 level specific | EU27 level specific | EU27 level specific | EU27 level specific
Energy Balance [TWh]
Electricity + | Electricity Generation | R |  |  |  |  | 10.783 | 11.2321 | 10.908 | 11.0174 | 19.8676 | 18.746 | 19.3265 | 19.2025
| DSR | R |  |  |  |  | 0 | 0 | 0 | 0 | 0 | 0.00231 | 0 | 0.000924
| Net Imports | R |  |  |  |  | -0.30654 | -0.58095 | -0.15135 | -0.37332 | 3.3213 | 4.4626 | 3.1327 | 3.7024
| Electricity Shortage | R
Electricity - | Electricity Demand (Native + Fixed) | I |  |  |  |  | 10.1481 | 10.2915 | 10.3991 | 10.2926 | 22.5929 | 22.665 | 21.9054 | 22.3468
| Pump Load | R
| Electrolyzer Load | R
| Heat Electrical Usage | R
| Net Battery Load | R |  |  |  |  | 0.32838 | 0.35966 | 0.35762 | 0.35148 | 0.59598 | 0.54588 | 0.55372 | 0.55903
| Net EV Load | R
Electricity Balance |  | R |  |  |  |  | 3.8902e-12 | -2.979e-12 | -1.2108e-11 | -4.3428e-12 | -3.805e-12 | -6.2776e-12 | 1.3685e-11 | 2.202e-12
H2 + | H2 Domestic Production | R
| NH3 Imports | R
| Non-EU Imports | R
| Net Imports | R
| H2 Shortage | R
H2 - | H2 Demand | I
| H2 to Hydrogen GT | R
| H2 to Heat | R
| H2 to eFuels | R
| Net H2 Storage Load | R
H2 Balance |  | R
Note on C3: Input Value / Result

## NL
|  | I/R | 2030 |  |  |  | 2035 |  |  |  | 2040 |  |  |  | 2050
|  |  | CY1 | CY2 | CY3 | Weighted WS | WS032 | WS037 | WS059 | Weighted WS | WS065 | WS071 | WS077 | Weighted WS | CY1 | CY2 | CY3 | Weighted WS
Installed Capacity [GW]
Electricity | Wind Onshore | I |  |  |  |  | 9.33 | 9.33 | 9.33 | 9.33 | 10.55 | 10.55 | 10.55 | 10.55
| Wind Offshore Radial | I |  |  |  |  | 18.824 | 18.824 | 18.824 | 18.824 | 18.587 | 18.587 | 18.587 | 18.587
| Wind Offshore Hub | I |  |  |  |  | 8.7 | 8.7 | 8.7 | 8.7 | 26 | 26 | 26 | 26
| Solar PV | I |  |  |  |  | 70.9375 | 70.9375 | 70.9375 | 70.9375 | 87.1068 | 87.1068 | 87.1068 | 87.1068
| Solar CSP | I
| SRES Electricity | I
| Run of River | I |  |  |  |  | 0.037 | 0.037 | 0.037 | 0.037 | 0.037 | 0.037 | 0.037 | 0.037
| Pondage | I
| Reservoir | I
| PS Turbine | I
| PS Pump | I
| Biofuel | I |  |  |  |  | 2.211 | 2.211 | 2.211 | 2.211 | 2.211 | 2.211 | 2.211 | 2.211
| Other RES | I |  |  |  |  | 1.2038 | 1.2038 | 1.2038 | 1.2038 | 0.8573 | 0.8573 | 0.8573 | 0.8573
| Nuclear | I |  |  |  |  | 0.486 | 0.486 | 0.486 | 0.486 | 3.686 | 3.686 | 3.686 | 3.686
| Natural Gas | I |  |  |  |  | 12.725 | 12.725 | 12.725 | 12.725 | 0.756 | 0.756 | 0.756 | 0.756
| Crude Oil | I
| Coal | I
| Hydrogen GT | I |  |  |  |  | 3.072 | 3.072 | 3.072 | 3.072 | 15.133 | 15.133 | 15.133 | 15.133
| Fuel Cell | I
| Other Non RES | I |  |  |  |  | 2.3289 | 2.3289 | 2.3289 | 2.3289 | 0.90508 | 0.90508 | 0.90508 | 0.90508
| Adequacy Units | I
| Batteries | I |  |  |  |  | 21.744 | 21.744 | 21.744 | 21.744 | 36.572 | 36.572 | 36.572 | 36.572
| Batteries [GWh] | I |  |  |  |  | 209.418 | 209.418 | 209.418 | 209.418 | 450.921 | 450.921 | 450.921 | 450.921
H2 | SMR (Blue) and Pyrolisis | I |  |  |  |  | 2.4 | 2.4 | 2.4 | 2.4 | 2.4 | 2.4 | 2.4 | 2.4
| SMR (Grey) | I
| Electrolyzers E-Market (P2G) [GW Elec] | I |  |  |  |  | 6 | 6 | 6 | 6 | 16 | 16 | 16 | 16
| Electrolyzers DRES (P2G) [GW Elec] | I
| Electrolyzers SRES (P2G) [GW Elec] | I
| H2 Adequacy Units | I
| NH3 Imports - High Band | I |  |  |  |  | 2.4065 | 2.4065 | 2.4065 | 2.4065 | 3.93 | 3.93 | 3.93 | 3.93
| NH3 Imports - Low Band | I |  |  |  |  | 2.4065 | 2.4065 | 2.4065 | 2.4065 | 3.93 | 3.93 | 3.93 | 3.93
| NH3 Terminal Capacity | I |  |  |  |  | 4.8129 | 4.8129 | 4.8129 | 4.8129 | 7.8602 | 7.8602 | 7.8602 | 7.8602
| Non-EU H2 Imports - High Band | I | [8 empty] | 1.0274 | 1.0274 | 1.0274 | 1.0274
| Non-EU H2 Imports - Low Band | I | [8 empty] | 1.0274 | 1.0274 | 1.0274 | 1.0274
| Non-EU H2 Pipeline Capacity | I
| EU Cross-Border Pipeline Capacity (Import) | I |  |  |  |  | 14.7705 | 14.7705 | 14.7705 | 14.7705 | 14.7705 | 14.7705 | 14.7705 | 14.7705
| EU Cross-Border Pipeline Capacity (Export) | I |  |  |  |  | 14.1525 | 14.1525 | 14.1525 | 14.1525 | 14.1525 | 14.1525 | 14.1525 | 14.1525
| H2 Storage Injection Capacity | I |  |  |  |  | 9 | 9 | 9 | 9 | 52 | 52 | 52 | 52
| H2 Storage Withdrawal Capacity [GW] | I |  |  |  |  | 9 | 9 | 9 | 9 | 37 | 37 | 37 | 37
| H2 Storage WGV [TWh] | I |  |  |  |  | 2.25 | 2.25 | 2.25 | 2.25 | 13 | 13 | 13 | 13
| SNG Capacity (from H2) | I
| E-Liquids Capacity (from H2) | I
Generation [TWh]
Electricity | Wind Onshore | R |  |  |  |  | 21.5857 | 23.0251 | 22.0095 | 22.3445 | 24.8311 | 22.2629 | 20.5273 | 22.0823
| Wind Offshore Radial | R |  |  |  |  | 83.3597 | 84.4231 | 85.4411 | 84.5038 | 80.5276 | 78.8997 | 79.3338 | 79.3989
| Wind Offshore Hub | R |  |  |  |  | 29.1338 | 30.8224 | 30.5502 | 30.3273 | 100.1916 | 101.4014 | 100.7868 | 100.9136
| Solar PV | R |  |  |  |  | 68.6717 | 62.3433 | 66.4108 | 65.2044 | 89.8798 | 76.0162 | 81.7884 | 81.0978
| Solar CSP | R
| SRES Electricity | R
| Run of River | R |  |  |  |  | 0.084297 | 0.12922 | 0.1055 | 0.11061 | 0.082426 | 0.095098 | 0.10298 | 0.095718
| Pondage | R
| Reservoir | R
| PS Turbine | R
| Biofuel | R |  |  |  |  | 9.4495 | 4.8048 | 7.7543 | 6.8928 | 6.988 | 6.9734 | 7.6167 | 7.2336
| Other RES | R |  |  |  |  | 8.7228 | 8.7259 | 8.7281 | 8.7259 | 6.5836 | 6.5806 | 6.5836 | 6.5824
| Nuclear | R |  |  |  |  | 2.7013 | 2.763 | 2.8159 | 2.7657 | 19.3617 | 21.1139 | 22.9491 | 21.4975
| Natural Gas | R |  |  |  |  | 6.6785 | 3.7327 | 3.6753 | 4.4208 | 0.22896 | 0.52276 | 0.46886 | 0.44244
| Crude Oil | R
| Coal | R
| Hydrogen GT | R |  |  |  |  | 1.3853 | 1.6185 | 1.3211 | 1.4644 | 7.1397 | 6.6794 | 4.4682 | 5.887
| Fuel Cell | R
| Other Non RES | R |  |  |  |  | 0.94265 | 0.46081 | 0.55029 | 0.60598 | 0.47874 | 0.79713 | 0.81396 | 0.74018
| Adequacy Units | R
| ENS | R |  |  |  |  | 0 | 0 | 0 | 0 | 0 | 0 | 0 | 0
| RES Curtailment | R |  |  |  |  | 11.6017 | 9.801 | 11.754 | 10.8776 | 14.7676 | 11.4833 | 12.7667 | 12.6535
Electricity - Flexibility | Batteries Charging | R |  |  |  |  | 35.7125 | 33.3504 | 34.6355 | 34.3414 | 46.8741 | 42.5452 | 41.8574 | 43.1359
| Batteries Discharging | R |  |  |  |  | 32.785 | 30.6132 | 31.7963 | 31.5249 | 42.6893 | 38.7371 | 38.1086 | 39.2761
| EV Discharging (Prosumer) | R |  |  |  |  | 0.98478 | 1.0385 | 0.96155 | 1.0002 | 0.77618 | 0.84367 | 0.59568 | 0.73098
| EV Discharging (E-Market) | R |  |  |  |  | 0.0065245 | 0.0024396 | 0.0070376 | 0.0049373 | 0.019107 | 0.022067 | 0.0091778 | 0.016319
| DSR | R |  |  |  |  | 0 | 0 | 0 | 0 | 0.052288 | 0.42801 | 0.12336 | 0.23101
H2 | SMR (Blue) and Pyrolisis | R |  |  |  |  | 7.9415 | 2.4815 | 1.6118 | 3.5049 | 3.6105 | 5.4756 | 7.2656 | 5.8186
| SMR (Grey) | R
| Electrolyzers E-Market (P2G) | R |  |  |  |  | 24.0189 | 24.5065 | 25.3279 | 24.6605 | 62.6129 | 57.9403 | 55.509 | 57.9023
| Electrolyzers DRES (P2G) | R
| Electrolyzers SRES (P2G) | R
| H2 Adequacy Units | R
| NH3 Imports - High Band | R |  |  |  |  | 5.0536e-05 | 0 | 5.0536e-05 | 2.8806e-05 | 0 | 0 | 0 | 0
| NH3 Imports - Low Band | R |  |  |  |  | 21.0809 | 21.0809 | 21.0809 | 21.0809 | 34.4268 | 34.4268 | 34.4268 | 34.4268
| Non-EU H2 Imports - High Band | R | [8 empty] | 0 | 0 | 0 | 0
| Non-EU H2 Imports - Low Band | R | [8 empty] | 0 | 0 | 0 | 0
| H2 Storage Injection | R |  |  |  |  | 11.8325 | 8.6018 | 10.7329 | 10.0804 | 27.9844 | 29.1881 | 26.9313 | 28.0446
| H2 Storage Withdrawal | R |  |  |  |  | 11.7153 | 8.5168 | 10.6256 | 9.9804 | 27.9016 | 28.9026 | 26.7065 | 27.8239
| Max Hourly State of Charge [%] | R |  |  |  |  | 100 | 100 | 99.9369 | 99.9792 | 100 | 100 | 100 | 100
Heat | Heat Production from H2 HHP [TWh Heat] | I
| Share of Heat from H2 Boilers [%] | R
| Heat Production from CH4 HHP [TWh Heat] | I |  |  |  |  | 29.626 | 29.5366 | 29.626 | 29.5875 | 37.029 | 37.029 | 37.029 | 37.029
| Share of Heat from CH4 Boilers [%] | R |  |  |  |  | 8.0515 | 5.53 | 2.3441 | 5.0838 | 2.6676 | 13.5827 | 8.327 | 9.2974
CO2 | CO2 Emissions Electricity Sector [Mt] | R |  |  |  |  | 2.6596 | 1.4333 | 1.5045 | 1.7511 | 0.22023 | 0.43448 | 0.41965 | 0.3857
| CO2 Emissions Hydrogen Sector [Mt] | R |  |  |  |  | 0.20073 | 0.062725 | 0.04074 | 0.088592 | 0.077304 | 0.11724 | 0.15556 | 0.12458
FLH [h]
Electricity | Wind Onshore | R |  |  |  |  | 2313.5846 | 2467.8552 | 2359.0022 | 2394.9088 | 2353.662 | 2110.2246 | 1945.711 | 2093.1066
| Wind Offshore Radial | R |  |  |  |  | 4428.3759 | 4484.863 | 4538.9466 | 4489.1537 | 4332.469 | 4244.8862 | 4268.239 | 4271.7439
| Wind Offshore Hub | R |  |  |  |  | 3348.7166 | 3542.806 | 3511.518 | 3485.8995 | 3853.5235 | 3900.0521 | 3876.4165 | 3881.2921
| Solar PV | R |  |  |  |  | 968.0589 | 878.8476 | 936.1871 | 919.1804 | 1031.8346 | 872.6781 | 938.9444 | 931.0159
| Solar CSP | R
| SRES Electricity | R
| Run of River | R |  |  |  |  | 2278.3043 | 3492.3495 | 2851.4841 | 2989.493 | 2227.7384 | 2570.2043 | 2783.3708 | 2586.9777
| Pondage | R
| Reservoir | R
| PS Turbine | R
| Biofuel | R |  |  |  |  | 4273.8518 | 2173.1174 | 3507.1319 | 3117.5185 | 3160.5499 | 3153.9381 | 3444.9086 | 3271.6487
| Other RES | R |  |  |  |  | 7246.0791 | 7248.6093 | 7250.4868 | 7248.6216 | 7679.4842 | 7675.9776 | 7679.4842 | 7678.0815
| Nuclear | R |  |  |  |  | 5558.1394 | 5685.1891 | 5794.1215 | 5690.6449 | 5252.7578 | 5728.1365 | 6226.0093 | 5832.2099
| Natural Gas | R |  |  |  |  | 524.8369 | 293.3399 | 288.8219 | 347.4082 | 302.8512 | 691.4877 | 620.1843 | 585.239
| Crude Oil | R
| Coal | R
| Hydrogen GT | R |  |  |  |  | 450.9434 | 526.8538 | 430.0326 | 476.6843 | 471.7956 | 441.3785 | 295.2606 | 389.0148
| Fuel Cell | R
| Other Non RES | R |  |  |  |  | 404.7582 | 197.8631 | 236.2837 | 260.1967 | 528.951 | 880.7369 | 899.3278 | 817.8161
| Adequacy Units | R
| Batteries | R |  |  |  |  | 1507.7719 | 1407.8913 | 1462.3028 | 1449.8184 | 1167.2676 | 1059.2002 | 1042.0167 | 1073.9403
H2 | SMR (Blue) and Pyrolisis | R |  |  |  |  | 3308.9668 | 1033.9789 | 671.5787 | 1460.3839 | 1504.3932 | 2281.5113 | 3027.3184 | 2424.4105
| SMR (Grey) | R
| Electrolyzers E-Market (P2G) | R |  |  |  |  | 5718.7848 | 5834.8837 | 6030.4464 | 5871.5557 | 5511.6956 | 5100.3785 | 4886.3561 | 5097.033
| Electrolyzers DRES (P2G) | R
| Electrolyzers SRES (P2G) | R
| H2 Adequacy Units | R
| NH3 Terminals (Import) | R |  |  |  |  | 4380.1442 | 4380.1337 | 4380.1442 | 4380.1397 | 4379.9056 | 4379.9056 | 4379.9056 | 4379.9056
| Non-EU H2 Pipelines (Import) | R
| H2 Pipelines (Import) | R |  |  |  |  | 14.0806 | 49.6244 | 29.3917 | 34.4171 | 176.8674 | 248.6135 | 318.1816 | 262.0915
| H2 Pipelines (Export) | R |  |  |  |  | 1523.0631 | 1183.6219 | 1192.6663 | 1268.0725 | 2502.3799 | 2418.9779 | 2710.9559 | 2552.4495
| H2 to SNG | R
| H2 to E-Liquids | R
Exchange [TWh]
Electricity | Imports | R |  |  |  |  | 49.5108 | 54.6995 | 51.4768 | 52.3907 | 54.7814 | 59.4559 | 58.3991 | 58.0983
| Exports | R |  |  |  |  | 20.4931 | 17.368 | 17.6506 | 18.2113 | 15.6788 | 16.3535 | 15.2595 | 15.7809
H2 | NH3 Imports | R |  |  |  |  | 21.081 | 21.0809 | 21.081 | 21.081 | 34.4268 | 34.4268 | 34.4268 | 34.4268
| Non-EU Imports | R
| EU Imports | R |  |  |  |  | 0.20798 | 0.73298 | 0.43413 | 0.50836 | 2.6124 | 3.6721 | 4.6997 | 3.8712
| EU Exports | R |  |  |  |  | 21.5552 | 16.7513 | 16.8793 | 17.9464 | 35.415 | 34.2347 | 38.3669 | 36.1236
E-Fuels | SNG Imports [TWh H2] | R |  |  |  |  | EU27 level specific | EU27 level specific | EU27 level specific | EU27 level specific | EU27 level specific | EU27 level specific | EU27 level specific | EU27 level specific
| E-Liquid Imports [TWh H2] | R |  |  |  |  | EU27 level specific | EU27 level specific | EU27 level specific | EU27 level specific | EU27 level specific | EU27 level specific | EU27 level specific | EU27 level specific
Consumption [TWh]
Electricity | Native Demand (Prosumer) | I |  |  |  |  | 10.6402 | 11.5686 | 10.9392 | 11.1381 | 15.3593 | 16.374 | 14.2218 | 15.3102
| Fixed Load (Prosumer) | I |  |  |  |  | 0 | 0 | 0 | 0 | 0 | 0 | 0 | 0
| Charging Station Load (Prosumer) | R |  |  |  |  | 9.0809 | 9.1417 | 9.0546 | 9.0984 | 13.2498 | 13.3262 | 13.0455 | 13.1986
| Native Demand (E-Market) | I |  |  |  |  | 192.9937 | 189.6997 | 191.772 | 191.1741 | 237.4234 | 234.3031 | 243.1886 | 238.4814
| Fixed Load (Emarket) | I |  |  |  |  | 0 | 0 | 0 | 0 | 0 | 0 | 0 | 0
| Charging Station Load (E-Market) | R |  |  |  |  | 3.4216 | 3.4169 | 3.4221 | 3.4198 | 5.3236 | 5.327 | 5.3124 | 5.3205
| PS Pump Load | R
| Electrolyzers E-Market (P2G) | R |  |  |  |  | 34.3127 | 35.0093 | 36.1827 | 35.2293 | 88.1871 | 81.6061 | 78.1817 | 81.5525
| Electricity for H2 HHPs | R
| Electricity for CH4 HHPs | R |  |  |  |  | 9.3478 | 9.6478 | 9.947 | 9.6745 | 12.5154 | 10.9942 | 11.6086 | 11.5442
H2 | H2 Demand | I |  |  |  |  | 29.2683 | 29.2683 | 29.2683 | 29.2683 | 55.8624 | 55.8624 | 55.8624 | 55.8624
| Shortage Quantity | R |  |  |  |  | 0.00019626 | 0 | 0.0018844 | 0.00066894 | 0 | 0 | 0 | 0
| H2 for Hydrogen GT | R |  |  |  |  | 2.3088 | 2.6975 | 2.2018 | 2.4406 | 11.9024 | 11.1323 | 7.447 | 9.8122
| H2 for HHP Boilers | R
| H2 to SNG | R
| H2 to E-Liquids | R
Methane | CH4 for HHP Boilers | R |  |  |  |  | 2.5762 | 1.764 | 0.75003 | 1.6243 | 1.0668 | 5.4319 | 3.3301 | 3.7182
CO2 | CO2 to E-Fuels [kt] | R |  |  |  |  | EU27 level specific | EU27 level specific | EU27 level specific | EU27 level specific | EU27 level specific | EU27 level specific | EU27 level specific | EU27 level specific
Fuels | E-Fuel Demand [TWh H2] | I |  |  |  |  | EU27 level specific | EU27 level specific | EU27 level specific | EU27 level specific | EU27 level specific | EU27 level specific | EU27 level specific | EU27 level specific
| E-Fuel Shortage [TWh H2] | R |  |  |  |  | EU27 level specific | EU27 level specific | EU27 level specific | EU27 level specific | EU27 level specific | EU27 level specific | EU27 level specific | EU27 level specific
Prices [€/MWh]
Electricity | 10%-Quan. | R |  |  |  |  | 0.01 | 0.0184 | 0.01 | 0.013612 | 0.02 | 0.030052 | 0.010961 | 0.020405
| Load-Weighted Average | R |  |  |  |  | 38.8684 | 28.25 | 33.0417 | 32.3797 | 37.4352 | 57.0409 | 51.2081 | 50.7866
| 90%-Quan. | R |  |  |  |  | 103.8329 | 64.6724 | 73.9356 | 77.1278 | 90.8937 | 140.7081 | 144.1513 | 132.1225
H2 | 10%-Quan. | R |  |  |  |  | 49.5659 | 23.7978 | 44.9834 | 36.9734 | 21.5795 | 21.5354 | 23.6429 | 22.3872
| Load-Weighted Average | R |  |  |  |  | 60.8086 | 31.8891 | 50.0422 | 44.8203 | 47.1013 | 49.0406 | 49.1177 | 48.6836
| 90%-Quan. | R |  |  |  |  | 82.3384 | 55.7175 | 55.9118 | 62.1706 | 70.1229 | 124.6842 | 94.2905 | 101.6145
Import Share [%]
H2 | Share of Domestic Production (Supply %) | R |  |  |  |  | EU27 level specific | EU27 level specific | EU27 level specific | EU27 level specific | EU27 level specific | EU27 level specific | EU27 level specific | EU27 level specific
| Share of Non-EU Imports (Supply %) | R |  |  |  |  | EU27 level specific | EU27 level specific | EU27 level specific | EU27 level specific | EU27 level specific | EU27 level specific | EU27 level specific | EU27 level specific
Energy Balance [TWh]
Electricity + | Electricity Generation | R |  |  |  |  | 232.7154 | 222.8487 | 229.3621 | 227.3661 | 336.2932 | 321.3424 | 325.4397 | 325.9715
| DSR | R |  |  |  |  | 0 | 0 | 0 | 0 | 0.052288 | 0.42801 | 0.12336 | 0.23101
| Net Imports | R |  |  |  |  | 29.0177 | 37.3316 | 33.8262 | 34.1795 | 39.1026 | 43.1025 | 43.1396 | 42.3173
| Electricity Shortage | R |  |  |  |  | 0 | 0 | 0 | 0 | 0 | 0 | 0 | 0
Electricity - | Electricity Demand (Native + Fixed) | I |  |  |  |  | 203.6339 | 201.2683 | 202.7112 | 202.3122 | 252.7827 | 250.6771 | 257.4104 | 253.7915
| Pump Load | R
| Electrolyzer Load | R |  |  |  |  | 34.3127 | 35.0093 | 36.1827 | 35.2293 | 88.1871 | 81.6061 | 78.1817 | 81.5525
| Heat Electrical Usage | R |  |  |  |  | 9.3478 | 9.6478 | 9.947 | 9.6745 | 12.5154 | 10.9942 | 11.6086 | 11.5442
| Net Battery Load | R |  |  |  |  | 2.9275 | 2.7372 | 2.8392 | 2.8165 | 4.1848 | 3.8081 | 3.7488 | 3.8597
| Net EV Load | R |  |  |  |  | 11.5112 | 11.5177 | 11.5082 | 11.513 | 17.7782 | 17.7874 | 17.7531 | 17.7718
Electricity Balance |  | R |  |  |  |  | -7.0486e-12 | 2.6716e-12 | -2.7683e-11 | -9.6782e-12 | 3.1264e-12 | -1.9895e-11 | -5.0022e-12 | -9.3337e-12
H2 + | H2 Domestic Production | R |  |  |  |  | 31.9604 | 26.9881 | 26.9397 | 28.1655 | 66.2234 | 63.4159 | 62.7746 | 63.7209
| NH3 Imports | R |  |  |  |  | 21.081 | 21.0809 | 21.081 | 21.081 | 34.4268 | 34.4268 | 34.4268 | 34.4268
| Non-EU Imports | R
| Net Imports | R |  |  |  |  | -21.3472 | -16.0183 | -16.4451 | -17.4381 | -32.8026 | -30.5625 | -33.6672 | -32.2524
| H2 Shortage | R |  |  |  |  | 0.00019626 | 0 | 0.0018844 | 0.00066894 | 0 | 0 | 0 | 0
H2 - | H2 Demand | I |  |  |  |  | 29.2683 | 29.2683 | 29.2683 | 29.2683 | 55.8624 | 55.8624 | 55.8624 | 55.8624
| H2 to Hydrogen GT | R |  |  |  |  | 2.3088 | 2.6975 | 2.2018 | 2.4406 | 11.9024 | 11.1323 | 7.447 | 9.8122
| H2 to Heat | R
| H2 to eFuels | R
| Net H2 Storage Load | R |  |  |  |  | 0.11722 | 0.084917 | 0.10733 | 0.10007 | 0.082816 | 0.28552 | 0.22482 | 0.2207
H2 Balance |  | R |  |  |  |  | -1.8119e-13 | -2.3377e-12 | -7.45e-12 | -3.5072e-12 | 1.9e-11 | 3.0681e-11 | 1.7337e-11 | 2.3007e-11
Note on C3: Input Value / Result

## NO
|  | I/R | 2030 |  |  |  | 2035 |  |  |  | 2040 |  |  |  | 2050
|  |  | CY1 | CY2 | CY3 | Weighted WS | WS032 | WS037 | WS059 | Weighted WS | WS065 | WS071 | WS077 | Weighted WS | CY1 | CY2 | CY3 | Weighted WS
Installed Capacity [GW]
Electricity | Wind Onshore | I |  |  |  |  | 6.2515 | 6.2515 | 6.2515 | 6.2515 | 6.8314 | 6.8314 | 6.8314 | 6.8314
| Wind Offshore Radial | I |  |  |  |  | 1.9 | 1.9 | 1.9 | 1.9 | 2.4 | 2.4 | 2.4 | 2.4
| Wind Offshore Hub | I |  |  |  |  | 1.4 | 1.4 | 1.4 | 1.4 | 1.4 | 1.4 | 1.4 | 1.4
| Solar PV | I
| Solar CSP | I
| SRES Electricity | I
| Run of River | I |  |  |  |  | 15.6603 | 15.6603 | 15.6603 | 15.6603 | 15.6838 | 15.6838 | 15.6838 | 15.6838
| Pondage | I
| Reservoir | I |  |  |  |  | 26.5758 | 26.5758 | 26.5758 | 26.5758 | 26.7497 | 26.7497 | 26.7497 | 26.7497
| PS Turbine | I |  |  |  |  | 0.73332 | 0.73332 | 0.73332 | 0.73332 | 0.73332 | 0.73332 | 0.73332 | 0.73332
| PS Pump | I |  |  |  |  | 0.75902 | 0.75902 | 0.75902 | 0.75902 | 0.75902 | 0.75902 | 0.75902 | 0.75902
| Biofuel | I
| Other RES | I
| Nuclear | I
| Natural Gas | I |  |  |  |  | 0.02096 | 0.02096 | 0.02096 | 0.02096 | 0.02096 | 0.02096 | 0.02096 | 0.02096
| Crude Oil | I
| Coal | I
| Hydrogen GT | I
| Fuel Cell | I
| Other Non RES | I
| Adequacy Units | I
| Batteries | I
| Batteries [GWh] | I
H2 | SMR (Blue) and Pyrolisis | I
| SMR (Grey) | I
| Electrolyzers E-Market (P2G) [GW Elec] | I
| Electrolyzers DRES (P2G) [GW Elec] | I
| Electrolyzers SRES (P2G) [GW Elec] | I
| H2 Adequacy Units | I
| NH3 Imports - High Band | I
| NH3 Imports - Low Band | I
| NH3 Terminal Capacity | I
| Non-EU H2 Imports - High Band | I
| Non-EU H2 Imports - Low Band | I
| Non-EU H2 Pipeline Capacity | I
| EU Cross-Border Pipeline Capacity (Import) | I
| EU Cross-Border Pipeline Capacity (Export) | I
| H2 Storage Injection Capacity | I
| H2 Storage Withdrawal Capacity [GW] | I
| H2 Storage WGV [TWh] | I
| SNG Capacity (from H2) | I
| E-Liquids Capacity (from H2) | I
Generation [TWh]
Electricity | Wind Onshore | R |  |  |  |  | 19.7644 | 15.9317 | 18.465 | 17.6875 | 20.7252 | 18.1295 | 18.2837 | 18.7103
| Wind Offshore Radial | R |  |  |  |  | 5.0526 | 7.3531 | 5.2973 | 6.1226 | 6.2196 | 9.8649 | 7.219 | 8.0775
| Wind Offshore Hub | R |  |  |  |  | 4.555 | 5.7823 | 4.7148 | 5.1355 | 4.2928 | 6.0228 | 5.2147 | 5.3535
| Solar PV | R
| Solar CSP | R
| SRES Electricity | R
| Run of River | R |  |  |  |  | 66.4131 | 64.8336 | 65.4246 | 65.4078 | 65.8243 | 64.9017 | 63.0321 | 64.3384
| Pondage | R
| Reservoir | R |  |  |  |  | 122.7075 | 102.7672 | 115.609 | 111.7907 | 124.0567 | 109.5432 | 126.3736 | 119.178
| PS Turbine | R |  |  |  |  | 3.952 | 3.583 | 3.9832 | 3.8036 | 3.8917 | 3.7722 | 4.4917 | 4.0839
| Biofuel | R
| Other RES | R
| Nuclear | R
| Natural Gas | R |  |  |  |  | 0 | 0 | 0 | 0 | 0.00029344 | 0.00026255 | 0 | 0.00016371
| Crude Oil | R
| Coal | R
| Hydrogen GT | R
| Fuel Cell | R
| Other Non RES | R
| Adequacy Units | R
| ENS | R |  |  |  |  | 0 | 0 | 0 | 0 | 0 | 0 | 0 | 0
| RES Curtailment | R |  |  |  |  | 8.2108 | 2.4462 | 8.6918 | 5.8908 | 8.7265 | 2.075 | 7.9018 | 5.736
Electricity - Flexibility | Batteries Charging | R
| Batteries Discharging | R
| EV Discharging (Prosumer) | R
| EV Discharging (E-Market) | R
| DSR | R
H2 | SMR (Blue) and Pyrolisis | R
| SMR (Grey) | R
| Electrolyzers E-Market (P2G) | R
| Electrolyzers DRES (P2G) | R
| Electrolyzers SRES (P2G) | R
| H2 Adequacy Units | R
| NH3 Imports - High Band | R
| NH3 Imports - Low Band | R
| Non-EU H2 Imports - High Band | R
| Non-EU H2 Imports - Low Band | R
| H2 Storage Injection | R
| H2 Storage Withdrawal | R
| Max Hourly State of Charge [%] | R
Heat | Heat Production from H2 HHP [TWh Heat] | I
| Share of Heat from H2 Boilers [%] | R
| Heat Production from CH4 HHP [TWh Heat] | I
| Share of Heat from CH4 Boilers [%] | R
CO2 | CO2 Emissions Electricity Sector [Mt] | R |  |  |  |  | 0 | 0 | 0 | 0 | 0.00011566 | 0.00010503 | 0 | 6.5142e-05
| CO2 Emissions Hydrogen Sector [Mt] | R |  |  |  |  | 0 | 0 | 0 | 0 | 0 | 0 | 0 | 0
FLH [h]
Electricity | Wind Onshore | R |  |  |  |  | 3161.5463 | 2548.4622 | 2953.6853 | 2829.326 | 3033.8149 | 2653.8453 | 2676.4193 | 2738.8688
| Wind Offshore Radial | R |  |  |  |  | 2659.2444 | 3870.0637 | 2788.0643 | 3222.4072 | 2591.4868 | 4110.3722 | 3007.9148 | 3365.6122
| Wind Offshore Hub | R |  |  |  |  | 3253.587 | 4130.2019 | 3367.7237 | 3668.1966 | 3066.3062 | 4302.0024 | 3724.7507 | 3823.9625
| Solar PV | R
| Solar CSP | R
| SRES Electricity | R
| Run of River | R |  |  |  |  | 4240.8711 | 4140.0108 | 4177.7489 | 4176.6708 | 4196.9707 | 4138.1481 | 4018.9438 | 4102.2309
| Pondage | R
| Reservoir | R |  |  |  |  | 4617.2656 | 3866.9476 | 4350.1612 | 4206.4844 | 4637.6876 | 4095.1199 | 4724.3 | 4455.3055
| PS Turbine | R |  |  |  |  | 5389.1553 | 4886.0224 | 5431.6781 | 5186.8407 | 5306.8923 | 5144.0703 | 6125.2202 | 5569.0947
| Biofuel | R
| Other RES | R
| Nuclear | R
| Natural Gas | R |  |  |  |  | 0 | 0 | 0 | 0 | 14 | 12.5261 | 0 | 7.8104
| Crude Oil | R
| Coal | R
| Hydrogen GT | R
| Fuel Cell | R
| Other Non RES | R
| Adequacy Units | R
| Batteries | R
H2 | SMR (Blue) and Pyrolisis | R
| SMR (Grey) | R
| Electrolyzers E-Market (P2G) | R
| Electrolyzers DRES (P2G) | R
| Electrolyzers SRES (P2G) | R
| H2 Adequacy Units | R
| NH3 Terminals (Import) | R
| Non-EU H2 Pipelines (Import) | R
| H2 Pipelines (Import) | R
| H2 Pipelines (Export) | R
| H2 to SNG | R
| H2 to E-Liquids | R
Exchange [TWh]
Electricity | Imports | R |  |  |  |  | 5.8056 | 23.86 | 10.4829 | 15.1125 | 10.0532 | 21.8385 | 9.3291 | 14.4777
| Exports | R |  |  |  |  | 63.4129 | 57.2668 | 57.5986 | 58.8514 | 62.4622 | 59.3561 | 64.2552 | 61.9369
H2 | NH3 Imports | R
| Non-EU Imports | R
| EU Imports | R
| EU Exports | R
E-Fuels | SNG Imports [TWh H2] | R |  |  |  |  | EU27 level specific | EU27 level specific | EU27 level specific | EU27 level specific | EU27 level specific | EU27 level specific | EU27 level specific | EU27 level specific
| E-Liquid Imports [TWh H2] | R |  |  |  |  | EU27 level specific | EU27 level specific | EU27 level specific | EU27 level specific | EU27 level specific | EU27 level specific | EU27 level specific | EU27 level specific
Consumption [TWh]
Electricity | Native Demand (Prosumer) | I
| Fixed Load (Prosumer) | I
| Charging Station Load (Prosumer) | R
| Native Demand (E-Market) | I |  |  |  |  | 164.4191 | 166.5905 | 165.9456 | 165.8565 | 172.2633 | 174.6417 | 168.4512 | 171.6898
| Fixed Load (Emarket) | I |  |  |  |  | 0 | 0 | 0 | 0 | 0 | 0 | 0 | 0
| Charging Station Load (E-Market) | R
| PS Pump Load | R |  |  |  |  | 0.41825 | 0.25364 | 0.43262 | 0.35221 | 0.33826 | 0.075387 | 1.2376 | 0.59284
| Electrolyzers E-Market (P2G) | R
| Electricity for H2 HHPs | R
| Electricity for CH4 HHPs | R
H2 | H2 Demand | I |  |  |  |  | 0 | 0 | 0 | 0 | 0 | 0 | 0 | 0
| Shortage Quantity | R |  |  |  |  | 0 | 0 | 0 | 0 | 0 | 0 | 0 | 0
| H2 for Hydrogen GT | R
| H2 for HHP Boilers | R
| H2 to SNG | R
| H2 to E-Liquids | R
Methane | CH4 for HHP Boilers | R
CO2 | CO2 to E-Fuels [kt] | R |  |  |  |  | EU27 level specific | EU27 level specific | EU27 level specific | EU27 level specific | EU27 level specific | EU27 level specific | EU27 level specific | EU27 level specific
Fuels | E-Fuel Demand [TWh H2] | I |  |  |  |  | EU27 level specific | EU27 level specific | EU27 level specific | EU27 level specific | EU27 level specific | EU27 level specific | EU27 level specific | EU27 level specific
| E-Fuel Shortage [TWh H2] | R |  |  |  |  | EU27 level specific | EU27 level specific | EU27 level specific | EU27 level specific | EU27 level specific | EU27 level specific | EU27 level specific | EU27 level specific
Prices [€/MWh]
Electricity | 10%-Quan. | R |  |  |  |  | 0.0049877 | 7.7511 | 0.0047188 | 3.3357 | 0.0058552 | 0.36039 | 0.0052365 | 0.14742
| Load-Weighted Average | R |  |  |  |  | 0.54865 | 15.964 | 10.4357 | 10.44 | 9.6402 | 24.287 | 14.5222 | 17.4517
| 90%-Quan. | R |  |  |  |  | 0.017042 | 24.2049 | 54.6229 | 28.4378 | 28.5191 | 100.6703 | 66.2669 | 72.4787
H2 | 10%-Quan. | R
| Load-Weighted Average | R
| 90%-Quan. | R
Import Share [%]
H2 | Share of Domestic Production (Supply %) | R |  |  |  |  | EU27 level specific | EU27 level specific | EU27 level specific | EU27 level specific | EU27 level specific | EU27 level specific | EU27 level specific | EU27 level specific
| Share of Non-EU Imports (Supply %) | R |  |  |  |  | EU27 level specific | EU27 level specific | EU27 level specific | EU27 level specific | EU27 level specific | EU27 level specific | EU27 level specific | EU27 level specific
Energy Balance [TWh]
Electricity + | Electricity Generation | R |  |  |  |  | 222.4446 | 200.251 | 213.4939 | 209.9476 | 225.0105 | 212.2346 | 224.6148 | 219.7419
| DSR | R
| Net Imports | R |  |  |  |  | -57.6073 | -33.4069 | -47.1157 | -43.7389 | -52.409 | -37.5175 | -54.926 | -47.4592
| Electricity Shortage | R |  |  |  |  | 0 | 0 | 0 | 0 | 0 | 0 | 0 | 0
Electricity - | Electricity Demand (Native + Fixed) | I |  |  |  |  | 164.4191 | 166.5905 | 165.9456 | 165.8565 | 172.2633 | 174.6417 | 168.4512 | 171.6898
| Pump Load | R |  |  |  |  | 0.41825 | 0.25364 | 0.43262 | 0.35221 | 0.33826 | 0.075387 | 1.2376 | 0.59284
| Electrolyzer Load | R
| Heat Electrical Usage | R
| Net Battery Load | R
| Net EV Load | R
Electricity Balance |  | R |  |  |  |  | -1.2221e-12 | -4.5475e-13 | 2.3874e-12 | 2.99e-13 | 1.1823e-11 | 8.7539e-12 | 1.1937e-12 | 6.3437e-12
H2 + | H2 Domestic Production | R
| NH3 Imports | R
| Non-EU Imports | R
| Net Imports | R
| H2 Shortage | R |  |  |  |  | 0 | 0 | 0 | 0 | 0 | 0 | 0 | 0
H2 - | H2 Demand | I |  |  |  |  | 0 | 0 | 0 | 0 | 0 | 0 | 0 | 0
| H2 to Hydrogen GT | R
| H2 to Heat | R
| H2 to eFuels | R
| Net H2 Storage Load | R
H2 Balance |  | R |  |  |  |  | 0 | 0 | 0 | 0 | 0 | 0 | 0 | 0
Note on C3: Input Value / Result

## PL
|  | I/R | 2030 |  |  |  | 2035 |  |  |  | 2040 |  |  |  | 2050
|  |  | CY1 | CY2 | CY3 | Weighted WS | WS032 | WS037 | WS059 | Weighted WS | WS065 | WS071 | WS077 | Weighted WS | CY1 | CY2 | CY3 | Weighted WS
Installed Capacity [GW]
Electricity | Wind Onshore | I |  |  |  |  | 23.0422 | 23.0422 | 23.0422 | 23.0422 | 25.8155 | 25.8155 | 25.8155 | 25.8155
| Wind Offshore Radial | I |  |  |  |  | 12.233 | 12.233 | 12.233 | 12.233 | 17.883 | 17.883 | 17.883 | 17.883
| Wind Offshore Hub | I
| Solar PV | I |  |  |  |  | 37.901 | 37.901 | 37.901 | 37.901 | 46.293 | 46.293 | 46.293 | 46.293
| Solar CSP | I
| SRES Electricity | I
| Run of River | I |  |  |  |  | 0.52356 | 0.52356 | 0.52356 | 0.52356 | 0.52356 | 0.52356 | 0.52356 | 0.52356
| Pondage | I
| Reservoir | I |  |  |  |  | 0.42476 | 0.42476 | 0.42476 | 0.42476 | 0.42476 | 0.42476 | 0.42476 | 0.42476
| PS Turbine | I |  |  |  |  | 1.9969 | 1.9969 | 1.9969 | 1.9969 | 4.1669 | 4.1669 | 4.1669 | 4.1669
| PS Pump | I |  |  |  |  | 2.17 | 2.17 | 2.17 | 2.17 | 4.34 | 4.34 | 4.34 | 4.34
| Biofuel | I |  |  |  |  | 1.0268 | 1.0268 | 1.0268 | 1.0268
| Other RES | I |  |  |  |  | 1.7703 | 1.7703 | 1.7703 | 1.7703 | 1.7915 | 1.7915 | 1.7915 | 1.7915
| Nuclear | I |  |  |  |  | 0.6 | 0.6 | 0.6 | 0.6 | 7.425 | 7.425 | 7.425 | 7.425
| Natural Gas | I |  |  |  |  | 8.4978 | 8.4978 | 8.4978 | 8.4978 | 10.827 | 10.827 | 10.827 | 10.827
| Crude Oil | I
| Coal | I |  |  |  |  | 9.8683 | 9.8683 | 9.8683 | 9.8683 | 4.749 | 4.749 | 4.749 | 4.749
| Hydrogen GT | I
| Fuel Cell | I
| Other Non RES | I |  |  |  |  | 4.1202 | 4.1202 | 4.1202 | 4.1202 | 3.7565 | 3.7565 | 3.7565 | 3.7565
| Adequacy Units | I
| Batteries | I |  |  |  |  | 6.11 | 6.11 | 6.11 | 6.11 | 8.705 | 8.705 | 8.705 | 8.705
| Batteries [GWh] | I |  |  |  |  | 26.992 | 26.992 | 26.992 | 26.992 | 34.82 | 34.82 | 34.82 | 34.82
H2 | SMR (Blue) and Pyrolisis | I |  |  |  |  | 0.58 | 0.58 | 0.58 | 0.58 | 0.58 | 0.58 | 0.58 | 0.58
| SMR (Grey) | I
| Electrolyzers E-Market (P2G) [GW Elec] | I |  |  |  |  | 3.225 | 3.225 | 3.225 | 3.225 | 9.5 | 9.5 | 9.5 | 9.5
| Electrolyzers DRES (P2G) [GW Elec] | I |  |  |  |  | 6.814 | 6.814 | 6.814 | 6.814 | 6.814 | 6.814 | 6.814 | 6.814
| Electrolyzers SRES (P2G) [GW Elec] | I
| H2 Adequacy Units | I
| NH3 Imports - High Band | I |  |  |  |  | 0.3115 | 0.3115 | 0.3115 | 0.3115 | 0.3115 | 0.3115 | 0.3115 | 0.3115
| NH3 Imports - Low Band | I |  |  |  |  | 0.3115 | 0.3115 | 0.3115 | 0.3115 | 0.3115 | 0.3115 | 0.3115 | 0.3115
| NH3 Terminal Capacity | I |  |  |  |  | 0.625 | 0.625 | 0.625 | 0.625 | 0.625 | 0.625 | 0.625 | 0.625
| Non-EU H2 Imports - High Band | I
| Non-EU H2 Imports - Low Band | I
| Non-EU H2 Pipeline Capacity | I
| EU Cross-Border Pipeline Capacity (Import) | I |  |  |  |  | 11.2712 | 11.2712 | 11.2712 | 11.2712 | 29.0678 | 29.0678 | 29.0678 | 29.0678
| EU Cross-Border Pipeline Capacity (Export) | I |  |  |  |  | 11.2712 | 11.2712 | 11.2712 | 11.2712 | 11.2712 | 11.2712 | 11.2712 | 11.2712
| H2 Storage Injection Capacity | I |  |  |  |  | 0 | 0 | 0 | 0 | 1.114 | 1.114 | 1.114 | 1.114
| H2 Storage Withdrawal Capacity [GW] | I | [8 empty] | 2.229 | 2.229 | 2.229 | 2.229
| H2 Storage WGV [TWh] | I | [8 empty] | 1.427 | 1.427 | 1.427 | 1.427
| SNG Capacity (from H2) | I
| E-Liquids Capacity (from H2) | I
Generation [TWh]
Electricity | Wind Onshore | R |  |  |  |  | 65.835 | 70.1043 | 69.5646 | 68.9016 | 66.6003 | 71.3928 | 64.5481 | 67.6964
| Wind Offshore Radial | R |  |  |  |  | 45.9947 | 43.2574 | 45.1128 | 44.5266 | 62.1946 | 61.9266 | 53.6015 | 58.6502
| Wind Offshore Hub | R
| Solar PV | R |  |  |  |  | 36.3185 | 32.7625 | 37.2127 | 35.0845 | 44.758 | 36.4459 | 42.3325 | 40.4629
| Solar CSP | R
| SRES Electricity | R
| Run of River | R |  |  |  |  | 1.4472 | 1.7269 | 1.1023 | 1.4537 | 1.0087 | 1.299 | 1.0201 | 1.1294
| Pondage | R
| Reservoir | R |  |  |  |  | 0.17416 | 0.19654 | 0.13177 | 0.16979 | 0.12512 | 0.15145 | 0.11872 | 0.13309
| PS Turbine | R |  |  |  |  | 3.9425 | 3.2328 | 4.0828 | 3.6836 | 13.0802 | 10.5086 | 9.9256 | 10.7897
| Biofuel | R |  |  |  |  | 0.043693 | 0.008261 | 0.11285 | 0.051278
| Other RES | R |  |  |  |  | 4.8069 | 5.2169 | 4.7247 | 4.9561 | 4.5669 | 4.8504 | 4.9438 | 4.8311
| Nuclear | R |  |  |  |  | 2.7066 | 2.6816 | 2.4003 | 2.5948 | 46.2516 | 47.5899 | 48.91 | 47.8503
| Natural Gas | R |  |  |  |  | 7.602 | 6.2297 | 7.2085 | 6.8821 | 2.6173 | 3.3565 | 2.2208 | 2.7544
| Crude Oil | R
| Coal | R |  |  |  |  | 0.28078 | 0.061539 | 0.70814 | 0.32754 | 0.046702 | 0.23334 | 0 | 0.10268
| Hydrogen GT | R
| Fuel Cell | R
| Other Non RES | R |  |  |  |  | 2.4371 | 1.9413 | 2.0301 | 2.0896 | 0.82323 | 1.2105 | 0.9408 | 1.0252
| Adequacy Units | R
| ENS | R |  |  |  |  | 0 | 0 | 0 | 0 | 0 | 0 | 0 | 0
| RES Curtailment | R |  |  |  |  | 14.5331 | 10.3404 | 16.2794 | 13.3065 | 29.7966 | 22.8906 | 23.0186 | 24.323
Electricity - Flexibility | Batteries Charging | R |  |  |  |  | 8.1807 | 7.8769 | 8.6058 | 8.1904 | 12.813 | 11.2632 | 11.5578 | 11.691
| Batteries Discharging | R |  |  |  |  | 7.3872 | 7.1129 | 7.771 | 7.3959 | 11.5701 | 10.1707 | 10.4367 | 10.557
| EV Discharging (Prosumer) | R |  |  |  |  | 0.31344 | 0.32314 | 0.30817 | 0.31587 | 0.74686 | 0.73449 | 0.78511 | 0.75721
| EV Discharging (E-Market) | R |  |  |  |  | 0.010252 | 0.011125 | 0.0094217 | 0.010354 | 0.011819 | 0.013575 | 0.011863 | 0.012539
| DSR | R
H2 | SMR (Blue) and Pyrolisis | R |  |  |  |  | 0.0066482 | 0.0012934 | 0.0024029 | 0.0029447 | 0.041189 | 0.13923 | 0.085335 | 0.098064
| SMR (Grey) | R
| Electrolyzers E-Market (P2G) | R |  |  |  |  | 4.7781 | 3.9419 | 5.0197 | 4.4983 | 18.4489 | 22.7041 | 17.6344 | 19.8252
| Electrolyzers DRES (P2G) | R |  |  |  |  | 14.1734 | 15.1419 | 14.0708 | 14.556 | 12.5029 | 15.2993 | 14.8862 | 14.5748
| Electrolyzers SRES (P2G) | R
| H2 Adequacy Units | R
| NH3 Imports - High Band | R |  |  |  |  | 0 | 0 | 0 | 0 | 0.00073919 | 0.040804 | 0.0057761 | 0.01878
| NH3 Imports - Low Band | R |  |  |  |  | 2.7287 | 2.7287 | 2.7287 | 2.7287 | 2.7287 | 2.7287 | 2.7287 | 2.7287
| Non-EU H2 Imports - High Band | R
| Non-EU H2 Imports - Low Band | R
| H2 Storage Injection | R | [8 empty] | 3.4905 | 3.3634 | 3.4667 | 3.4302
| H2 Storage Withdrawal | R | [8 empty] | 3.4773 | 3.3298 | 3.4369 | 3.4021
| Max Hourly State of Charge [%] | R | [8 empty] | 100 | 100 | 100 | 100
Heat | Heat Production from H2 HHP [TWh Heat] | I
| Share of Heat from H2 Boilers [%] | R
| Heat Production from CH4 HHP [TWh Heat] | I
| Share of Heat from CH4 Boilers [%] | R
CO2 | CO2 Emissions Electricity Sector [Mt] | R |  |  |  |  | 3.4662 | 2.6332 | 3.66 | 3.172 | 0.9658 | 1.4552 | 0.84352 | 1.1126
| CO2 Emissions Hydrogen Sector [Mt] | R |  |  |  |  | 0.0025485 | 0.00049579 | 0.00092111 | 0.0011288 | 0.013229 | 0.044718 | 0.027408 | 0.031496
FLH [h]
Electricity | Wind Onshore | R |  |  |  |  | 2857.1478 | 3042.4308 | 3019.0095 | 2990.2338 | 2579.8577 | 2765.5024 | 2500.3603 | 2622.3166
| Wind Offshore Radial | R |  |  |  |  | 3759.8858 | 3536.1226 | 3687.7964 | 3639.8781 | 3477.864 | 3462.8769 | 2997.3414 | 3279.6601
| Wind Offshore Hub | R
| Solar PV | R |  |  |  |  | 958.246 | 864.4229 | 981.8395 | 925.6879 | 966.8416 | 787.2872 | 914.4462 | 874.0617
| Solar CSP | R
| SRES Electricity | R
| Run of River | R |  |  |  |  | 2764.1797 | 3298.4471 | 2105.3104 | 2776.4878 | 1926.5982 | 2481.025 | 1948.3324 | 2157.0626
| Pondage | R
| Reservoir | R |  |  |  |  | 410.0298 | 462.7116 | 310.212 | 399.7431 | 294.5673 | 356.5589 | 279.5047 | 313.3389
| PS Turbine | R |  |  |  |  | 1974.3345 | 1618.9141 | 2044.5463 | 1844.6736 | 3139.0811 | 2521.912 | 2382.0059 | 2589.3834
| Biofuel | R |  |  |  |  | 42.5531 | 8.0455 | 109.9027 | 49.9402
| Other RES | R |  |  |  |  | 2715.3016 | 2946.8739 | 2668.8667 | 2799.5542 | 2549.2441 | 2707.5244 | 2759.636 | 2696.713
| Nuclear | R |  |  |  |  | 4510.9889 | 4469.3922 | 4000.5589 | 4324.6604 | 6229.1692 | 6409.4204 | 6587.2083 | 6444.4853
| Natural Gas | R |  |  |  |  | 894.5804 | 733.0957 | 848.2834 | 809.864 | 241.7395 | 310.009 | 205.1167 | 254.3982
| Crude Oil | R
| Coal | R |  |  |  |  | 28.4528 | 6.236 | 71.7586 | 33.1905 | 9.8341 | 49.1349 | 0 | 21.6208
| Hydrogen GT | R
| Fuel Cell | R
| Other Non RES | R |  |  |  |  | 591.4985 | 471.162 | 492.7138 | 507.1549 | 219.1479 | 322.2497 | 250.4466 | 272.9081
| Adequacy Units | R
| Batteries | R |  |  |  |  | 1209.0296 | 1164.1368 | 1271.8506 | 1210.4566 | 1329.1341 | 1168.3743 | 1198.9275 | 1212.7475
H2 | SMR (Blue) and Pyrolisis | R |  |  |  |  | 11.4625 | 2.2299 | 4.1429 | 5.077 | 71.0156 | 240.0508 | 147.1291 | 169.0751
| SMR (Grey) | R
| Electrolyzers E-Market (P2G) | R |  |  |  |  | 2116.5573 | 1746.1279 | 2223.5725 | 1992.5877 | 2735.1896 | 3366.0606 | 2614.4428 | 2939.2393
| Electrolyzers DRES (P2G) | R |  |  |  |  | 2971.4873 | 3174.5255 | 2949.9832 | 3051.6974 | 2584.3499 | 3162.349 | 3076.973 | 3012.5988
| Electrolyzers SRES (P2G) | R
| H2 Adequacy Units | R
| NH3 Terminals (Import) | R |  |  |  |  | 4365.984 | 4365.984 | 4365.984 | 4365.984 | 4367.1667 | 4431.2704 | 4375.2258 | 4396.0318
| Non-EU H2 Pipelines (Import) | R
| H2 Pipelines (Import) | R |  |  |  |  | 550.4901 | 735.9103 | 532.8559 | 624.4015 | 529.4111 | 613.5927 | 568.5662 | 578.7458
| H2 Pipelines (Export) | R |  |  |  |  | 2171.3806 | 2368.0553 | 2165.7035 | 2254.0773 | 2595.3583 | 2401.6457 | 2502.8452 | 2480.868
| H2 to SNG | R
| H2 to E-Liquids | R
Exchange [TWh]
Electricity | Imports | R |  |  |  |  | 20.2951 | 21.7233 | 19.1545 | 20.5328 | 8.5335 | 10.0803 | 11.3092 | 10.2625
| Exports | R |  |  |  |  | 15.5594 | 16.3587 | 15.596 | 15.9152 | 26.7397 | 27.0683 | 25.0748 | 26.2052
H2 | NH3 Imports | R |  |  |  |  | 2.7287 | 2.7287 | 2.7287 | 2.7287 | 2.7295 | 2.7695 | 2.7345 | 2.7475
| Non-EU Imports | R
| EU Imports | R |  |  |  |  | 6.2047 | 8.2946 | 6.0059 | 7.0377 | 15.3888 | 17.8358 | 16.527 | 16.8229
| EU Exports | R |  |  |  |  | 24.474 | 26.6908 | 24.41 | 25.4061 | 29.2528 | 27.0694 | 28.21 | 27.9623
E-Fuels | SNG Imports [TWh H2] | R |  |  |  |  | EU27 level specific | EU27 level specific | EU27 level specific | EU27 level specific | EU27 level specific | EU27 level specific | EU27 level specific | EU27 level specific
| E-Liquid Imports [TWh H2] | R |  |  |  |  | EU27 level specific | EU27 level specific | EU27 level specific | EU27 level specific | EU27 level specific | EU27 level specific | EU27 level specific | EU27 level specific
Consumption [TWh]
Electricity | Native Demand (Prosumer) | I |  |  |  |  | 10.0704 | 9.5835 | 11.0564 | 10.1864 | 14.6695 | 11.9565 | 11.6735 | 12.3859
| Fixed Load (Prosumer) | I |  |  |  |  | 0 | 0 | 0 | 0 | 0 | 0 | 0 | 0
| Charging Station Load (Prosumer) | R |  |  |  |  | 5.2545 | 5.2655 | 5.2485 | 5.2573 | 8.2816 | 8.2676 | 8.3248 | 8.2933
| Native Demand (E-Market) | I |  |  |  |  | 146.4042 | 145.5393 | 146.4647 | 146.0522 | 153.8557 | 152.2957 | 153.236 | 152.9838
| Fixed Load (Emarket) | I |  |  |  |  | 0 | 0 | 0 | 0 | 0 | 0 | 0 | 0
| Charging Station Load (E-Market) | R |  |  |  |  | 2.1115 | 2.1125 | 2.1106 | 2.1116 | 3.2004 | 3.2023 | 3.2004 | 3.2012
| PS Pump Load | R |  |  |  |  | 5.1886 | 4.2225 | 5.3818 | 4.8369 | 17.3909 | 13.9329 | 13.2001 | 14.3314
| Electrolyzers E-Market (P2G) | R |  |  |  |  | 6.8259 | 5.6313 | 7.171 | 6.4261 | 25.9843 | 31.9776 | 24.8372 | 27.9228
| Electricity for H2 HHPs | R
| Electricity for CH4 HHPs | R
H2 | H2 Demand | I |  |  |  |  | 3.4176 | 3.4176 | 3.4176 | 3.4176 | 19.8452 | 31.6449 | 23.6276 | 26.078
| Shortage Quantity | R |  |  |  |  | 0 | 0 | 0 | 0 | 0 | 0 | 0 | 0
| H2 for Hydrogen GT | R
| H2 for HHP Boilers | R
| H2 to SNG | R
| H2 to E-Liquids | R
Methane | CH4 for HHP Boilers | R
CO2 | CO2 to E-Fuels [kt] | R |  |  |  |  | EU27 level specific | EU27 level specific | EU27 level specific | EU27 level specific | EU27 level specific | EU27 level specific | EU27 level specific | EU27 level specific
Fuels | E-Fuel Demand [TWh H2] | I |  |  |  |  | EU27 level specific | EU27 level specific | EU27 level specific | EU27 level specific | EU27 level specific | EU27 level specific | EU27 level specific | EU27 level specific
| E-Fuel Shortage [TWh H2] | R |  |  |  |  | EU27 level specific | EU27 level specific | EU27 level specific | EU27 level specific | EU27 level specific | EU27 level specific | EU27 level specific | EU27 level specific
Prices [€/MWh]
Electricity | 10%-Quan. | R |  |  |  |  | 0 | 0 | 0 | 0 | 0 | 0 | 0 | 0
| Load-Weighted Average | R |  |  |  |  | 51.4307 | 44.7059 | 47.6004 | 47.2751 | 35.5377 | 42.7954 | 39.7173 | 40.1126
| 90%-Quan. | R |  |  |  |  | 130.0107 | 124.2834 | 125.7349 | 126.1369 | 110.973 | 140.6886 | 126.508 | 129.0733
H2 | 10%-Quan. | R |  |  |  |  | 0.47143 | 0.47143 | 0.47143 | 0.47143 | 0.46479 | 0.46479 | 0.46479 | 0.46479
| Load-Weighted Average | R |  |  |  |  | 20.4486 | 11.5366 | 16.546 | 15.3286 | 34.9732 | 65.7467 | 49.4808 | 53.0856
| 90%-Quan. | R |  |  |  |  | 56.4319 | 28.989 | 55.8377 | 44.4354 | 74.9537 | 145.7629 | 117.0992 | 120.1355
Import Share [%]
H2 | Share of Domestic Production (Supply %) | R |  |  |  |  | EU27 level specific | EU27 level specific | EU27 level specific | EU27 level specific | EU27 level specific | EU27 level specific | EU27 level specific | EU27 level specific
| Share of Non-EU Imports (Supply %) | R |  |  |  |  | EU27 level specific | EU27 level specific | EU27 level specific | EU27 level specific | EU27 level specific | EU27 level specific | EU27 level specific | EU27 level specific
Energy Balance [TWh]
Electricity + | Electricity Generation | R |  |  |  |  | 171.5891 | 167.4197 | 174.3916 | 170.7211 | 242.0727 | 238.9651 | 228.5618 | 235.4253
| DSR | R
| Net Imports | R |  |  |  |  | 4.7357 | 5.3646 | 3.5585 | 4.6177 | -18.2063 | -16.988 | -13.7656 | -15.9427
| Electricity Shortage | R |  |  |  |  | 0 | 0 | 0 | 0 | 0 | 0 | 0 | 0
Electricity - | Electricity Demand (Native + Fixed) | I |  |  |  |  | 156.4745 | 155.1228 | 157.521 | 156.2386 | 168.5252 | 164.2522 | 164.9095 | 165.3697
| Pump Load | R |  |  |  |  | 5.1886 | 4.2225 | 5.3818 | 4.8369 | 17.3909 | 13.9329 | 13.2001 | 14.3314
| Electrolyzer Load | R |  |  |  |  | 6.8259 | 5.6313 | 7.171 | 6.4261 | 25.9843 | 31.9776 | 24.8372 | 27.9228
| Heat Electrical Usage | R
| Net Battery Load | R |  |  |  |  | 0.79353 | 0.76406 | 0.83476 | 0.79446 | 1.2429 | 1.0925 | 1.1211 | 1.134
| Net EV Load | R |  |  |  |  | 7.0423 | 7.0437 | 7.0415 | 7.0427 | 10.7232 | 10.7218 | 10.7283 | 10.7247
Electricity Balance |  | R |  |  |  |  | 2.4443e-12 | 1.35e-11 | 8.9244e-12 | 9.3368e-12 | 1.1369e-12 | 2.1885e-12 | 7.1054e-13 | 1.387e-12
H2 + | H2 Domestic Production | R |  |  |  |  | 18.9582 | 19.085 | 19.0929 | 19.0572 | 30.993 | 38.1426 | 32.606 | 34.498
| NH3 Imports | R |  |  |  |  | 2.7287 | 2.7287 | 2.7287 | 2.7287 | 2.7295 | 2.7695 | 2.7345 | 2.7475
| Non-EU Imports | R
| Net Imports | R |  |  |  |  | -18.2694 | -18.3962 | -18.4041 | -18.3684 | -13.864 | -9.2336 | -11.6831 | -11.1395
| H2 Shortage | R |  |  |  |  | 0 | 0 | 0 | 0 | 0 | 0 | 0 | 0
H2 - | H2 Demand | I |  |  |  |  | 3.4176 | 3.4176 | 3.4176 | 3.4176 | 19.8452 | 31.6449 | 23.6276 | 26.078
| H2 to Hydrogen GT | R
| H2 to Heat | R
| H2 to eFuels | R
| Net H2 Storage Load | R | [8 empty] | 0.013278 | 0.033634 | 0.029783 | 0.028023
H2 Balance |  | R |  |  |  |  | -9.4005e-12 | -9.6527e-12 | -9.166e-12 | -9.4316e-12 | 4.6256e-12 | 5.7092e-12 | 3.3715e-12 | 4.5574e-12
Note on C3: Input Value / Result

## PT
|  | I/R | 2030 |  |  |  | 2035 |  |  |  | 2040 |  |  |  | 2050
|  |  | CY1 | CY2 | CY3 | Weighted WS | WS032 | WS037 | WS059 | Weighted WS | WS065 | WS071 | WS077 | Weighted WS | CY1 | CY2 | CY3 | Weighted WS
Installed Capacity [GW]
Electricity | Wind Onshore | I |  |  |  |  | 9.0472 | 9.0472 | 9.0472 | 9.0472 | 11.6436 | 11.6436 | 11.6436 | 11.6436
| Wind Offshore Radial | I |  |  |  |  | 0.6462 | 0.6462 | 0.6462 | 0.6462 | 0.646 | 0.646 | 0.646 | 0.646
| Wind Offshore Hub | I
| Solar PV | I |  |  |  |  | 20.8203 | 20.8203 | 20.8203 | 20.8203 | 24.0381 | 24.0381 | 24.0381 | 24.0381
| Solar CSP | I
| SRES Electricity | I |  |  |  |  | 12.2148 | 12.2148 | 12.2148 | 12.2148 | 22.5069 | 22.5069 | 22.5069 | 22.5069
| Run of River | I |  |  |  |  | 0.5083 | 0.5083 | 0.5083 | 0.5083 | 0.5083 | 0.5083 | 0.5083 | 0.5083
| Pondage | I |  |  |  |  | 0.2798 | 0.2798 | 0.2798 | 0.2798 | 0.2798 | 0.2798 | 0.2798 | 0.2798
| Reservoir | I |  |  |  |  | 3.1355 | 3.1355 | 3.1355 | 3.1355 | 3.1355 | 3.1355 | 3.1355 | 3.1355
| PS Turbine | I |  |  |  |  | 4.4694 | 4.4694 | 4.4694 | 4.4694 | 4.4694 | 4.4694 | 4.4694 | 4.4694
| PS Pump | I |  |  |  |  | 3.837 | 3.837 | 3.837 | 3.837 | 3.837 | 3.837 | 3.837 | 3.837
| Biofuel | I
| Other RES | I |  |  |  |  | 1.581 | 1.581 | 1.581 | 1.581 | 1.607 | 1.607 | 1.607 | 1.607
| Nuclear | I
| Natural Gas | I |  |  |  |  | 2.055 | 2.055 | 2.055 | 2.055 | 1.357 | 1.357 | 1.357 | 1.357
| Crude Oil | I
| Coal | I
| Hydrogen GT | I
| Fuel Cell | I
| Other Non RES | I |  |  |  |  | 0.64197 | 0.64197 | 0.64197 | 0.64197 | 0.469 | 0.469 | 0.469 | 0.469
| Adequacy Units | I
| Batteries | I |  |  |  |  | 2.5 | 2.5 | 2.5 | 2.5 | 3 | 3 | 3 | 3
| Batteries [GWh] | I |  |  |  |  | 10 | 10 | 10 | 10 | 12 | 12 | 12 | 12
H2 | SMR (Blue) and Pyrolisis | I
| SMR (Grey) | I |  |  |  |  | 0.3 | 0.3 | 0.3 | 0.3
| Electrolyzers E-Market (P2G) [GW Elec] | I
| Electrolyzers DRES (P2G) [GW Elec] | I
| Electrolyzers SRES (P2G) [GW Elec] | I |  |  |  |  | 7.401 | 7.401 | 7.401 | 7.401 | 13.478 | 13.478 | 13.478 | 13.478
| H2 Adequacy Units | I
| NH3 Imports - High Band | I
| NH3 Imports - Low Band | I
| NH3 Terminal Capacity | I
| Non-EU H2 Imports - High Band | I
| Non-EU H2 Imports - Low Band | I
| Non-EU H2 Pipeline Capacity | I
| EU Cross-Border Pipeline Capacity (Import) | I |  |  |  |  | 2.8602 | 2.8602 | 2.8602 | 2.8602 | 2.8602 | 2.8602 | 2.8602 | 2.8602
| EU Cross-Border Pipeline Capacity (Export) | I |  |  |  |  | 2.8602 | 2.8602 | 2.8602 | 2.8602 | 2.8602 | 2.8602 | 2.8602 | 2.8602
| H2 Storage Injection Capacity | I
| H2 Storage Withdrawal Capacity [GW] | I
| H2 Storage WGV [TWh] | I
| SNG Capacity (from H2) | I
| E-Liquids Capacity (from H2) | I
Generation [TWh]
Electricity | Wind Onshore | R |  |  |  |  | 27.9166 | 29.9204 | 29.1506 | 29.1854 | 29.9906 | 33.6342 | 33.6305 | 32.904
| Wind Offshore Radial | R |  |  |  |  | 2.2782 | 2.3983 | 2.3312 | 2.3473 | 2.016 | 1.8806 | 2.1072 | 1.9983
| Wind Offshore Hub | R
| Solar PV | R |  |  |  |  | 29.5456 | 28.6527 | 29.7469 | 29.2281 | 34.3568 | 30.2651 | 33.903 | 32.5386
| Solar CSP | R
| SRES Electricity | R |  |  |  |  | 0.054905 | 0.043399 | 0.066369 | 0.053741 | 0.10789 | 0.11742 | 0.19296 | 0.14573
| Run of River | R |  |  |  |  | 0.66709 | 1.2705 | 1.1357 | 1.0812 | 0.61128 | 1.2357 | 0.72901 | 0.90812
| Pondage | R |  |  |  |  | 0.11242 | 0.62185 | 0.60684 | 0.49464 | 0.30867 | 0.90179 | 0.30518 | 0.54452
| Reservoir | R |  |  |  |  | 2.3765 | 6.6177 | 7.5465 | 5.9063 | 3.1576 | 11.5065 | 5.7085 | 7.5175
| PS Turbine | R |  |  |  |  | 10.4186 | 12.8107 | 12.0643 | 11.9902 | 10.8612 | 17.4541 | 10.8253 | 13.484
| Biofuel | R
| Other RES | R |  |  |  |  | 7.5424 | 7.3524 | 7.4468 | 7.4292 | 7.7934 | 6.9542 | 7.6225 | 7.3893
| Nuclear | R
| Natural Gas | R |  |  |  |  | 0.0029478 | 0.0045244 | 0.037415 | 0.015 | 0.020333 | 0.037183 | 0.031788 | 0.031655
| Crude Oil | R
| Coal | R
| Hydrogen GT | R
| Fuel Cell | R
| Other Non RES | R |  |  |  |  | 0.10103 | 0.025654 | 0.12352 | 0.07604 | 0.024355 | 0.031192 | 0.065217 | 0.043435
| Adequacy Units | R
| ENS | R |  |  |  |  | 0 | 0 | 0 | 0 | 0 | 0 | 0 | 0
| RES Curtailment | R |  |  |  |  | 1.0008 | 2.2055 | 1.5393 | 1.6965 | 1.2857 | 7.601 | 2.0439 | 4.1151
Electricity - Flexibility | Batteries Charging | R |  |  |  |  | 3.2432 | 3.2119 | 3.1386 | 3.1952 | 3.6853 | 4.1992 | 3.753 | 3.9179
| Batteries Discharging | R |  |  |  |  | 2.9837 | 2.955 | 2.8875 | 2.9396 | 3.3905 | 3.8633 | 3.4527 | 3.6045
| EV Discharging (Prosumer) | R |  |  |  |  | 0.30309 | 0.29038 | 0.29806 | 0.29596 | 0.59312 | 0.55367 | 0.56175 | 0.56479
| EV Discharging (E-Market) | R |  |  |  |  | 0.00084953 | 2.0218e-05 | 0.0008147 | 0.00048143 | 0.0053126 | 0.0033563 | 0.0008921 | 0.0027619
| DSR | R
H2 | SMR (Blue) and Pyrolisis | R
| SMR (Grey) | R |  |  |  |  | 0.018107 | 0.0016509 | 0.0043546 | 0.0064925
| Electrolyzers E-Market (P2G) | R
| Electrolyzers DRES (P2G) | R
| Electrolyzers SRES (P2G) | R |  |  |  |  | 15.7846 | 14.3733 | 14.0522 | 14.6061 | 19.1322 | 15.7144 | 20.0425 | 18.1292
| H2 Adequacy Units | R
| NH3 Imports - High Band | R
| NH3 Imports - Low Band | R
| Non-EU H2 Imports - High Band | R
| Non-EU H2 Imports - Low Band | R
| H2 Storage Injection | R
| H2 Storage Withdrawal | R
| Max Hourly State of Charge [%] | R
Heat | Heat Production from H2 HHP [TWh Heat] | I
| Share of Heat from H2 Boilers [%] | R
| Heat Production from CH4 HHP [TWh Heat] | I
| Share of Heat from CH4 Boilers [%] | R
CO2 | CO2 Emissions Electricity Sector [Mt] | R |  |  |  |  | 0.051433 | 0.014236 | 0.073414 | 0.042692 | 0.015594 | 0.022911 | 0.035779 | 0.026595
| CO2 Emissions Hydrogen Sector [Mt] | R |  |  |  |  | 0.0041556 | 0.00037889 | 0.0009994 | 0.0014901 | 0 | 0 | 0 | 0
FLH [h]
Electricity | Wind Onshore | R |  |  |  |  | 3085.6582 | 3307.1467 | 3222.0546 | 3225.9091 | 2575.7183 | 2888.6455 | 2888.3262 | 2825.9323
| Wind Offshore Radial | R |  |  |  |  | 3525.4969 | 3711.3941 | 3607.6059 | 3632.5287 | 3120.7778 | 2911.1938 | 3261.9343 | 3093.4068
| Wind Offshore Hub | R
| Solar PV | R |  |  |  |  | 1419.0789 | 1376.1894 | 1428.7472 | 1403.8269 | 1429.2623 | 1259.0457 | 1410.3859 | 1353.6251
| Solar CSP | R
| SRES Electricity | R |  |  |  |  | 4.495 | 3.553 | 5.4335 | 4.3996 | 4.7935 | 5.2171 | 8.5735 | 6.4749
| Run of River | R |  |  |  |  | 1312.4007 | 2499.4635 | 2234.3118 | 2127.0683 | 1202.6037 | 2430.9513 | 1434.2113 | 1786.5858
| Pondage | R |  |  |  |  | 401.799 | 2222.4889 | 2168.8442 | 1767.8206 | 1103.1634 | 3222.9717 | 1090.7179 | 1946.1085
| Reservoir | R |  |  |  |  | 757.934 | 2110.5576 | 2406.795 | 1883.6863 | 1007.0556 | 3669.7413 | 1820.6113 | 2397.5522
| PS Turbine | R |  |  |  |  | 2331.0851 | 2866.3021 | 2699.3 | 2682.7393 | 2430.1324 | 3905.239 | 2422.083 | 3016.9553
| Biofuel | R
| Other RES | R |  |  |  |  | 4770.623 | 4650.4719 | 4710.208 | 4699.0211 | 4849.6274 | 4327.4261 | 4743.3114 | 4598.2205
| Nuclear | R
| Natural Gas | R |  |  |  |  | 1.4345 | 2.2016 | 18.207 | 7.2993 | 14.9841 | 27.4009 | 23.4255 | 23.3274
| Crude Oil | R
| Coal | R
| Hydrogen GT | R
| Fuel Cell | R
| Other Non RES | R |  |  |  |  | 157.375 | 39.9611 | 192.4065 | 118.4474 | 51.9294 | 66.5073 | 139.0574 | 92.6118
| Adequacy Units | R
| Batteries | R |  |  |  |  | 1193.4974 | 1181.9948 | 1155.012 | 1175.8511 | 1130.1739 | 1287.752 | 1150.9097 | 1201.4995
H2 | SMR (Blue) and Pyrolisis | R
| SMR (Grey) | R |  |  |  |  | 60.3555 | 5.5029 | 14.5152 | 21.6416
| Electrolyzers E-Market (P2G) | R
| Electrolyzers DRES (P2G) | R
| Electrolyzers SRES (P2G) | R |  |  |  |  | 3046.8129 | 2774.3906 | 2712.4192 | 2819.3214 | 1999.3187 | 1642.1508 | 2094.4442 | 1894.5018
| H2 Adequacy Units | R
| NH3 Terminals (Import) | R
| Non-EU H2 Pipelines (Import) | R
| H2 Pipelines (Import) | R |  |  |  |  | 57.6886 | 37.9978 | 59.5832 | 49.8468 | 160.8865 | 162.3632 | 163.2857 | 162.4368
| H2 Pipelines (Export) | R |  |  |  |  | 3564.768 | 3045.8781 | 2956.1582 | 3140.8041 | 3500.0929 | 2297.3126 | 3781.5051 | 3131.5457
| H2 to SNG | R
| H2 to E-Liquids | R
Exchange [TWh]
Electricity | Imports | R |  |  |  |  | 11.3099 | 7.1149 | 7.4719 | 8.2395 | 13.178 | 4.2708 | 9.7287 | 8.2354
| Exports | R |  |  |  |  | 3.8967 | 7.0214 | 8.7251 | 6.8337 | 5.3165 | 7.5861 | 8.0887 | 7.3332
H2 | NH3 Imports | R
| Non-EU Imports | R
| EU Imports | R |  |  |  |  | 0.165 | 0.10868 | 0.17042 | 0.14257 | 0.46016 | 0.46439 | 0.46702 | 0.4646
| EU Exports | R |  |  |  |  | 10.1958 | 8.7117 | 8.4551 | 8.9832 | 10.0109 | 6.5707 | 10.8157 | 8.9568
E-Fuels | SNG Imports [TWh H2] | R |  |  |  |  | EU27 level specific | EU27 level specific | EU27 level specific | EU27 level specific | EU27 level specific | EU27 level specific | EU27 level specific | EU27 level specific
| E-Liquid Imports [TWh H2] | R |  |  |  |  | EU27 level specific | EU27 level specific | EU27 level specific | EU27 level specific | EU27 level specific | EU27 level specific | EU27 level specific | EU27 level specific
Consumption [TWh]
Electricity | Native Demand (Prosumer) | I |  |  |  |  | 0 | 0 | 0 | 0 | 0 | 0 | 0 | 0
| Fixed Load (Prosumer) | I |  |  |  |  | 0 | 0 | 0 | 0 | 0 | 0 | 0 | 0
| Charging Station Load (Prosumer) | R |  |  |  |  | 2.725 | 2.7106 | 2.7193 | 2.7169 | 4.6893 | 4.6447 | 4.6538 | 4.6573
| Native Demand (E-Market) | I |  |  |  |  | 72.4971 | 72.3914 | 72.8931 | 72.5823 | 77.931 | 77.1794 | 77.711 | 77.5424
| Fixed Load (Emarket) | I |  |  |  |  | 0 | 0 | 0 | 0 | 0 | 0 | 0 | 0
| Charging Station Load (E-Market) | R |  |  |  |  | 1.0218 | 1.0209 | 1.0218 | 1.0214 | 1.728 | 1.7258 | 1.723 | 1.7252
| PS Pump Load | R |  |  |  |  | 12.23 | 13.722 | 12.4166 | 12.9331 | 13.0648 | 17.3738 | 12.9357 | 14.7368
| Electrolyzers E-Market (P2G) | R
| Electricity for H2 HHPs | R
| Electricity for CH4 HHPs | R
H2 | H2 Demand | I |  |  |  |  | 5.7719 | 5.7719 | 5.7719 | 5.7719 | 9.5816 | 9.6082 | 9.694 | 9.6372
| Shortage Quantity | R |  |  |  |  | 0 | 0 | 0 | 0 | 0.00010344 | 0.00014192 | 0.00013983 | 0.00013339
| H2 for Hydrogen GT | R
| H2 for HHP Boilers | R
| H2 to SNG | R
| H2 to E-Liquids | R
Methane | CH4 for HHP Boilers | R
CO2 | CO2 to E-Fuels [kt] | R |  |  |  |  | EU27 level specific | EU27 level specific | EU27 level specific | EU27 level specific | EU27 level specific | EU27 level specific | EU27 level specific | EU27 level specific
Fuels | E-Fuel Demand [TWh H2] | I |  |  |  |  | EU27 level specific | EU27 level specific | EU27 level specific | EU27 level specific | EU27 level specific | EU27 level specific | EU27 level specific | EU27 level specific
| E-Fuel Shortage [TWh H2] | R |  |  |  |  | EU27 level specific | EU27 level specific | EU27 level specific | EU27 level specific | EU27 level specific | EU27 level specific | EU27 level specific | EU27 level specific
Prices [€/MWh]
Electricity | 10%-Quan. | R |  |  |  |  | 0.0092 | 0 | 0 | 0.002208 | 0 | 0 | 0 | 0
| Load-Weighted Average | R |  |  |  |  | 31.9275 | 12.468 | 21.0456 | 19.9689 | 20.4369 | 7.2944 | 23.8646 | 16.551
| 90%-Quan. | R |  |  |  |  | 73.3726 | 35.3515 | 63.3234 | 53.7073 | 68.0388 | 18.6019 | 71.7396 | 49.7444
H2 | 10%-Quan. | R |  |  |  |  | 0.47522 | 0.47522 | 0.47522 | 0.47522 | 0.46479 | 0.46479 | 0.46479 | 0.46479
| Load-Weighted Average | R |  |  |  |  | 40.5346 | 18.0098 | 25.4927 | 25.8851 | 22.0163 | 14.7205 | 26.7076 | 20.9745
| 90%-Quan. | R |  |  |  |  | 83.1741 | 55.6872 | 59.1985 | 63.4428 | 67.2311 | 31.3114 | 77.0769 | 56.8015
Import Share [%]
H2 | Share of Domestic Production (Supply %) | R |  |  |  |  | EU27 level specific | EU27 level specific | EU27 level specific | EU27 level specific | EU27 level specific | EU27 level specific | EU27 level specific | EU27 level specific
| Share of Non-EU Imports (Supply %) | R |  |  |  |  | EU27 level specific | EU27 level specific | EU27 level specific | EU27 level specific | EU27 level specific | EU27 level specific | EU27 level specific | EU27 level specific
Energy Balance [TWh]
Electricity + | Electricity Generation | R |  |  |  |  | 81.0162 | 89.718 | 90.2562 | 87.8072 | 89.2481 | 104.0179 | 95.1212 | 97.5053
| DSR | R
| Net Imports | R |  |  |  |  | 7.4132 | 0.093442 | -1.2532 | 1.4058 | 7.8615 | -3.3153 | 1.64 | 0.90219
| Electricity Shortage | R |  |  |  |  | 0 | 0 | 0 | 0 | 0 | 0 | 0 | 0
Electricity - | Electricity Demand (Native + Fixed) | I |  |  |  |  | 72.4971 | 72.3914 | 72.8931 | 72.5823 | 77.931 | 77.1794 | 77.711 | 77.5424
| Pump Load | R |  |  |  |  | 12.23 | 13.722 | 12.4166 | 12.9331 | 13.0648 | 17.3738 | 12.9357 | 14.7368
| Electrolyzer Load | R
| Heat Electrical Usage | R
| Net Battery Load | R |  |  |  |  | 0.25946 | 0.25696 | 0.25109 | 0.25562 | 0.29483 | 0.33594 | 0.30024 | 0.31343
| Net EV Load | R |  |  |  |  | 3.4429 | 3.4411 | 3.4422 | 3.4419 | 5.8189 | 5.8135 | 5.8142 | 5.8149
Electricity Balance |  | R |  |  |  |  | -1.2477e-11 | 1.5717e-11 | 1.1013e-11 | 7.3983e-12 | 8.0291e-12 | 4.2917e-12 | -1.3301e-11 | -1.998e-12
H2 + | H2 Domestic Production | R |  |  |  |  | 15.8027 | 14.3749 | 14.0566 | 14.6126 | 19.1322 | 15.7144 | 20.0425 | 18.1292
| NH3 Imports | R
| Non-EU Imports | R
| Net Imports | R |  |  |  |  | -10.0308 | -8.603 | -8.2847 | -8.8407 | -9.5507 | -6.1063 | -10.3487 | -8.4922
| H2 Shortage | R |  |  |  |  | 0 | 0 | 0 | 0 | 0.00010344 | 0.00014192 | 0.00013983 | 0.00013339
H2 - | H2 Demand | I |  |  |  |  | 5.7719 | 5.7719 | 5.7719 | 5.7719 | 9.5816 | 9.6082 | 9.694 | 9.6372
| H2 to Hydrogen GT | R
| H2 to Heat | R
| H2 to eFuels | R
| Net H2 Storage Load | R
H2 Balance |  | R |  |  |  |  | 1.043e-11 | 9.8384e-12 | 9.7709e-12 | 9.958e-12 | -6.1853e-12 | 7.1783e-12 | -2.0197e-12 | 8.2636e-13
Note on C3: Input Value / Result

## RO
|  | I/R | 2030 |  |  |  | 2035 |  |  |  | 2040 |  |  |  | 2050
|  |  | CY1 | CY2 | CY3 | Weighted WS | WS032 | WS037 | WS059 | Weighted WS | WS065 | WS071 | WS077 | Weighted WS | CY1 | CY2 | CY3 | Weighted WS
Installed Capacity [GW]
Electricity | Wind Onshore | I |  |  |  |  | 7.6 | 7.6 | 7.6 | 7.6 | 9.8 | 9.8 | 9.8 | 9.8
| Wind Offshore Radial | I |  |  |  |  | 1.5 | 1.5 | 1.5 | 1.5 | 3 | 3 | 3 | 3
| Wind Offshore Hub | I
| Solar PV | I |  |  |  |  | 14.8 | 14.8 | 14.8 | 14.8 | 21.4 | 21.4 | 21.4 | 21.4
| Solar CSP | I
| SRES Electricity | I
| Run of River | I |  |  |  |  | 3.8273 | 3.8273 | 3.8273 | 3.8273 | 3.8538 | 3.8538 | 3.8538 | 3.8538
| Pondage | I
| Reservoir | I |  |  |  |  | 2.6952 | 2.6952 | 2.6952 | 2.6952 | 2.6952 | 2.6952 | 2.6952 | 2.6952
| PS Turbine | I |  |  |  |  | 0.8 | 0.8 | 0.8 | 0.8 | 0.8288 | 0.8288 | 0.8288 | 0.8288
| PS Pump | I |  |  |  |  | 0.8 | 0.8 | 0.8 | 0.8 | 0.828 | 0.828 | 0.828 | 0.828
| Biofuel | I
| Other RES | I |  |  |  |  | 0.2 | 0.2 | 0.2 | 0.2 | 0.3 | 0.3 | 0.3 | 0.3
| Nuclear | I |  |  |  |  | 3.087 | 3.087 | 3.087 | 3.087 | 3.087 | 3.087 | 3.087 | 3.087
| Natural Gas | I |  |  |  |  | 5.3914 | 5.3914 | 5.3914 | 5.3914 | 5.1703 | 5.1703 | 5.1703 | 5.1703
| Crude Oil | I
| Coal | I
| Hydrogen GT | I
| Fuel Cell | I
| Other Non RES | I
| Adequacy Units | I
| Batteries | I |  |  |  |  | 2 | 2 | 2 | 2 | 3 | 3 | 3 | 3
| Batteries [GWh] | I |  |  |  |  | 4 | 4 | 4 | 4 | 6 | 6 | 6 | 6
H2 | SMR (Blue) and Pyrolisis | I
| SMR (Grey) | I
| Electrolyzers E-Market (P2G) [GW Elec] | I |  |  |  |  | 0.336 | 0.336 | 0.336 | 0.336 | 0.5 | 0.5 | 0.5 | 0.5
| Electrolyzers DRES (P2G) [GW Elec] | I
| Electrolyzers SRES (P2G) [GW Elec] | I
| H2 Adequacy Units | I
| NH3 Imports - High Band | I
| NH3 Imports - Low Band | I
| NH3 Terminal Capacity | I
| Non-EU H2 Imports - High Band | I
| Non-EU H2 Imports - Low Band | I
| Non-EU H2 Pipeline Capacity | I
| EU Cross-Border Pipeline Capacity (Import) | I |  |  |  |  | 2.7119 | 2.7119 | 2.7119 | 2.7119 | 5.5367 | 5.5367 | 5.5367 | 5.5367
| EU Cross-Border Pipeline Capacity (Export) | I |  |  |  |  | 3.5311 | 3.5311 | 3.5311 | 3.5311 | 6.3559 | 6.3559 | 6.3559 | 6.3559
| H2 Storage Injection Capacity | I
| H2 Storage Withdrawal Capacity [GW] | I
| H2 Storage WGV [TWh] | I
| SNG Capacity (from H2) | I
| E-Liquids Capacity (from H2) | I
Generation [TWh]
Electricity | Wind Onshore | R |  |  |  |  | 21.9252 | 25.3131 | 25.7098 | 24.6309 | 29.3811 | 31.5835 | 29.2118 | 30.1943
| Wind Offshore Radial | R |  |  |  |  | 4.0132 | 4.5664 | 4.3962 | 4.3775 | 8.084 | 8.0851 | 7.7069 | 7.9336
| Wind Offshore Hub | R
| Solar PV | R |  |  |  |  | 17.5452 | 15.7044 | 17.3733 | 16.6969 | 25.1586 | 22.4696 | 24.0799 | 23.6515
| Solar CSP | R
| SRES Electricity | R
| Run of River | R |  |  |  |  | 11.4874 | 16.0011 | 11.7085 | 13.5012 | 9.8624 | 13.5794 | 12.0557 | 12.2265
| Pondage | R
| Reservoir | R |  |  |  |  | 4.4578 | 6.4843 | 4.6167 | 5.3816 | 3.8699 | 5.4267 | 4.3522 | 4.6855
| PS Turbine | R |  |  |  |  | 1.546 | 1.2408 | 1.629 | 1.4422 | 1.6259 | 1.637 | 1.537 | 1.5948
| Biofuel | R
| Other RES | R |  |  |  |  | 1.059 | 1.0571 | 1.0583 | 1.058 | 1.5502 | 1.553 | 1.5854 | 1.5654
| Nuclear | R |  |  |  |  | 19.1932 | 16.0744 | 19.1287 | 17.8308 | 17.0831 | 14.1953 | 17.0574 | 15.9177
| Natural Gas | R |  |  |  |  | 1.6658 | 0.6022 | 0.55821 | 0.84294 | 0.20238 | 0.23963 | 0.23435 | 0.23007
| Crude Oil | R
| Coal | R
| Hydrogen GT | R
| Fuel Cell | R
| Other Non RES | R
| Adequacy Units | R
| ENS | R |  |  |  |  | 0 | 0 | 0 | 0 | 0 | 0 | 0 | 0
| RES Curtailment | R |  |  |  |  | 1.8753 | 1.7665 | 1.8761 | 1.8288 | 4.9981 | 3.5367 | 2.6645 | 3.4801
Electricity - Flexibility | Batteries Charging | R |  |  |  |  | 1.4345 | 1.4252 | 1.407 | 1.4215 | 2.1076 | 2.1002 | 1.9858 | 2.0559
| Batteries Discharging | R |  |  |  |  | 1.3198 | 1.3112 | 1.2945 | 1.3077 | 1.939 | 1.9322 | 1.8269 | 1.8914
| EV Discharging (Prosumer) | R |  |  |  |  | 0.39881 | 0.35771 | 0.38935 | 0.37802 | 0.59903 | 0.60483 | 0.56019 | 0.58582
| EV Discharging (E-Market) | R |  |  |  |  | 0.001583 | 0.00052137 | 0.00024841 | 0.00068608 | 0 | 0.0041597 | 0.00030013 | 0.0017839
| DSR | R
H2 | SMR (Blue) and Pyrolisis | R
| SMR (Grey) | R
| Electrolyzers E-Market (P2G) | R |  |  |  |  | 1.4492 | 2.0124 | 1.7041 | 1.7755 | 2.7509 | 3.0237 | 2.7952 | 2.8777
| Electrolyzers DRES (P2G) | R
| Electrolyzers SRES (P2G) | R
| H2 Adequacy Units | R
| NH3 Imports - High Band | R
| NH3 Imports - Low Band | R
| Non-EU H2 Imports - High Band | R
| Non-EU H2 Imports - Low Band | R
| H2 Storage Injection | R
| H2 Storage Withdrawal | R
| Max Hourly State of Charge [%] | R
Heat | Heat Production from H2 HHP [TWh Heat] | I |  |  |  |  | 1.714 | 1.7069 | 1.714 | 1.7109 | 2.2147 | 2.2147 | 2.2147 | 2.2147
| Share of Heat from H2 Boilers [%] | R |  |  |  |  | 7.6753 | 33.2277 | 30.426 | 26.1706 | 11.1566 | 18.5132 | 10.7011 | 13.9171
| Heat Production from CH4 HHP [TWh Heat] | I |  |  |  |  | 3.1039 | 3.0947 | 3.1039 | 3.0999 | 3.6459 | 3.6459 | 3.6459 | 3.6459
| Share of Heat from CH4 Boilers [%] | R |  |  |  |  | 37.9572 | 6.8368 | 5.9959 | 14.0282 | 0.89201 | 4.1162 | 0.61475 | 2.0708
CO2 | CO2 Emissions Electricity Sector [Mt] | R |  |  |  |  | 0.50404 | 0.17741 | 0.16426 | 0.25146 | 0.050119 | 0.061252 | 0.059048 | 0.058144
| CO2 Emissions Hydrogen Sector [Mt] | R |  |  |  |  | 0 | 0 | 0 | 0 | 0 | 0 | 0 | 0
FLH [h]
Electricity | Wind Onshore | R |  |  |  |  | 2884.8941 | 3330.6718 | 3382.8721 | 3240.9113 | 2998.0675 | 3222.8106 | 2980.7939 | 3081.0553
| Wind Offshore Radial | R |  |  |  |  | 2675.4399 | 3044.2875 | 2930.8224 | 2918.3206 | 2694.6814 | 2695.0264 | 2568.9698 | 2644.5347
| Wind Offshore Hub | R
| Solar PV | R |  |  |  |  | 1185.4872 | 1061.1069 | 1173.8702 | 1128.1701 | 1175.6338 | 1049.983 | 1125.2298 | 1105.2119
| Solar CSP | R
| SRES Electricity | R
| Run of River | R |  |  |  |  | 3001.4377 | 4180.7864 | 3059.2103 | 3527.6226 | 2559.1484 | 3523.6502 | 3128.2769 | 3172.6005
| Pondage | R
| Reservoir | R |  |  |  |  | 1653.9865 | 2405.8593 | 1712.9322 | 1996.7439 | 1435.8523 | 2013.4557 | 1614.7825 | 1738.4658
| PS Turbine | R |  |  |  |  | 1932.5215 | 1551.0394 | 2036.2198 | 1802.7046 | 1961.7695 | 1975.1424 | 1854.5371 | 1924.2257
| Biofuel | R
| Other RES | R |  |  |  |  | 5294.8412 | 5285.6922 | 5291.4421 | 5289.7854 | 5167.4633 | 5176.7397 | 5284.536 | 5218.0029
| Nuclear | R |  |  |  |  | 6217.413 | 5207.1311 | 6196.5464 | 5776.1058 | 5533.8956 | 4598.4065 | 5525.5446 | 5156.3596
| Natural Gas | R |  |  |  |  | 308.9724 | 111.698 | 103.5373 | 156.3508 | 39.1417 | 46.3467 | 45.3254 | 44.4972
| Crude Oil | R
| Coal | R
| Hydrogen GT | R
| Fuel Cell | R
| Other Non RES | R
| Adequacy Units | R
| Batteries | R |  |  |  |  | 659.8806 | 655.6082 | 647.2379 | 653.8714 | 646.3238 | 644.0505 | 608.9652 | 630.471
H2 | SMR (Blue) and Pyrolisis | R
| SMR (Grey) | R
| Electrolyzers E-Market (P2G) | R |  |  |  |  | 6161.5397 | 8556.1405 | 7245.4569 | 7548.9107 | 7748.9064 | 8517.5047 | 7873.8196 | 8106.311
| Electrolyzers DRES (P2G) | R
| Electrolyzers SRES (P2G) | R
| H2 Adequacy Units | R
| NH3 Terminals (Import) | R
| Non-EU H2 Pipelines (Import) | R
| H2 Pipelines (Import) | R |  |  |  |  | 6005.6669 | 5973.6284 | 5862.7588 | 5944.7307 | 4455.6194 | 4917.536 | 4487.8991 | 4653.2979
| H2 Pipelines (Export) | R |  |  |  |  | 0 | 0 | 0 | 0 | 18.7091 | 27.8599 | 26.8347 | 25.6197
| H2 to SNG | R
| H2 to E-Liquids | R
Exchange [TWh]
Electricity | Imports | R |  |  |  |  | 11.4653 | 7.8891 | 9.5262 | 9.2876 | 11.4883 | 9.9322 | 10.7499 | 10.5705
| Exports | R |  |  |  |  | 24.5187 | 25.2621 | 24.2623 | 24.7537 | 30.0078 | 31.1094 | 30.3099 | 30.5693
H2 | NH3 Imports | R
| Non-EU Imports | R
| EU Imports | R |  |  |  |  | 16.2866 | 16.1997 | 15.899 | 16.1213 | 24.6695 | 27.227 | 24.8483 | 25.764
| EU Exports | R |  |  |  |  | 0 | 0 | 0 | 0 | 0.11891 | 0.17708 | 0.17056 | 0.16284
E-Fuels | SNG Imports [TWh H2] | R |  |  |  |  | EU27 level specific | EU27 level specific | EU27 level specific | EU27 level specific | EU27 level specific | EU27 level specific | EU27 level specific | EU27 level specific
| E-Liquid Imports [TWh H2] | R |  |  |  |  | EU27 level specific | EU27 level specific | EU27 level specific | EU27 level specific | EU27 level specific | EU27 level specific | EU27 level specific | EU27 level specific
Consumption [TWh]
Electricity | Native Demand (Prosumer) | I |  |  |  |  | 0.96941 | 0.92535 | 0.96291 | 0.94832 | 1.2234 | 1.1561 | 1.2094 | 1.1909
| Fixed Load (Prosumer) | I |  |  |  |  | 0 | 0 | 0 | 0 | 0 | 0 | 0 | 0
| Charging Station Load (Prosumer) | R |  |  |  |  | 3.2719 | 3.2254 | 3.2612 | 3.2484 | 4.7902 | 4.7968 | 4.7462 | 4.7752
| Native Demand (E-Market) | I |  |  |  |  | 59.3652 | 58.6511 | 60.2779 | 59.3593 | 63.0039 | 62.1244 | 63.0527 | 62.6716
| Fixed Load (Emarket) | I |  |  |  |  | 0 | 0 | 0 | 0 | 0 | 0 | 0 | 0
| Charging Station Load (E-Market) | R |  |  |  |  | 1.2106 | 1.2094 | 1.2091 | 1.2096 | 1.7624 | 1.7671 | 1.7627 | 1.7644
| PS Pump Load | R |  |  |  |  | 2.0614 | 1.6595 | 2.172 | 1.9251 | 2.1152 | 2.1076 | 1.9837 | 2.0596
| Electrolyzers E-Market (P2G) | R |  |  |  |  | 2.0703 | 2.8749 | 2.4345 | 2.5364 | 3.8745 | 4.2588 | 3.9369 | 4.0532
| Electricity for H2 HHPs | R |  |  |  |  | 0.55034 | 0.3987 | 0.40887 | 0.43845 | 0.69718 | 0.63209 | 0.70491 | 0.67424
| Electricity for CH4 HHPs | R |  |  |  |  | 0.62587 | 0.97084 | 0.99333 | 0.89547 | 1.2619 | 1.1902 | 1.2656 | 1.2347
H2 | H2 Demand | I |  |  |  |  | 17.6337 | 17.7477 | 17.1343 | 17.5179 | 27.0727 | 29.7118 | 27.2535 | 28.2007
| Shortage Quantity | R |  |  |  |  | 0.019733 | 0.060729 | 0.014038 | 0.035482 | 0 | 0.017805 | 0 | 0.007122
| H2 for Hydrogen GT | R
| H2 for HHP Boilers | R |  |  |  |  | 0.12181 | 0.52514 | 0.48287 | 0.41439 | 0.22879 | 0.37964 | 0.21944 | 0.28539
| H2 to SNG | R
| H2 to E-Liquids | R
Methane | CH4 for HHP Boilers | R |  |  |  |  | 1.2724 | 0.2285 | 0.20099 | 0.46996 | 0.035124 | 0.16208 | 0.024206 | 0.081539
CO2 | CO2 to E-Fuels [kt] | R |  |  |  |  | EU27 level specific | EU27 level specific | EU27 level specific | EU27 level specific | EU27 level specific | EU27 level specific | EU27 level specific | EU27 level specific
Fuels | E-Fuel Demand [TWh H2] | I |  |  |  |  | EU27 level specific | EU27 level specific | EU27 level specific | EU27 level specific | EU27 level specific | EU27 level specific | EU27 level specific | EU27 level specific
| E-Fuel Shortage [TWh H2] | R |  |  |  |  | EU27 level specific | EU27 level specific | EU27 level specific | EU27 level specific | EU27 level specific | EU27 level specific | EU27 level specific | EU27 level specific
Prices [€/MWh]
Electricity | 10%-Quan. | R |  |  |  |  | 0.01 | 0.01 | 0.01 | 0.01 | 0 | 0 | 0.01 | 0.004
| Load-Weighted Average | R |  |  |  |  | 48.7854 | 23.0215 | 30.2881 | 31.6028 | 31.2116 | 28.6777 | 37.6961 | 32.7918
| 90%-Quan. | R |  |  |  |  | 108.7268 | 39.7396 | 47.7365 | 58.9355 | 60.6833 | 67.5999 | 83.8702 | 72.7247
H2 | 10%-Quan. | R |  |  |  |  | 49.6359 | 24.0782 | 45.0643 | 37.1375 | 21.5836 | 21.5832 | 23.5651 | 22.376
| Load-Weighted Average | R |  |  |  |  | 186.1443 | 273.0659 | 116.9447 | 200.6847 | 52.423 | 104.6698 | 60.3624 | 76.4975
| 90%-Quan. | R |  |  |  |  | 153.65 | 118.5227 | 60.4395 | 107.7858 | 79.0896 | 145.7551 | 116.8861 | 120.8744
Import Share [%]
H2 | Share of Domestic Production (Supply %) | R |  |  |  |  | EU27 level specific | EU27 level specific | EU27 level specific | EU27 level specific | EU27 level specific | EU27 level specific | EU27 level specific | EU27 level specific
| Share of Non-EU Imports (Supply %) | R |  |  |  |  | EU27 level specific | EU27 level specific | EU27 level specific | EU27 level specific | EU27 level specific | EU27 level specific | EU27 level specific | EU27 level specific
Energy Balance [TWh]
Electricity + | Electricity Generation | R |  |  |  |  | 82.8927 | 87.0439 | 86.1787 | 85.7621 | 96.8177 | 98.7693 | 97.8206 | 97.9995
| DSR | R
| Net Imports | R |  |  |  |  | -13.0534 | -17.373 | -14.736 | -15.4661 | -18.5195 | -21.1772 | -19.5601 | -19.9988
| Electricity Shortage | R |  |  |  |  | 0 | 0 | 0 | 0 | 0 | 0 | 0 | 0
Electricity - | Electricity Demand (Native + Fixed) | I |  |  |  |  | 60.3346 | 59.5764 | 61.2408 | 60.3076 | 64.2273 | 63.2805 | 64.2621 | 63.8625
| Pump Load | R |  |  |  |  | 2.0614 | 1.6595 | 2.172 | 1.9251 | 2.1152 | 2.1076 | 1.9837 | 2.0596
| Electrolyzer Load | R |  |  |  |  | 2.0703 | 2.8749 | 2.4345 | 2.5364 | 3.8745 | 4.2588 | 3.9369 | 4.0532
| Heat Electrical Usage | R |  |  |  |  | 1.1762 | 1.3695 | 1.4022 | 1.3339 | 1.959 | 1.8222 | 1.9705 | 1.9089
| Net Battery Load | R |  |  |  |  | 0.11476 | 0.11402 | 0.11256 | 0.11372 | 0.16861 | 0.16801 | 0.15886 | 0.16447
| Net EV Load | R |  |  |  |  | 4.0821 | 4.0765 | 4.0807 | 4.0792 | 5.9536 | 5.9549 | 5.9485 | 5.952
Electricity Balance |  | R |  |  |  |  | -3.2969e-12 | -3.1122e-12 | 2.8422e-14 | -2.1201e-12 | -7.5602e-12 | 1.5689e-11 | 3.2827e-12 | 6.0766e-12
H2 + | H2 Domestic Production | R |  |  |  |  | 1.4492 | 2.0124 | 1.7041 | 1.7755 | 2.7509 | 3.0237 | 2.7952 | 2.8777
| NH3 Imports | R
| Non-EU Imports | R
| Net Imports | R |  |  |  |  | 16.2866 | 16.1997 | 15.899 | 16.1213 | 24.5506 | 27.05 | 24.6777 | 25.6012
| H2 Shortage | R |  |  |  |  | 0.019733 | 0.060729 | 0.014038 | 0.035482 | 0 | 0.017805 | 0 | 0.007122
H2 - | H2 Demand | I |  |  |  |  | 17.6337 | 17.7477 | 17.1343 | 17.5179 | 27.0727 | 29.7118 | 27.2535 | 28.2007
| H2 to Hydrogen GT | R
| H2 to Heat | R |  |  |  |  | 0.12181 | 0.52514 | 0.48287 | 0.41439 | 0.22879 | 0.37964 | 0.21944 | 0.28539
| H2 to eFuels | R
| Net H2 Storage Load | R
H2 Balance |  | R |  |  |  |  | -2.2347e-12 | -4.583e-13 | -3.6913e-12 | -1.9515e-12 | -9.0949e-13 | -7.3186e-13 | -5.0413e-12 | -2.4912e-12
Note on C3: Input Value / Result

## RS
|  | I/R | 2030 |  |  |  | 2035 |  |  |  | 2040 |  |  |  | 2050
|  |  | CY1 | CY2 | CY3 | Weighted WS | WS032 | WS037 | WS059 | Weighted WS | WS065 | WS071 | WS077 | Weighted WS | CY1 | CY2 | CY3 | Weighted WS
Installed Capacity [GW]
Electricity | Wind Onshore | I |  |  |  |  | 6.5311 | 6.5311 | 6.5311 | 6.5311 | 6.5311 | 6.5311 | 6.5311 | 6.5311
| Wind Offshore Radial | I
| Wind Offshore Hub | I
| Solar PV | I |  |  |  |  | 4.8523 | 4.8523 | 4.8523 | 4.8523 | 4.8523 | 4.8523 | 4.8523 | 4.8523
| Solar CSP | I
| SRES Electricity | I
| Run of River | I |  |  |  |  | 2.0403 | 2.0403 | 2.0403 | 2.0403 | 2.0713 | 2.0713 | 2.0713 | 2.0713
| Pondage | I
| Reservoir | I |  |  |  |  | 0.43527 | 0.43527 | 0.43527 | 0.43527 | 0.43527 | 0.43527 | 0.43527 | 0.43527
| PS Turbine | I |  |  |  |  | 1.27 | 1.27 | 1.27 | 1.27 | 1.27 | 1.27 | 1.27 | 1.27
| PS Pump | I |  |  |  |  | 1.314 | 1.314 | 1.314 | 1.314 | 1.314 | 1.314 | 1.314 | 1.314
| Biofuel | I
| Other RES | I |  |  |  |  | 0.03024 | 0.03024 | 0.03024 | 0.03024 | 0.03024 | 0.03024 | 0.03024 | 0.03024
| Nuclear | I
| Natural Gas | I |  |  |  |  | 0.4009 | 0.4009 | 0.4009 | 0.4009 | 0.4009 | 0.4009 | 0.4009 | 0.4009
| Crude Oil | I
| Coal | I |  |  |  |  | 5.0498 | 5.0498 | 5.0498 | 5.0497 | 5.0498 | 5.0498 | 5.0498 | 5.0498
| Hydrogen GT | I
| Fuel Cell | I
| Other Non RES | I
| Adequacy Units | I
| Batteries | I |  |  |  |  | 0.6045 | 0.6045 | 0.6045 | 0.6045 | 0.6045 | 0.6045 | 0.6045 | 0.6045
| Batteries [GWh] | I |  |  |  |  | 1.9786 | 1.9786 | 1.9786 | 1.9786 | 1.9786 | 1.9786 | 1.9786 | 1.9786
H2 | SMR (Blue) and Pyrolisis | I
| SMR (Grey) | I
| Electrolyzers E-Market (P2G) [GW Elec] | I
| Electrolyzers DRES (P2G) [GW Elec] | I
| Electrolyzers SRES (P2G) [GW Elec] | I
| H2 Adequacy Units | I
| NH3 Imports - High Band | I
| NH3 Imports - Low Band | I
| NH3 Terminal Capacity | I
| Non-EU H2 Imports - High Band | I
| Non-EU H2 Imports - Low Band | I
| Non-EU H2 Pipeline Capacity | I
| EU Cross-Border Pipeline Capacity (Import) | I
| EU Cross-Border Pipeline Capacity (Export) | I
| H2 Storage Injection Capacity | I
| H2 Storage Withdrawal Capacity [GW] | I
| H2 Storage WGV [TWh] | I
| SNG Capacity (from H2) | I
| E-Liquids Capacity (from H2) | I
Generation [TWh]
Electricity | Wind Onshore | R |  |  |  |  | 12.4866 | 16.4624 | 17.9232 | 15.9903 | 14.2634 | 15.1803 | 14.34 | 14.6608
| Wind Offshore Radial | R
| Wind Offshore Hub | R
| Solar PV | R |  |  |  |  | 6.2191 | 5.7424 | 6.4078 | 6.0764 | 6.4562 | 5.885 | 6.0057 | 6.0475
| Solar CSP | R
| SRES Electricity | R
| Run of River | R |  |  |  |  | 7.9544 | 9.4775 | 7.8002 | 8.5584 | 7.6374 | 8.2304 | 7.4912 | 7.8161
| Pondage | R
| Reservoir | R |  |  |  |  | 1.1206 | 1.2908 | 1.1967 | 1.2189 | 1.0684 | 1.0047 | 0.9532 | 0.99684
| PS Turbine | R |  |  |  |  | 2.9145 | 2.5287 | 3.2012 | 2.8432 | 2.6301 | 2.9929 | 2.2743 | 2.6329
| Biofuel | R
| Other RES | R |  |  |  |  | 0.18956 | 0.18873 | 0.19037 | 0.18947 | 0.19055 | 0.1909 | 0.19181 | 0.1912
| Nuclear | R
| Natural Gas | R |  |  |  |  | 0.85839 | 0.33505 | 0.30655 | 0.45125 | 0.18419 | 0.1261 | 0.19159 | 0.16392
| Crude Oil | R
| Coal | R |  |  |  |  | 0.34174 | 0.047761 | 0.032242 | 0.1132 | 0 | 0 | 0 | 0
| Hydrogen GT | R
| Fuel Cell | R
| Other Non RES | R
| Adequacy Units | R
| ENS | R |  |  |  |  | 0 | 0 | 0 | 0 | 0 | 0 | 0 | 0
| RES Curtailment | R |  |  |  |  | 0.15908 | 0.21915 | 0.13239 | 0.1761 | 0.11391 | 0.072691 | 0.068312 | 0.079184
Electricity - Flexibility | Batteries Charging | R |  |  |  |  | 0.63901 | 0.62816 | 0.64194 | 0.63531 | 0.60975 | 0.62491 | 0.57718 | 0.60278
| Batteries Discharging | R |  |  |  |  | 0.57511 | 0.56534 | 0.57774 | 0.57178 | 0.54877 | 0.56242 | 0.51946 | 0.54251
| EV Discharging (Prosumer) | R
| EV Discharging (E-Market) | R
| DSR | R
H2 | SMR (Blue) and Pyrolisis | R
| SMR (Grey) | R
| Electrolyzers E-Market (P2G) | R
| Electrolyzers DRES (P2G) | R
| Electrolyzers SRES (P2G) | R
| H2 Adequacy Units | R
| NH3 Imports - High Band | R
| NH3 Imports - Low Band | R
| Non-EU H2 Imports - High Band | R
| Non-EU H2 Imports - Low Band | R
| H2 Storage Injection | R
| H2 Storage Withdrawal | R
| Max Hourly State of Charge [%] | R
Heat | Heat Production from H2 HHP [TWh Heat] | I
| Share of Heat from H2 Boilers [%] | R
| Heat Production from CH4 HHP [TWh Heat] | I
| Share of Heat from CH4 Boilers [%] | R
CO2 | CO2 Emissions Electricity Sector [Mt] | R |  |  |  |  | 0.6608 | 0.1523 | 0.12518 | 0.26539 | 0.045417 | 0.034542 | 0.047178 | 0.041771
| CO2 Emissions Hydrogen Sector [Mt] | R |  |  |  |  | 0 | 0 | 0 | 0 | 0 | 0 | 0 | 0
FLH [h]
Electricity | Wind Onshore | R |  |  |  |  | 1911.8706 | 2520.6131 | 2744.2803 | 2448.3251 | 2183.9196 | 2324.3067 | 2195.6543 | 2244.7683
| Wind Offshore Radial | R
| Wind Offshore Hub | R
| Solar PV | R |  |  |  |  | 1281.6756 | 1183.431 | 1320.5615 | 1252.2628 | 1330.5369 | 1212.8309 | 1237.7023 | 1246.3207
| Solar CSP | R
| SRES Electricity | R
| Run of River | R |  |  |  |  | 3898.6367 | 4645.1346 | 3823.059 | 4194.6902 | 3687.2541 | 3973.5376 | 3616.6661 | 3773.5323
| Pondage | R
| Reservoir | R |  |  |  |  | 2574.4787 | 2965.4598 | 2749.3539 | 2800.3094 | 2454.6055 | 2308.237 | 2189.8972 | 2290.1748
| PS Turbine | R |  |  |  |  | 2294.8687 | 1991.0699 | 2520.6689 | 2238.7493 | 2070.9565 | 2356.5938 | 1790.7737 | 2073.1383
| Biofuel | R
| Other RES | R |  |  |  |  | 6268.4532 | 6241.1809 | 6295.463 | 6265.6393 | 6301.3029 | 6312.9828 | 6342.9125 | 6322.6187
| Nuclear | R
| Natural Gas | R |  |  |  |  | 2141.1631 | 835.7487 | 764.6492 | 1125.5853 | 459.4452 | 314.5526 | 477.9089 | 408.8736
| Crude Oil | R
| Coal | R |  |  |  |  | 67.6753 | 9.4582 | 6.385 | 22.4161 | 0 | 0 | 0 | 0
| Hydrogen GT | R
| Fuel Cell | R
| Other Non RES | R
| Adequacy Units | R
| Batteries | R |  |  |  |  | 951.3759 | 935.2188 | 955.7371 | 945.8675 | 907.8145 | 930.3841 | 859.3248 | 897.4465
H2 | SMR (Blue) and Pyrolisis | R
| SMR (Grey) | R
| Electrolyzers E-Market (P2G) | R
| Electrolyzers DRES (P2G) | R
| Electrolyzers SRES (P2G) | R
| H2 Adequacy Units | R
| NH3 Terminals (Import) | R
| Non-EU H2 Pipelines (Import) | R
| H2 Pipelines (Import) | R
| H2 Pipelines (Export) | R
| H2 to SNG | R
| H2 to E-Liquids | R
Exchange [TWh]
Electricity | Imports | R |  |  |  |  | 24.4099 | 18.1073 | 21.5082 | 20.7423 | 26.96 | 23.7299 | 26.3525 | 25.425
| Exports | R |  |  |  |  | 8.8048 | 8.2675 | 10.108 | 9.0038 | 13.1578 | 11.7048 | 12.5003 | 12.3136
H2 | NH3 Imports | R
| Non-EU Imports | R
| EU Imports | R
| EU Exports | R
E-Fuels | SNG Imports [TWh H2] | R |  |  |  |  | EU27 level specific | EU27 level specific | EU27 level specific | EU27 level specific | EU27 level specific | EU27 level specific | EU27 level specific | EU27 level specific
| E-Liquid Imports [TWh H2] | R |  |  |  |  | EU27 level specific | EU27 level specific | EU27 level specific | EU27 level specific | EU27 level specific | EU27 level specific | EU27 level specific | EU27 level specific
Consumption [TWh]
Electricity | Native Demand (Prosumer) | I
| Fixed Load (Prosumer) | I
| Charging Station Load (Prosumer) | R
| Native Demand (E-Market) | I |  |  |  |  | 43.7402 | 42.4788 | 44.126 | 43.3251 | 42.6697 | 41.5823 | 42.2111 | 42.0513
| Fixed Load (Emarket) | I |  |  |  |  | 0 | 0 | 0 | 0 | 0 | 0 | 0 | 0
| Charging Station Load (E-Market) | R
| PS Pump Load | R |  |  |  |  | 3.8858 | 3.3714 | 4.2683 | 3.7908 | 3.5018 | 3.9905 | 3.0312 | 3.5091
| Electrolyzers E-Market (P2G) | R
| Electricity for H2 HHPs | R
| Electricity for CH4 HHPs | R
H2 | H2 Demand | I |  |  |  |  | 0 | 0 | 0 | 0 | 0 | 0 | 0 | 0
| Shortage Quantity | R |  |  |  |  | 0 | 0 | 0 | 0 | 0 | 0 | 0 | 0
| H2 for Hydrogen GT | R
| H2 for HHP Boilers | R
| H2 to SNG | R
| H2 to E-Liquids | R
Methane | CH4 for HHP Boilers | R
CO2 | CO2 to E-Fuels [kt] | R |  |  |  |  | EU27 level specific | EU27 level specific | EU27 level specific | EU27 level specific | EU27 level specific | EU27 level specific | EU27 level specific | EU27 level specific
Fuels | E-Fuel Demand [TWh H2] | I |  |  |  |  | EU27 level specific | EU27 level specific | EU27 level specific | EU27 level specific | EU27 level specific | EU27 level specific | EU27 level specific | EU27 level specific
| E-Fuel Shortage [TWh H2] | R |  |  |  |  | EU27 level specific | EU27 level specific | EU27 level specific | EU27 level specific | EU27 level specific | EU27 level specific | EU27 level specific | EU27 level specific
Prices [€/MWh]
Electricity | 10%-Quan. | R |  |  |  |  | 0.02 | 0.017 | 0.017 | 0.01772 | 0.01 | 0.01 | 0.02 | 0.014
| Load-Weighted Average | R |  |  |  |  | 47.355 | 18.8617 | 26.2077 | 28.1243 | 28.6864 | 26.0519 | 35.3537 | 30.2995
| 90%-Quan. | R |  |  |  |  | 105.8901 | 31.8939 | 40.4864 | 52.4885 | 49.5508 | 70.457 | 72.4183 | 67.0603
H2 | 10%-Quan. | R
| Load-Weighted Average | R
| 90%-Quan. | R
Import Share [%]
H2 | Share of Domestic Production (Supply %) | R |  |  |  |  | EU27 level specific | EU27 level specific | EU27 level specific | EU27 level specific | EU27 level specific | EU27 level specific | EU27 level specific | EU27 level specific
| Share of Non-EU Imports (Supply %) | R |  |  |  |  | EU27 level specific | EU27 level specific | EU27 level specific | EU27 level specific | EU27 level specific | EU27 level specific | EU27 level specific | EU27 level specific
Energy Balance [TWh]
Electricity + | Electricity Generation | R |  |  |  |  | 32.0849 | 36.0732 | 37.0582 | 35.4411 | 32.4302 | 33.6103 | 31.4478 | 32.5093
| DSR | R
| Net Imports | R |  |  |  |  | 15.6051 | 9.8398 | 11.4002 | 11.7384 | 13.8022 | 12.0251 | 13.8522 | 13.1114
| Electricity Shortage | R |  |  |  |  | 0 | 0 | 0 | 0 | 0 | 0 | 0 | 0
Electricity - | Electricity Demand (Native + Fixed) | I |  |  |  |  | 43.7402 | 42.4788 | 44.126 | 43.3251 | 42.6697 | 41.5823 | 42.2111 | 42.0513
| Pump Load | R |  |  |  |  | 3.8858 | 3.3714 | 4.2683 | 3.7908 | 3.5018 | 3.9905 | 3.0312 | 3.5091
| Electrolyzer Load | R
| Heat Electrical Usage | R
| Net Battery Load | R |  |  |  |  | 0.063901 | 0.062816 | 0.064194 | 0.063531 | 0.060975 | 0.062491 | 0.057718 | 0.060278
| Net EV Load | R
Electricity Balance |  | R |  |  |  |  | 1.2967e-11 | 7.1338e-12 | 6.2812e-12 | 8.2525e-12 | 3.7517e-12 | -3.9364e-12 | 3.0127e-12 | 3.8085e-13
H2 + | H2 Domestic Production | R
| NH3 Imports | R
| Non-EU Imports | R
| Net Imports | R
| H2 Shortage | R |  |  |  |  | 0 | 0 | 0 | 0 | 0 | 0 | 0 | 0
H2 - | H2 Demand | I |  |  |  |  | 0 | 0 | 0 | 0 | 0 | 0 | 0 | 0
| H2 to Hydrogen GT | R
| H2 to Heat | R
| H2 to eFuels | R
| Net H2 Storage Load | R
H2 Balance |  | R |  |  |  |  | 0 | 0 | 0 | 0 | 0 | 0 | 0 | 0
Note on C3: Input Value / Result

## SE
|  | I/R | 2030 |  |  |  | 2035 |  |  |  | 2040 |  |  |  | 2050
|  |  | CY1 | CY2 | CY3 | Weighted WS | WS032 | WS037 | WS059 | Weighted WS | WS065 | WS071 | WS077 | Weighted WS | CY1 | CY2 | CY3 | Weighted WS
Installed Capacity [GW]
Electricity | Wind Onshore | I |  |  |  |  | 23.824 | 23.824 | 23.824 | 23.824 | 25.2535 | 25.2535 | 25.2535 | 25.2535
| Wind Offshore Radial | I |  |  |  |  | 2.328 | 2.328 | 2.328 | 2.328 | 3.9352 | 3.9352 | 3.9352 | 3.9352
| Wind Offshore Hub | I
| Solar PV | I |  |  |  |  | 10.0792 | 10.0792 | 10.0792 | 10.0792 | 13.5892 | 13.5892 | 13.5892 | 13.5892
| Solar CSP | I
| SRES Electricity | I
| Run of River | I
| Pondage | I
| Reservoir | I |  |  |  |  | 15.6172 | 15.6172 | 15.6172 | 15.6172 | 15.6172 | 15.6172 | 15.6172 | 15.6172
| PS Turbine | I
| PS Pump | I
| Biofuel | I
| Other RES | I |  |  |  |  | 3.9375 | 3.9375 | 3.9375 | 3.9375 | 3.9375 | 3.9375 | 3.9375 | 3.9375
| Nuclear | I |  |  |  |  | 8.081 | 8.081 | 8.081 | 8.081 | 8.881 | 8.881 | 8.881 | 8.881
| Natural Gas | I |  |  |  |  | 0.18 | 0.18 | 0.18 | 0.18 | 0.18 | 0.18 | 0.18 | 0.18
| Crude Oil | I
| Coal | I
| Hydrogen GT | I
| Fuel Cell | I
| Other Non RES | I
| Adequacy Units | I
| Batteries | I |  |  |  |  | 0.2 | 0.2 | 0.2 | 0.2 | 0.2 | 0.2 | 0.2 | 0.2
| Batteries [GWh] | I |  |  |  |  | 2.001 | 2.001 | 2.001 | 2.001 | 2.001 | 2.001 | 2.001 | 2.001
H2 | SMR (Blue) and Pyrolisis | I
| SMR (Grey) | I
| Electrolyzers E-Market (P2G) [GW Elec] | I |  |  |  |  | 15.5025 | 15.5025 | 15.5025 | 15.5025 | 15.5025 | 15.5025 | 15.5025 | 15.5025
| Electrolyzers DRES (P2G) [GW Elec] | I
| Electrolyzers SRES (P2G) [GW Elec] | I
| H2 Adequacy Units | I
| NH3 Imports - High Band | I
| NH3 Imports - Low Band | I
| NH3 Terminal Capacity | I
| Non-EU H2 Imports - High Band | I
| Non-EU H2 Imports - Low Band | I
| Non-EU H2 Pipeline Capacity | I
| EU Cross-Border Pipeline Capacity (Import) | I |  |  |  |  | 23.5169 | 23.5169 | 23.5169 | 23.5169 | 23.5169 | 23.5169 | 23.5169 | 23.5169
| EU Cross-Border Pipeline Capacity (Export) | I |  |  |  |  | 23.5169 | 23.5169 | 23.5169 | 23.5169 | 23.5169 | 23.5169 | 23.5169 | 23.5169
| H2 Storage Injection Capacity | I
| H2 Storage Withdrawal Capacity [GW] | I
| H2 Storage WGV [TWh] | I
| SNG Capacity (from H2) | I
| E-Liquids Capacity (from H2) | I
Generation [TWh]
Electricity | Wind Onshore | R |  |  |  |  | 71.4383 | 57.5019 | 71.867 | 65.5871 | 70.1123 | 67.6756 | 63.5612 | 66.5172
| Wind Offshore Radial | R |  |  |  |  | 10.3022 | 9.4393 | 10.8723 | 10.1193 | 16.6443 | 15.7241 | 14.9149 | 15.5845
| Wind Offshore Hub | R
| Solar PV | R |  |  |  |  | 9.6709 | 8.8701 | 8.9824 | 9.0993 | 12.8245 | 11.1671 | 12.4184 | 11.9991
| Solar CSP | R
| SRES Electricity | R
| Run of River | R
| Pondage | R
| Reservoir | R |  |  |  |  | 69.9707 | 74.2117 | 85.9901 | 77.0807 | 78.025 | 77.5986 | 81.5864 | 79.279
| PS Turbine | R
| Biofuel | R
| Other RES | R |  |  |  |  | 34.1773 | 34.4301 | 33.9637 | 34.2155 | 34.3411 | 34.4557 | 34.3517 | 34.3912
| Nuclear | R |  |  |  |  | 20.6353 | 38.1112 | 17.349 | 27.0654 | 30.7689 | 35.2314 | 38.536 | 35.6607
| Natural Gas | R |  |  |  |  | 0.0033845 | 0.0051362 | 0.037442 | 0.015377 | 0.0076421 | 0.032586 | 0.014984 | 0.020556
| Crude Oil | R
| Coal | R
| Hydrogen GT | R
| Fuel Cell | R
| Other Non RES | R
| Adequacy Units | R
| ENS | R |  |  |  |  | 0 | 0 | 0 | 0 | 0 | 0 | 0 | 0
| RES Curtailment | R |  |  |  |  | 0.9422 | 0.15489 | 2.0047 | 0.95429 | 0.52574 | 0.10617 | 0.5495 | 0.36742
Electricity - Flexibility | Batteries Charging | R |  |  |  |  | 0.27351 | 0.24696 | 0.32753 | 0.27992 | 0.27115 | 0.24122 | 0.25507 | 0.25275
| Batteries Discharging | R |  |  |  |  | 0.25163 | 0.2272 | 0.30133 | 0.25753 | 0.24946 | 0.22192 | 0.23466 | 0.23253
| EV Discharging (Prosumer) | R |  |  |  |  | 0.20453 | 0.18934 | 0.13423 | 0.1748 | 0.17485 | 0.14717 | 0.10598 | 0.13623
| EV Discharging (E-Market) | R |  |  |  |  | 0.0059377 | 0.0075238 | 0.005472 | 0.006466 | 0.023999 | 0.025533 | 0.020464 | 0.023199
| DSR | R |  |  |  |  | 0 | 0.015224 | 0.13531 | 0.051199 | 0.10115 | 0.47118 | 0.15568 | 0.27097
H2 | SMR (Blue) and Pyrolisis | R
| SMR (Grey) | R
| Electrolyzers E-Market (P2G) | R |  |  |  |  | 54.3084 | 46.8184 | 54.8575 | 51.2689 | 60.9505 | 54.2712 | 60.1085 | 57.942
| Electrolyzers DRES (P2G) | R
| Electrolyzers SRES (P2G) | R
| H2 Adequacy Units | R
| NH3 Imports - High Band | R
| NH3 Imports - Low Band | R
| Non-EU H2 Imports - High Band | R
| Non-EU H2 Imports - Low Band | R
| H2 Storage Injection | R
| H2 Storage Withdrawal | R
| Max Hourly State of Charge [%] | R
Heat | Heat Production from H2 HHP [TWh Heat] | I
| Share of Heat from H2 Boilers [%] | R
| Heat Production from CH4 HHP [TWh Heat] | I
| Share of Heat from CH4 Boilers [%] | R
CO2 | CO2 Emissions Electricity Sector [Mt] | R |  |  |  |  | 0.0010542 | 0.0015999 | 0.011663 | 0.0047896 | 0.0020163 | 0.0085976 | 0.0039535 | 0.0054237
| CO2 Emissions Hydrogen Sector [Mt] | R |  |  |  |  | 0 | 0 | 0 | 0 | 0 | 0 | 0 | 0
FLH [h]
Electricity | Wind Onshore | R |  |  |  |  | 2998.5859 | 2413.6116 | 3016.5801 | 2752.985 | 2776.3404 | 2679.8504 | 2516.9261 | 2633.9787
| Wind Offshore Radial | R |  |  |  |  | 4425.3525 | 4054.6865 | 4670.2446 | 4346.7805 | 4229.582 | 3995.7482 | 3790.1341 | 3960.2693
| Wind Offshore Hub | R
| Solar PV | R |  |  |  |  | 959.4931 | 880.0353 | 891.1788 | 902.7826 | 943.7271 | 821.7594 | 913.8406 | 882.9854
| Solar CSP | R
| SRES Electricity | R
| Run of River | R
| Pondage | R
| Reservoir | R |  |  |  |  | 4480.3632 | 4751.9185 | 5506.1132 | 4935.6295 | 4996.0919 | 4968.7879 | 5224.139 | 5076.3891
| PS Turbine | R
| Biofuel | R
| Other RES | R |  |  |  |  | 8679.85 | 8744.0614 | 8625.6075 | 8689.5609 | 8721.4651 | 8750.5747 | 8724.1411 | 8734.1793
| Nuclear | R |  |  |  |  | 2553.5574 | 4716.1459 | 2146.8873 | 3349.2693 | 3464.5769 | 3967.0546 | 4339.1489 | 4015.3968
| Natural Gas | R |  |  |  |  | 18.8026 | 28.5347 | 208.011 | 85.4262 | 42.4561 | 181.0314 | 83.2459 | 114.2021
| Crude Oil | R
| Coal | R
| Hydrogen GT | R
| Fuel Cell | R
| Other Non RES | R
| Adequacy Units | R
| Batteries | R |  |  |  |  | 1258.1529 | 1135.9934 | 1506.6495 | 1287.6282 | 1247.309 | 1109.6159 | 1173.3148 | 1162.6341
H2 | SMR (Blue) and Pyrolisis | R
| SMR (Grey) | R
| Electrolyzers E-Market (P2G) | R |  |  |  |  | 5004.5751 | 4314.365 | 5055.1785 | 4724.4839 | 5537.5465 | 4930.713 | 5461.0444 | 5264.2122
| Electrolyzers DRES (P2G) | R
| Electrolyzers SRES (P2G) | R
| H2 Adequacy Units | R
| NH3 Terminals (Import) | R
| Non-EU H2 Pipelines (Import) | R
| H2 Pipelines (Import) | R |  |  |  |  | 58.6965 | 126.7048 | 93.8024 | 99.525 | 210.0495 | 375.432 | 202.7485 | 273.2821
| H2 Pipelines (Export) | R |  |  |  |  | 384.2833 | 133.8949 | 442.7655 | 295.9154 | 201.7492 | 85.6487 | 158.599 | 138.049
| H2 to SNG | R
| H2 to E-Liquids | R
Exchange [TWh]
Electricity | Imports | R |  |  |  |  | 63.0893 | 57.3017 | 55.2173 | 58.0029 | 69.2362 | 65.7434 | 65.51 | 66.3486
| Exports | R |  |  |  |  | 24.0984 | 32.3334 | 27.263 | 28.6838 | 19.8741 | 22.9328 | 22.6364 | 22.2025
H2 | NH3 Imports | R
| Non-EU Imports | R
| EU Imports | R |  |  |  |  | 1.3804 | 2.9797 | 2.2059 | 2.3405 | 4.9397 | 8.829 | 4.768 | 6.4268
| EU Exports | R |  |  |  |  | 9.0372 | 3.1488 | 10.4125 | 6.959 | 4.7445 | 2.0142 | 3.7298 | 3.2465
E-Fuels | SNG Imports [TWh H2] | R |  |  |  |  | EU27 level specific | EU27 level specific | EU27 level specific | EU27 level specific | EU27 level specific | EU27 level specific | EU27 level specific | EU27 level specific
| E-Liquid Imports [TWh H2] | R |  |  |  |  | EU27 level specific | EU27 level specific | EU27 level specific | EU27 level specific | EU27 level specific | EU27 level specific | EU27 level specific | EU27 level specific
Consumption [TWh]
Electricity | Native Demand (Prosumer) | I |  |  |  |  | 3.8568 | 4.3919 | 4.1583 | 4.1864 | 6.1105 | 6.3968 | 5.8837 | 6.1343
| Fixed Load (Prosumer) | I |  |  |  |  | 0 | 0 | 0 | 0 | 0 | 0 | 0 | 0
| Charging Station Load (Prosumer) | R |  |  |  |  | 11.0092 | 10.992 | 10.9296 | 10.9755 | 14.3866 | 14.3553 | 14.3087 | 14.3429
| Native Demand (E-Market) | I |  |  |  |  | 158.3025 | 160.8351 | 159.1839 | 159.6824 | 179.9132 | 182.0199 | 177.5625 | 179.8156
| Fixed Load (Emarket) | I |  |  |  |  | 0 | 0 | 0 | 0 | 0 | 0 | 0 | 0
| Charging Station Load (E-Market) | R |  |  |  |  | 4.6257 | 4.6275 | 4.6252 | 4.6263 | 6.108 | 6.1098 | 6.104 | 6.1071
| PS Pump Load | R
| Electrolyzers E-Market (P2G) | R |  |  |  |  | 77.5834 | 66.8834 | 78.3679 | 73.2413 | 85.8458 | 76.4384 | 84.6598 | 81.6084
| Electricity for H2 HHPs | R
| Electricity for CH4 HHPs | R
H2 | H2 Demand | I |  |  |  |  | 46.6516 | 46.6493 | 46.6533 | 46.6512 | 61.1457 | 61.1226 | 61.1467 | 61.1369
| Shortage Quantity | R |  |  |  |  | 0 | 0 | 0.0023569 | 0.00077778 | 0 | 0.036549 | 0 | 0.01462
| H2 for Hydrogen GT | R
| H2 for HHP Boilers | R
| H2 to SNG | R
| H2 to E-Liquids | R
Methane | CH4 for HHP Boilers | R
CO2 | CO2 to E-Fuels [kt] | R |  |  |  |  | EU27 level specific | EU27 level specific | EU27 level specific | EU27 level specific | EU27 level specific | EU27 level specific | EU27 level specific | EU27 level specific
Fuels | E-Fuel Demand [TWh H2] | I |  |  |  |  | EU27 level specific | EU27 level specific | EU27 level specific | EU27 level specific | EU27 level specific | EU27 level specific | EU27 level specific | EU27 level specific
| E-Fuel Shortage [TWh H2] | R |  |  |  |  | EU27 level specific | EU27 level specific | EU27 level specific | EU27 level specific | EU27 level specific | EU27 level specific | EU27 level specific | EU27 level specific
Prices [€/MWh]
Electricity | 10%-Quan. | R |  |  |  |  | 14.9913 | 18.1207 | 7.6655 | 13.9194 | 17.2557 | 19.2861 | 18.9558 | 18.7479
| Load-Weighted Average | R |  |  |  |  | 31.6816 | 35.0154 | 33.2764 | 33.6414 | 43.2276 | 59.6433 | 51.8764 | 53.2534
| 90%-Quan. | R |  |  |  |  | 52.2448 | 50.6645 | 54.4502 | 52.293 | 71.6095 | 120.1918 | 105.9689 | 104.7862
H2 | 10%-Quan. | R |  |  |  |  | 49.7427 | 24.1682 | 45.0568 | 37.1993 | 22.1197 | 22.0334 | 23.8316 | 22.7699
| Load-Weighted Average | R |  |  |  |  | 63.2625 | 44.8279 | 60.5919 | 54.4543 | 61.424 | 102.1676 | 73.7169 | 82.6386
| 90%-Quan. | R |  |  |  |  | 83.0945 | 84.3274 | 60.8236 | 76.2753 | 137.4344 | 164.5891 | 164.5891 | 159.1582
Import Share [%]
H2 | Share of Domestic Production (Supply %) | R |  |  |  |  | EU27 level specific | EU27 level specific | EU27 level specific | EU27 level specific | EU27 level specific | EU27 level specific | EU27 level specific | EU27 level specific
| Share of Non-EU Imports (Supply %) | R |  |  |  |  | EU27 level specific | EU27 level specific | EU27 level specific | EU27 level specific | EU27 level specific | EU27 level specific | EU27 level specific | EU27 level specific
Energy Balance [TWh]
Electricity + | Electricity Generation | R |  |  |  |  | 216.1981 | 222.5693 | 229.0619 | 223.1828 | 242.7237 | 241.885 | 245.3835 | 243.4521
| DSR | R |  |  |  |  | 0 | 0.015224 | 0.13531 | 0.051199 | 0.10115 | 0.47118 | 0.15568 | 0.27097
| Net Imports | R |  |  |  |  | 38.9909 | 24.9683 | 27.9543 | 29.3191 | 49.3621 | 42.8106 | 42.8735 | 44.1461
| Electricity Shortage | R |  |  |  |  | 0 | 0 | 0 | 0 | 0 | 0 | 0 | 0
Electricity - | Electricity Demand (Native + Fixed) | I |  |  |  |  | 162.1593 | 165.227 | 163.3422 | 163.8688 | 186.0237 | 188.4167 | 183.4462 | 185.9499
| Pump Load | R
| Electrolyzer Load | R |  |  |  |  | 77.5834 | 66.8834 | 78.3679 | 73.2413 | 85.8458 | 76.4384 | 84.6598 | 81.6084
| Heat Electrical Usage | R
| Net Battery Load | R |  |  |  |  | 0.021881 | 0.019756 | 0.026203 | 0.022394 | 0.021692 | 0.019298 | 0.020405 | 0.02022
| Net EV Load | R |  |  |  |  | 15.4244 | 15.4226 | 15.4151 | 15.4206 | 20.2958 | 20.2923 | 20.2862 | 20.2906
Electricity Balance |  | R |  |  |  |  | -5.0591e-12 | -6.4233e-12 | 1.1482e-11 | -1.8701e-13 | 9.8908e-12 | 1.1312e-11 | -1.3017e-11 | 1.296e-12
H2 + | H2 Domestic Production | R |  |  |  |  | 54.3084 | 46.8184 | 54.8575 | 51.2689 | 60.9505 | 54.2712 | 60.1085 | 57.942
| NH3 Imports | R
| Non-EU Imports | R
| Net Imports | R |  |  |  |  | -7.6568 | -0.16909 | -8.2065 | -4.6185 | 0.1952 | 6.8148 | 1.0383 | 3.1803
| H2 Shortage | R |  |  |  |  | 0 | 0 | 0.0023569 | 0.00077778 | 0 | 0.036549 | 0 | 0.01462
H2 - | H2 Demand | I |  |  |  |  | 46.6516 | 46.6493 | 46.6533 | 46.6512 | 61.1457 | 61.1226 | 61.1467 | 61.1369
| H2 to Hydrogen GT | R
| H2 to Heat | R
| H2 to eFuels | R
| Net H2 Storage Load | R
H2 Balance |  | R |  |  |  |  | -4.7109e-12 | -2.6148e-12 | -5.2438e-12 | -3.9854e-12 | -3.4035e-12 | -9.8055e-12 | -2.5437e-12 | -5.6204e-12
Note on C3: Input Value / Result

## SI
|  | I/R | 2030 |  |  |  | 2035 |  |  |  | 2040 |  |  |  | 2050
|  |  | CY1 | CY2 | CY3 | Weighted WS | WS032 | WS037 | WS059 | Weighted WS | WS065 | WS071 | WS077 | Weighted WS | CY1 | CY2 | CY3 | Weighted WS
Installed Capacity [GW]
Electricity | Wind Onshore | I |  |  |  |  | 0.1107 | 0.1107 | 0.1107 | 0.1107 | 0.1494 | 0.1494 | 0.1494 | 0.1494
| Wind Offshore Radial | I
| Wind Offshore Hub | I
| Solar PV | I |  |  |  |  | 7.3223 | 7.3223 | 7.3223 | 7.3223 | 7.7713 | 7.7713 | 7.7713 | 7.7713
| Solar CSP | I
| SRES Electricity | I
| Run of River | I |  |  |  |  | 0.14308 | 0.14308 | 0.14308 | 0.14308 | 0.1498 | 0.1498 | 0.1498 | 0.1498
| Pondage | I |  |  |  |  | 1.0737 | 1.0737 | 1.0737 | 1.0737 | 1.1877 | 1.1877 | 1.1877 | 1.1877
| Reservoir | I
| PS Turbine | I |  |  |  |  | 0.73 | 0.73 | 0.73 | 0.73 | 0.73 | 0.73 | 0.73 | 0.73
| PS Pump | I |  |  |  |  | 0.664 | 0.664 | 0.664 | 0.664 | 0.664 | 0.664 | 0.664 | 0.664
| Biofuel | I
| Other RES | I |  |  |  |  | 0.074864 | 0.074864 | 0.074864 | 0.074864 | 0.087001 | 0.087001 | 0.087001 | 0.087001
| Nuclear | I |  |  |  |  | 0.7 | 0.7 | 0.7 | 0.7 | 0.7 | 0.7 | 0.7 | 0.7
| Natural Gas | I |  |  |  |  | 0.6155 | 0.6155 | 0.6155 | 0.6155 | 0.6155 | 0.6155 | 0.6155 | 0.6155
| Crude Oil | I
| Coal | I
| Hydrogen GT | I
| Fuel Cell | I
| Other Non RES | I |  |  |  |  | 0.24803 | 0.24803 | 0.24803 | 0.24803 | 0.27697 | 0.27697 | 0.27697 | 0.27697
| Adequacy Units | I
| Batteries | I |  |  |  |  | 0.6172 | 0.6172 | 0.6172 | 0.6172 | 1.1271 | 1.1271 | 1.1271 | 1.1271
| Batteries [GWh] | I |  |  |  |  | 1.111 | 1.111 | 1.111 | 1.111 | 2.029 | 2.029 | 2.029 | 2.029
H2 | SMR (Blue) and Pyrolisis | I
| SMR (Grey) | I
| Electrolyzers E-Market (P2G) [GW Elec] | I |  |  |  |  | 0.3 | 0.3 | 0.3 | 0.3 | 0.4 | 0.4 | 0.4 | 0.4
| Electrolyzers DRES (P2G) [GW Elec] | I
| Electrolyzers SRES (P2G) [GW Elec] | I
| H2 Adequacy Units | I
| NH3 Imports - High Band | I
| NH3 Imports - Low Band | I
| NH3 Terminal Capacity | I
| Non-EU H2 Imports - High Band | I
| Non-EU H2 Imports - Low Band | I
| Non-EU H2 Pipeline Capacity | I
| EU Cross-Border Pipeline Capacity (Import) | I | [8 empty] | 6.4619 | 6.4619 | 6.4619 | 6.4619
| EU Cross-Border Pipeline Capacity (Export) | I | [8 empty] | 6.4619 | 6.4619 | 6.4619 | 6.4619
| H2 Storage Injection Capacity | I
| H2 Storage Withdrawal Capacity [GW] | I
| H2 Storage WGV [TWh] | I
| SNG Capacity (from H2) | I
| E-Liquids Capacity (from H2) | I
Generation [TWh]
Electricity | Wind Onshore | R |  |  |  |  | 0.28869 | 0.36138 | 0.33108 | 0.33394 | 0.40749 | 0.40633 | 0.43351 | 0.41743
| Wind Offshore Radial | R
| Wind Offshore Hub | R
| Solar PV | R |  |  |  |  | 8.2102 | 7.522 | 8.3396 | 7.957 | 8.8051 | 8.3916 | 8.7423 | 8.6146
| Solar CSP | R
| SRES Electricity | R
| Run of River | R |  |  |  |  | 0.39928 | 0.49352 | 0.43701 | 0.45225 | 0.46017 | 0.4972 | 0.4452 | 0.46899
| Pondage | R |  |  |  |  | 2.6855 | 3.4076 | 2.7917 | 3.0311 | 3.233 | 3.482 | 3.1442 | 3.2971
| Reservoir | R
| PS Turbine | R |  |  |  |  | 2.6179 | 3.0123 | 2.7275 | 2.8236 | 2.9018 | 3.0242 | 2.8038 | 2.9116
| Biofuel | R
| Other RES | R |  |  |  |  | 0.65482 | 0.65429 | 0.65382 | 0.65426 | 0.76169 | 0.76135 | 0.76152 | 0.76148
| Nuclear | R |  |  |  |  | 5.2248 | 5.2248 | 5.2248 | 5.2248 | 5.2248 | 5.2248 | 5.2248 | 5.2248
| Natural Gas | R |  |  |  |  | 0.57755 | 0.5688 | 0.56018 | 0.56805 | 0.41333 | 0.29547 | 0.40659 | 0.36349
| Crude Oil | R
| Coal | R
| Hydrogen GT | R
| Fuel Cell | R
| Other Non RES | R |  |  |  |  | 1.8223 | 1.8356 | 1.801 | 1.821 | 2.0811 | 1.9861 | 2.0523 | 2.0316
| Adequacy Units | R
| ENS | R |  |  |  |  | 0 | 0 | 0 | 0 | 0 | 0 | 0 | 0
| RES Curtailment | R |  |  |  |  | 0.6988 | 0.61363 | 0.46039 | 0.5835 | 0.20541 | 0.15686 | 0.094915 | 0.14179
Electricity - Flexibility | Batteries Charging | R |  |  |  |  | 0.36632 | 0.36126 | 0.3545 | 0.36024 | 0.6207 | 0.62638 | 0.61082 | 0.61902
| Batteries Discharging | R |  |  |  |  | 0.32969 | 0.32513 | 0.31905 | 0.32422 | 0.55863 | 0.56374 | 0.54974 | 0.55712
| EV Discharging (Prosumer) | R |  |  |  |  | 0.043517 | 0.038425 | 0.041979 | 0.04082 | 0.054329 | 0.059475 | 0.058825 | 0.058186
| EV Discharging (E-Market) | R |  |  |  |  | 1.8329e-05 | 8.1006e-05 | 3.1055e-05 | 4.948e-05 | 0 | 0 | 0 | 0
| DSR | R |  |  |  |  | 0 | 0 | 0 | 0 | 0 | 0 | 0 | 0
H2 | SMR (Blue) and Pyrolisis | R
| SMR (Grey) | R
| Electrolyzers E-Market (P2G) | R |  |  |  |  | 0.76898 | 0.77195 | 0.77115 | 0.77097 | 1.2496 | 1.6185 | 1.2707 | 1.4056
| Electrolyzers DRES (P2G) | R
| Electrolyzers SRES (P2G) | R
| H2 Adequacy Units | R
| NH3 Imports - High Band | R
| NH3 Imports - Low Band | R
| Non-EU H2 Imports - High Band | R
| Non-EU H2 Imports - Low Band | R
| H2 Storage Injection | R
| H2 Storage Withdrawal | R
| Max Hourly State of Charge [%] | R
Heat | Heat Production from H2 HHP [TWh Heat] | I |  |  |  |  | 0.0031592 | 0.0031423 | 0.0031592 | 0.0031519 | 0.0031592 | 0.0031592 | 0.0031592 | 0.0031592
| Share of Heat from H2 Boilers [%] | R |  |  |  |  | 6.0862 | 44.3955 | 36.2822 | 32.5239 | 14.0915 | 6.6691 | 5.161 | 7.5503
| Heat Production from CH4 HHP [TWh Heat] | I |  |  |  |  | 0.0031592 | 0.0031423 | 0.0031592 | 0.0031519 | 0.0031592 | 0.0031592 | 0.0031592 | 0.0031592
| Share of Heat from CH4 Boilers [%] | R |  |  |  |  | 34.3191 | 8.3157 | 5.9861 | 13.7878 | 4.6882 | 5.0085 | 0 | 2.9411
CO2 | CO2 Emissions Electricity Sector [Mt] | R |  |  |  |  | 0.22257 | 0.22042 | 0.21687 | 0.21976 | 0.16421 | 0.13234 | 0.16169 | 0.15045
| CO2 Emissions Hydrogen Sector [Mt] | R |  |  |  |  | 0 | 0 | 0 | 0 | 0 | 0 | 0 | 0
FLH [h]
Electricity | Wind Onshore | R |  |  |  |  | 2607.8758 | 3264.4582 | 2990.8207 | 3016.5781 | 2727.531 | 2719.746 | 2901.6747 | 2794.0745
| Wind Offshore Radial | R
| Wind Offshore Hub | R
| Solar PV | R |  |  |  |  | 1121.2554 | 1027.2712 | 1138.9316 | 1086.6753 | 1133.0288 | 1079.8148 | 1124.9533 | 1108.513
| Solar CSP | R
| SRES Electricity | R
| Run of River | R |  |  |  |  | 2790.5981 | 3449.2461 | 3054.2974 | 3160.8375 | 3071.9091 | 3319.0711 | 2971.9353 | 3130.7844
| Pondage | R |  |  |  |  | 2501.1832 | 3173.7227 | 2600.0407 | 2822.9982 | 2722.0513 | 2931.6943 | 2647.3271 | 2776.0188
| Reservoir | R
| PS Turbine | R |  |  |  |  | 3586.127 | 4126.3822 | 3736.2486 | 3867.9768 | 3975.047 | 4142.7877 | 3840.8736 | 3988.4739
| Biofuel | R
| Other RES | R |  |  |  |  | 8746.7695 | 8739.769 | 8733.5005 | 8739.3805 | 8755 | 8751 | 8753 | 8752.6
| Nuclear | R |  |  |  |  | 7464 | 7464 | 7464 | 7464 | 7464 | 7464 | 7464 | 7464
| Natural Gas | R |  |  |  |  | 938.3489 | 924.1226 | 910.1181 | 922.9154 | 671.5377 | 480.0468 | 660.5906 | 590.5625
| Crude Oil | R
| Coal | R
| Hydrogen GT | R
| Fuel Cell | R
| Other Non RES | R |  |  |  |  | 7347.3801 | 7400.8132 | 7261.3512 | 7341.9668 | 7514.0164 | 7170.8145 | 7409.841 | 7335.0654
| Adequacy Units | R
| Batteries | R |  |  |  |  | 534.1682 | 526.7823 | 516.9334 | 525.3048 | 495.6384 | 500.1688 | 487.7442 | 494.2929
H2 | SMR (Blue) and Pyrolisis | R
| SMR (Grey) | R
| Electrolyzers E-Market (P2G) | R |  |  |  |  | 3661.8138 | 3675.9509 | 3672.1474 | 3671.3028 | 4399.9997 | 5698.9307 | 4474.1414 | 4949.2288
| Electrolyzers DRES (P2G) | R
| Electrolyzers SRES (P2G) | R
| H2 Adequacy Units | R
| NH3 Terminals (Import) | R
| Non-EU H2 Pipelines (Import) | R
| H2 Pipelines (Import) | R | [8 empty] | 2119.8564 | 2286.1518 | 2245.0832 | 2236.4653
| H2 Pipelines (Export) | R | [8 empty] | 1802.6939 | 1953.032 | 1883.9774 | 1895.3425
| H2 to SNG | R
| H2 to E-Liquids | R
Exchange [TWh]
Electricity | Imports | R |  |  |  |  | 11.1005 | 11.318 | 11.8328 | 11.4357 | 14.1085 | 14.5503 | 14.2568 | 14.3445
| Exports | R |  |  |  |  | 14.8547 | 15.9444 | 15.8213 | 15.6422 | 16.0045 | 16.1152 | 16.1775 | 16.118
H2 | NH3 Imports | R
| Non-EU Imports | R
| EU Imports | R | [8 empty] | 13.6982 | 14.7728 | 14.5074 | 14.4517
| EU Exports | R | [8 empty] | 11.6488 | 12.6202 | 12.174 | 12.2474
E-Fuels | SNG Imports [TWh H2] | R |  |  |  |  | EU27 level specific | EU27 level specific | EU27 level specific | EU27 level specific | EU27 level specific | EU27 level specific | EU27 level specific | EU27 level specific
| E-Liquid Imports [TWh H2] | R |  |  |  |  | EU27 level specific | EU27 level specific | EU27 level specific | EU27 level specific | EU27 level specific | EU27 level specific | EU27 level specific | EU27 level specific
Consumption [TWh]
Electricity | Native Demand (Prosumer) | I |  |  |  |  | 0.42616 | 0.36675 | 0.39237 | 0.38946 | 0.67413 | 0.4987 | 0.47156 | 0.52293
| Fixed Load (Prosumer) | I |  |  |  |  | 0 | 0 | 0 | 0 | 0 | 0 | 0 | 0
| Charging Station Load (Prosumer) | R |  |  |  |  | 1.1356 | 1.1298 | 1.1338 | 1.1325 | 2.1624 | 2.1682 | 2.1675 | 2.1668
| Native Demand (E-Market) | I |  |  |  |  | 14.5726 | 14.5055 | 14.7234 | 14.5935 | 15.7156 | 15.5263 | 15.6463 | 15.6121
| Fixed Load (Emarket) | I |  |  |  |  | 0 | 0 | 0 | 0 | 0 | 0 | 0 | 0
| Charging Station Load (E-Market) | R |  |  |  |  | 0.46558 | 0.46565 | 0.46559 | 0.46561 | 0.90039 | 0.90039 | 0.90039 | 0.90039
| PS Pump Load | R |  |  |  |  | 1.0336 | 0.88416 | 1.0662 | 0.98009 | 1.1702 | 1.1257 | 1.1137 | 1.1298
| Electrolyzers E-Market (P2G) | R |  |  |  |  | 1.0985 | 1.1028 | 1.1016 | 1.1014 | 1.76 | 2.2796 | 1.7897 | 1.9797
| Electricity for H2 HHPs | R |  |  |  |  | 0.0010512 | 0.00060652 | 0.00069122 | 0.00074119 | 0.00096212 | 0.0010559 | 0.0010616 | 0.0010394
| Electricity for CH4 HHPs | R |  |  |  |  | 0.00070923 | 0.0010115 | 0.0010418 | 0.00094897 | 0.0010715 | 0.0010641 | 0.0011158 | 0.0010862
H2 | H2 Demand | I |  |  |  |  | 0.7688 | 0.77066 | 0.77009 | 0.77003 | 3.2986 | 3.7709 | 3.6039 | 3.6096
| Shortage Quantity | R |  |  |  |  | 0 | 0 | 0 | 0 | 0 | 0 | 0 | 0
| H2 for Hydrogen GT | R
| H2 for HHP Boilers | R |  |  |  |  | 0.00017803 | 0.0012917 | 0.0010613 | 0.0009484 | 0.0004122 | 0.00019508 | 0.00015097 | 0.00022086
| H2 to SNG | R
| H2 to E-Liquids | R
Methane | CH4 for HHP Boilers | R |  |  |  |  | 0.001171 | 0.00028221 | 0.00020424 | 0.00046978 | 0.00015996 | 0.00017089 | 0 | 0.00010035
CO2 | CO2 to E-Fuels [kt] | R |  |  |  |  | EU27 level specific | EU27 level specific | EU27 level specific | EU27 level specific | EU27 level specific | EU27 level specific | EU27 level specific | EU27 level specific
Fuels | E-Fuel Demand [TWh H2] | I |  |  |  |  | EU27 level specific | EU27 level specific | EU27 level specific | EU27 level specific | EU27 level specific | EU27 level specific | EU27 level specific | EU27 level specific
| E-Fuel Shortage [TWh H2] | R |  |  |  |  | EU27 level specific | EU27 level specific | EU27 level specific | EU27 level specific | EU27 level specific | EU27 level specific | EU27 level specific | EU27 level specific
Prices [€/MWh]
Electricity | 10%-Quan. | R |  |  |  |  | 0.01 | 0.01 | 0.01 | 0.01 | 0.01 | 0.02 | 0.02 | 0.018
| Load-Weighted Average | R |  |  |  |  | 49.1784 | 22.1113 | 29.3416 | 30.9934 | 38.6036 | 37.3096 | 41.0759 | 39.0749
| 90%-Quan. | R |  |  |  |  | 114.055 | 41.8191 | 48.4874 | 61.3562 | 77.8415 | 104.4768 | 93.6176 | 94.806
H2 | 10%-Quan. | R |  |  |  |  | 0.5 | 0.5 | 0.5 | 0.5 | 22.2213 | 23.2064 | 23.7929 | 23.244
| Load-Weighted Average | R |  |  |  |  | 67.2647 | 27.5796 | 39.2363 | 40.9507 | 56.6717 | 72.8548 | 69.3609 | 68.2206
| 90%-Quan. | R |  |  |  |  | 151.893 | 42.3125 | 58.4513 | 73.9376 | 70.6898 | 137.428 | 114.5481 | 114.9284
Import Share [%]
H2 | Share of Domestic Production (Supply %) | R |  |  |  |  | EU27 level specific | EU27 level specific | EU27 level specific | EU27 level specific | EU27 level specific | EU27 level specific | EU27 level specific | EU27 level specific
| Share of Non-EU Imports (Supply %) | R |  |  |  |  | EU27 level specific | EU27 level specific | EU27 level specific | EU27 level specific | EU27 level specific | EU27 level specific | EU27 level specific | EU27 level specific
Energy Balance [TWh]
Electricity + | Electricity Generation | R |  |  |  |  | 22.4811 | 23.0803 | 22.8666 | 22.866 | 24.2885 | 24.069 | 24.0143 | 24.091
| DSR | R |  |  |  |  | 0 | 0 | 0 | 0 | 0 | 0 | 0 | 0
| Net Imports | R |  |  |  |  | -3.7542 | -4.6264 | -3.9884 | -4.2065 | -1.896 | -1.5649 | -1.9208 | -1.7735
| Electricity Shortage | R |  |  |  |  | 0 | 0 | 0 | 0 | 0 | 0 | 0 | 0
Electricity - | Electricity Demand (Native + Fixed) | I |  |  |  |  | 14.9987 | 14.8722 | 15.1158 | 14.983 | 16.3897 | 16.025 | 16.1178 | 16.1351
| Pump Load | R |  |  |  |  | 1.0336 | 0.88416 | 1.0662 | 0.98009 | 1.1702 | 1.1257 | 1.1137 | 1.1298
| Electrolyzer Load | R |  |  |  |  | 1.0985 | 1.1028 | 1.1016 | 1.1014 | 1.76 | 2.2796 | 1.7897 | 1.9797
| Heat Electrical Usage | R |  |  |  |  | 0.0017604 | 0.001618 | 0.0017331 | 0.0016902 | 0.0020336 | 0.0021201 | 0.0021773 | 0.0021257
| Net Battery Load | R |  |  |  |  | 0.036632 | 0.036126 | 0.03545 | 0.036024 | 0.06207 | 0.062638 | 0.061082 | 0.061902
| Net EV Load | R |  |  |  |  | 1.5576 | 1.5569 | 1.5574 | 1.5572 | 3.0085 | 3.0091 | 3.0091 | 3.009
Electricity Balance |  | R |  |  |  |  | 7.1019e-12 | -1.2577e-11 | -9.9476e-14 | -3.7363e-12 | -1.2079e-13 | 5.2971e-12 | 9.3507e-12 | 5.835e-12
H2 + | H2 Domestic Production | R |  |  |  |  | 0.76898 | 0.77195 | 0.77115 | 0.77097 | 1.2496 | 1.6185 | 1.2707 | 1.4056
| NH3 Imports | R
| Non-EU Imports | R
| Net Imports | R | [8 empty] | 2.0495 | 2.1526 | 2.3334 | 2.2043
| H2 Shortage | R |  |  |  |  | 0 | 0 | 0 | 0 | 0 | 0 | 0 | 0
H2 - | H2 Demand | I |  |  |  |  | 0.7688 | 0.77066 | 0.77009 | 0.77003 | 3.2986 | 3.7709 | 3.6039 | 3.6096
| H2 to Hydrogen GT | R
| H2 to Heat | R |  |  |  |  | 0.00017803 | 0.0012917 | 0.0010613 | 0.0009484 | 0.0004122 | 0.00019508 | 0.00015097 | 0.00022086
| H2 to eFuels | R
| Net H2 Storage Load | R
H2 Balance |  | R |  |  |  |  | 2.8398e-12 | 7.4198e-12 | 5.71e-12 | 5.7564e-12 | 3.5505e-12 | -2.9883e-12 | -1.581e-13 | -5.4845e-13
Note on C3: Input Value / Result

## SK
|  | I/R | 2030 |  |  |  | 2035 |  |  |  | 2040 |  |  |  | 2050
|  |  | CY1 | CY2 | CY3 | Weighted WS | WS032 | WS037 | WS059 | Weighted WS | WS065 | WS071 | WS077 | Weighted WS | CY1 | CY2 | CY3 | Weighted WS
Installed Capacity [GW]
Electricity | Wind Onshore | I |  |  |  |  | 0.75 | 0.75 | 0.75 | 0.75 | 1 | 1 | 1 | 1
| Wind Offshore Radial | I
| Wind Offshore Hub | I
| Solar PV | I |  |  |  |  | 1.956 | 1.956 | 1.956 | 1.956 | 2.206 | 2.206 | 2.206 | 2.206
| Solar CSP | I
| SRES Electricity | I
| Run of River | I |  |  |  |  | 1.4233 | 1.4233 | 1.4233 | 1.4233 | 1.4233 | 1.4233 | 1.4233 | 1.4233
| Pondage | I |  |  |  |  | 0.20288 | 0.20288 | 0.20288 | 0.20288 | 0.20288 | 0.20288 | 0.20288 | 0.20288
| Reservoir | I |  |  |  |  | 0.02128 | 0.02128 | 0.02128 | 0.02128 | 0.02128 | 0.02128 | 0.02128 | 0.02128
| PS Turbine | I |  |  |  |  | 0.961 | 0.961 | 0.961 | 0.961 | 0.961 | 0.961 | 0.961 | 0.961
| PS Pump | I |  |  |  |  | 0.79628 | 0.79628 | 0.79628 | 0.79628 | 0.79628 | 0.79628 | 0.79628 | 0.79628
| Biofuel | I |  |  |  |  | 0.17112 | 0.17112 | 0.17112 | 0.17112 | 0.17112 | 0.17112 | 0.17112 | 0.17112
| Other RES | I |  |  |  |  | 0.31731 | 0.31731 | 0.31731 | 0.31731 | 0.34531 | 0.34531 | 0.34531 | 0.34531
| Nuclear | I |  |  |  |  | 2.8296 | 2.8296 | 2.8296 | 2.8296 | 4.0296 | 4.0296 | 4.0296 | 4.0296
| Natural Gas | I |  |  |  |  | 0.74513 | 0.74513 | 0.74513 | 0.74513 | 0.74513 | 0.74513 | 0.74513 | 0.74513
| Crude Oil | I |  |  |  |  | 0.13328 | 0.13328 | 0.13328 | 0.13328 | 0.13328 | 0.13328 | 0.13328 | 0.13328
| Coal | I |  |  |  |  | 0.29663 | 0.29663 | 0.29663 | 0.29663 | 0.29663 | 0.29663 | 0.29663 | 0.29663
| Hydrogen GT | I
| Fuel Cell | I
| Other Non RES | I |  |  |  |  | 0.12487 | 0.12487 | 0.12487 | 0.12487 | 0.12487 | 0.12487 | 0.12487 | 0.12487
| Adequacy Units | I
| Batteries | I |  |  |  |  | 0.799 | 0.799 | 0.799 | 0.799 | 0.799 | 0.799 | 0.799 | 0.799
| Batteries [GWh] | I |  |  |  |  | 1.723 | 1.723 | 1.723 | 1.723 | 1.723 | 1.723 | 1.723 | 1.723
H2 | SMR (Blue) and Pyrolisis | I
| SMR (Grey) | I
| Electrolyzers E-Market (P2G) [GW Elec] | I |  |  |  |  | 0.389 | 0.389 | 0.389 | 0.389 | 0.389 | 0.389 | 0.389 | 0.389
| Electrolyzers DRES (P2G) [GW Elec] | I | [8 empty] | 0.395 | 0.395 | 0.395 | 0.395
| Electrolyzers SRES (P2G) [GW Elec] | I
| H2 Adequacy Units | I
| NH3 Imports - High Band | I
| NH3 Imports - Low Band | I
| NH3 Terminal Capacity | I
| Non-EU H2 Imports - High Band | I |  |  |  |  | 3.6169 | 3.6169 | 3.6169 | 3.6169 | 3.1843 | 3.1843 | 3.1843 | 3.1843
| Non-EU H2 Imports - Low Band | I |  |  |  |  | 1.4247 | 1.4247 | 1.4247 | 1.4247 | 1.8573 | 1.8573 | 1.8573 | 1.8573
| Non-EU H2 Pipeline Capacity | I |  |  |  |  | 5.0847 | 5.0847 | 5.0847 | 5.0847 | 5.0847 | 5.0847 | 5.0847 | 5.0847
| EU Cross-Border Pipeline Capacity (Import) | I |  |  |  |  | 8.6158 | 8.6158 | 8.6158 | 8.6158 | 13.7006 | 13.7006 | 13.7006 | 13.7006
| EU Cross-Border Pipeline Capacity (Export) | I |  |  |  |  | 13.7006 | 13.7006 | 13.7006 | 13.7006 | 13.7006 | 13.7006 | 13.7006 | 13.7006
| H2 Storage Injection Capacity | I |  |  |  |  | 0 | 0 | 0 | 0 | 0 | 0 | 0 | 0
| H2 Storage Withdrawal Capacity [GW] | I
| H2 Storage WGV [TWh] | I
| SNG Capacity (from H2) | I
| E-Liquids Capacity (from H2) | I
Generation [TWh]
Electricity | Wind Onshore | R |  |  |  |  | 1.2417 | 1.5798 | 1.6403 | 1.5186 | 1.7403 | 1.8967 | 1.8764 | 1.8573
| Wind Offshore Radial | R
| Wind Offshore Hub | R
| Solar PV | R |  |  |  |  | 2.0831 | 1.8964 | 2.1431 | 2.0226 | 2.2043 | 2.0159 | 2.2166 | 2.1338
| Solar CSP | R
| SRES Electricity | R
| Run of River | R |  |  |  |  | 3.8433 | 4.3763 | 3.3934 | 3.9241 | 3.6688 | 4.0359 | 3.5306 | 3.7604
| Pondage | R |  |  |  |  | 0.55334 | 0.66276 | 0.44784 | 0.56557 | 0.49539 | 0.53908 | 0.45098 | 0.4951
| Reservoir | R |  |  |  |  | 0.06644 | 0.078759 | 0.058777 | 0.069208 | 0.062502 | 0.068855 | 0.060294 | 0.06416
| PS Turbine | R |  |  |  |  | 1.6027 | 1.3134 | 1.5811 | 1.4712 | 1.5268 | 1.4994 | 1.4239 | 1.4747
| Biofuel | R |  |  |  |  | 0.16617 | 0.033677 | 0.097435 | 0.086515 | 0.076691 | 0.063144 | 0.072826 | 0.069726
| Other RES | R |  |  |  |  | 2.0814 | 2.0817 | 2.0817 | 2.0816 | 2.2394 | 2.2312 | 2.2348 | 2.2343
| Nuclear | R |  |  |  |  | 23.707 | 23.6542 | 23.7161 | 23.6873 | 33.7774 | 33.7513 | 33.8365 | 33.7906
| Natural Gas | R |  |  |  |  | 0.021337 | 0.0017801 | 0.014934 | 0.010815 | 0.00031119 | 0.010954 | 0 | 0.0044439
| Crude Oil | R |  |  |  |  | 0 | 0 | 0 | 0 | 0 | 0 | 0 | 0
| Coal | R |  |  |  |  | 0 | 0 | 0 | 0 | 0 | 0 | 0 | 0
| Hydrogen GT | R
| Fuel Cell | R
| Other Non RES | R |  |  |  |  | 0.27677 | 0.039881 | 0.05266 | 0.10095 | 0.032276 | 0.090394 | 0.06004 | 0.066629
| Adequacy Units | R
| ENS | R |  |  |  |  | 0 | 0 | 0 | 0 | 0 | 0 | 0 | 0
| RES Curtailment | R |  |  |  |  | 0.0010446 | 0.0013238 | 0 | 0.00081994 | 0.19526 | 0.14876 | 0.13429 | 0.15227
Electricity - Flexibility | Batteries Charging | R |  |  |  |  | 0.5465 | 0.47719 | 0.51114 | 0.50503 | 0.53223 | 0.53386 | 0.49815 | 0.51925
| Batteries Discharging | R |  |  |  |  | 0.50278 | 0.43901 | 0.47025 | 0.46463 | 0.48965 | 0.49115 | 0.4583 | 0.47771
| EV Discharging (Prosumer) | R |  |  |  |  | 0.019079 | 0.018405 | 0.020482 | 0.019253 | 0.095364 | 0.075901 | 0.093969 | 0.087021
| EV Discharging (E-Market) | R |  |  |  |  | 6.6201e-05 | 3.1557e-05 | 1.4683e-05 | 3.4303e-05 | 0.00012636 | 0.00016677 | 0 | 9.1981e-05
| DSR | R
H2 | SMR (Blue) and Pyrolisis | R
| SMR (Grey) | R
| Electrolyzers E-Market (P2G) | R |  |  |  |  | 1.3006 | 2.112 | 1.7255 | 1.7897 | 1.9806 | 2.0315 | 1.9087 | 1.9722
| Electrolyzers DRES (P2G) | R | [8 empty] | 0.60634 | 0.55747 | 0.60318 | 0.58553
| Electrolyzers SRES (P2G) | R
| H2 Adequacy Units | R
| NH3 Imports - High Band | R
| NH3 Imports - Low Band | R
| Non-EU H2 Imports - High Band | R |  |  |  |  | 0 | 0 | 0 | 0 | 0.11989 | 0.2008 | 0 | 0.1043
| Non-EU H2 Imports - Low Band | R |  |  |  |  | 10.6488 | 10.6488 | 10.6488 | 10.6488 | 16.2701 | 16.2701 | 16.2701 | 16.2701
| H2 Storage Injection | R
| H2 Storage Withdrawal | R
| Max Hourly State of Charge [%] | R
Heat | Heat Production from H2 HHP [TWh Heat] | I |  |  |  |  | 1.0863 | 1.0814 | 1.0863 | 1.0842 | 0.87341 | 0.87341 | 0.87341 | 0.87341
| Share of Heat from H2 Boilers [%] | R |  |  |  |  | 19.5509 | 63.1149 | 28.9337 | 41.3797 | 14.7233 | 23.0808 | 13.6881 | 17.6522
| Heat Production from CH4 HHP [TWh Heat] | I |  |  |  |  | 2.769 | 2.757 | 2.769 | 2.7639 | 2.3227 | 2.3227 | 2.3227 | 2.3227
| Share of Heat from CH4 Boilers [%] | R |  |  |  |  | 32.8696 | 9.572 | 10.7576 | 15.5547 | 3.2647 | 2.789 | 0 | 1.7685
CO2 | CO2 Emissions Electricity Sector [Mt] | R |  |  |  |  | 0.11927 | 0.016957 | 0.02632 | 0.044602 | 0.011798 | 0.034947 | 0.020813 | 0.024664
| CO2 Emissions Hydrogen Sector [Mt] | R |  |  |  |  | 0 | 0 | 0 | 0 | 0 | 0 | 0 | 0
FLH [h]
Electricity | Wind Onshore | R |  |  |  |  | 1655.574 | 2106.466 | 2187.088 | 2024.8572 | 1740.3226 | 1896.7312 | 1876.443 | 1857.3342
| Wind Offshore Radial | R
| Wind Offshore Hub | R
| Solar PV | R |  |  |  |  | 1064.966 | 969.5306 | 1095.6795 | 1034.0642 | 999.2176 | 913.8102 | 1004.7885 | 967.283
| Solar CSP | R
| SRES Electricity | R
| Run of River | R |  |  |  |  | 2700.2733 | 3074.7645 | 2384.1744 | 2756.9919 | 2577.6804 | 2835.5981 | 2480.5488 | 2641.9948
| Pondage | R |  |  |  |  | 2727.4232 | 3266.7408 | 2207.4274 | 2787.7312 | 2441.7713 | 2657.1304 | 2222.8672 | 2440.3533
| Reservoir | R |  |  |  |  | 3122.1992 | 3701.0752 | 2762.0752 | 3252.275 | 2937.132 | 3235.6692 | 2833.3463 | 3015.0326
| PS Turbine | R |  |  |  |  | 1667.7669 | 1366.6661 | 1645.2234 | 1530.8542 | 1588.8051 | 1560.2185 | 1481.6345 | 1534.5022
| Biofuel | R |  |  |  |  | 971.0713 | 196.8043 | 569.4024 | 505.5857 | 448.1738 | 369.0083 | 425.5905 | 407.4743
| Other RES | R |  |  |  |  | 6559.5147 | 6560.276 | 6560.276 | 6560.0933 | 6485.0854 | 6461.4025 | 6471.8967 | 6470.3368
| Nuclear | R |  |  |  |  | 8378.1111 | 8359.4651 | 8381.3239 | 8371.1535 | 8382.2548 | 8375.7698 | 8396.9262 | 8385.5294
| Natural Gas | R |  |  |  |  | 28.6359 | 2.389 | 20.0421 | 14.5138 | 0.41763 | 14.701 | 0 | 5.9639
| Crude Oil | R |  |  |  |  | 0 | 0 | 0 | 0 | 0 | 0 | 0 | 0
| Coal | R |  |  |  |  | 0 | 0 | 0 | 0 | 0 | 0 | 0 | 0
| Hydrogen GT | R
| Fuel Cell | R
| Other Non RES | R |  |  |  |  | 2216.3915 | 319.3764 | 421.7153 | 808.4318 | 258.4719 | 723.8895 | 480.8154 | 533.5763
| Adequacy Units | R
| Batteries | R |  |  |  |  | 629.2672 | 549.4554 | 588.547 | 581.5105 | 612.828 | 614.7112 | 573.5942 | 597.8878
H2 | SMR (Blue) and Pyrolisis | R
| SMR (Grey) | R
| Electrolyzers E-Market (P2G) | R |  |  |  |  | 4776.4176 | 7756.1592 | 6336.9214 | 6572.6727 | 7171.3207 | 7355.5181 | 6910.6799 | 7140.7433
| Electrolyzers DRES (P2G) | R | [8 empty] | 2162.0284 | 1987.7676 | 2150.759 | 2087.8163
| Electrolyzers SRES (P2G) | R
| H2 Adequacy Units | R
| NH3 Terminals (Import) | R
| Non-EU H2 Pipelines (Import) | R |  |  |  |  | 2094.2623 | 2094.2623 | 2094.2623 | 2094.2623 | 3223.3721 | 3239.2837 | 3199.793 | 3220.3051
| H2 Pipelines (Import) | R |  |  |  |  | 2815.6932 | 2735.9248 | 2724.3833 | 2751.2605 | 957.7163 | 977.8915 | 995.3642 | 980.8456
| H2 Pipelines (Export) | R |  |  |  |  | 2015.6731 | 1967.7412 | 1984.6687 | 1984.8309 | 1458.0397 | 1387.2809 | 1434.6217 | 1420.369
| H2 to SNG | R
| H2 to E-Liquids | R
Exchange [TWh]
Electricity | Imports | R |  |  |  |  | 16.4248 | 14.7002 | 17.3296 | 15.9818 | 14.7634 | 13.4674 | 14.0805 | 13.9718
| Exports | R |  |  |  |  | 14.3738 | 12.2501 | 13.8038 | 13.2725 | 20.4999 | 19.9913 | 20.4497 | 20.2764
H2 | NH3 Imports | R
| Non-EU Imports | R |  |  |  |  | 10.6488 | 10.6488 | 10.6488 | 10.6488 | 16.39 | 16.4709 | 16.2701 | 16.3744
| EU Imports | R |  |  |  |  | 24.2595 | 23.5722 | 23.4728 | 23.7044 | 13.1213 | 13.3977 | 13.6371 | 13.4381
| EU Exports | R |  |  |  |  | 27.6159 | 26.9592 | 27.1911 | 27.1933 | 19.976 | 19.0065 | 19.6551 | 19.4599
E-Fuels | SNG Imports [TWh H2] | R |  |  |  |  | EU27 level specific | EU27 level specific | EU27 level specific | EU27 level specific | EU27 level specific | EU27 level specific | EU27 level specific | EU27 level specific
| E-Liquid Imports [TWh H2] | R |  |  |  |  | EU27 level specific | EU27 level specific | EU27 level specific | EU27 level specific | EU27 level specific | EU27 level specific | EU27 level specific | EU27 level specific
Consumption [TWh]
Electricity | Native Demand (Prosumer) | I |  |  |  |  | 1.7011 | 1.5589 | 1.6962 | 1.6383 | 2.9777 | 2.7942 | 2.6076 | 2.7563
| Fixed Load (Prosumer) | I |  |  |  |  | 0 | 0 | 0 | 0 | 0 | 0 | 0 | 0
| Charging Station Load (Prosumer) | R |  |  |  |  | 0.96856 | 0.9678 | 0.97015 | 0.96876 | 1.506 | 1.484 | 1.5044 | 1.4965
| Native Demand (E-Market) | I |  |  |  |  | 29.7458 | 29.5851 | 30.0097 | 29.7638 | 29.2434 | 29.0234 | 29.1267 | 29.1087
| Fixed Load (Emarket) | I |  |  |  |  | 0 | 0 | 0 | 0 | 0 | 0 | 0 | 0
| Charging Station Load (E-Market) | R |  |  |  |  | 0.40592 | 0.40588 | 0.40586 | 0.40588 | 0.59931 | 0.59936 | 0.59917 | 0.59927
| PS Pump Load | R |  |  |  |  | 2.0345 | 1.5891 | 2.0378 | 1.8441 | 1.9471 | 1.8998 | 1.8243 | 1.8791
| Electrolyzers E-Market (P2G) | R |  |  |  |  | 1.858 | 3.0171 | 2.4651 | 2.5568 | 2.7896 | 2.8613 | 2.6883 | 2.7777
| Electricity for H2 HHPs | R |  |  |  |  | 0.3104 | 0.14145 | 0.27027 | 0.22451 | 0.26825 | 0.24414 | 0.26995 | 0.25929
| Electricity for CH4 HHPs | R |  |  |  |  | 0.6454 | 0.88373 | 0.87772 | 0.82455 | 0.80916 | 0.80604 | 0.82751 | 0.81525
H2 | H2 Demand | I |  |  |  |  | 8.3964 | 8.7419 | 8.365 | 8.5346 | 12.0032 | 13.2644 | 12.6532 | 12.7677
| Shortage Quantity | R |  |  |  |  | 0 | 0 | 0 | 0 | 0 | 0 | 0 | 0
| H2 for Hydrogen GT | R
| H2 for HHP Boilers | R |  |  |  |  | 0.19665 | 0.63196 | 0.29103 | 0.41498 | 0.11907 | 0.18666 | 0.1107 | 0.14276
| H2 to SNG | R
| H2 to E-Liquids | R
Methane | CH4 for HHP Boilers | R |  |  |  |  | 0.98299 | 0.28501 | 0.32171 | 0.46464 | 0.081894 | 0.069962 | 0 | 0.044364
CO2 | CO2 to E-Fuels [kt] | R |  |  |  |  | EU27 level specific | EU27 level specific | EU27 level specific | EU27 level specific | EU27 level specific | EU27 level specific | EU27 level specific | EU27 level specific
Fuels | E-Fuel Demand [TWh H2] | I |  |  |  |  | EU27 level specific | EU27 level specific | EU27 level specific | EU27 level specific | EU27 level specific | EU27 level specific | EU27 level specific | EU27 level specific
| E-Fuel Shortage [TWh H2] | R |  |  |  |  | EU27 level specific | EU27 level specific | EU27 level specific | EU27 level specific | EU27 level specific | EU27 level specific | EU27 level specific | EU27 level specific
Prices [€/MWh]
Electricity | 10%-Quan. | R |  |  |  |  | 0.02 | 0.02 | 0.02 | 0.02 | 0.01 | 0.01 | 0.01 | 0.01
| Load-Weighted Average | R |  |  |  |  | 54.2195 | 28.2123 | 37.5537 | 37.5367 | 42.0062 | 42.656 | 45.008 | 43.4668
| 90%-Quan. | R |  |  |  |  | 117.3726 | 52.9221 | 60.6888 | 70.9532 | 86.539 | 119.0414 | 104.3251 | 106.6544
H2 | 10%-Quan. | R |  |  |  |  | 49.5859 | 23.8949 | 45.0343 | 37.0368 | 22.1215 | 21.6892 | 23.696 | 22.5784
| Load-Weighted Average | R |  |  |  |  | 64.5228 | 33.7885 | 50.825 | 46.7868 | 52.6633 | 59.957 | 61.5065 | 59.1181
| 90%-Quan. | R |  |  |  |  | 88.2101 | 56.1769 | 56.0684 | 63.8291 | 70.6598 | 136.0186 | 110.5271 | 112.7502
Import Share [%]
H2 | Share of Domestic Production (Supply %) | R |  |  |  |  | EU27 level specific | EU27 level specific | EU27 level specific | EU27 level specific | EU27 level specific | EU27 level specific | EU27 level specific | EU27 level specific
| Share of Non-EU Imports (Supply %) | R |  |  |  |  | EU27 level specific | EU27 level specific | EU27 level specific | EU27 level specific | EU27 level specific | EU27 level specific | EU27 level specific | EU27 level specific
Energy Balance [TWh]
Electricity + | Electricity Generation | R |  |  |  |  | 35.6433 | 35.7187 | 35.2273 | 35.5385 | 45.8242 | 46.2028 | 45.7629 | 45.9511
| DSR | R
| Net Imports | R |  |  |  |  | 2.051 | 2.4501 | 3.5258 | 2.7093 | -5.7365 | -6.5239 | -6.3692 | -6.3046
| Electricity Shortage | R |  |  |  |  | 0 | 0 | 0 | 0 | 0 | 0 | 0 | 0
Electricity - | Electricity Demand (Native + Fixed) | I |  |  |  |  | 31.447 | 31.144 | 31.7059 | 31.4021 | 32.2212 | 31.8177 | 31.7343 | 31.865
| Pump Load | R |  |  |  |  | 2.0345 | 1.5891 | 2.0378 | 1.8441 | 1.9471 | 1.8998 | 1.8243 | 1.8791
| Electrolyzer Load | R |  |  |  |  | 1.858 | 3.0171 | 2.4651 | 2.5568 | 2.7896 | 2.8613 | 2.6883 | 2.7777
| Heat Electrical Usage | R |  |  |  |  | 0.95579 | 1.0252 | 1.148 | 1.0491 | 1.0774 | 1.0502 | 1.0975 | 1.0745
| Net Battery Load | R |  |  |  |  | 0.04372 | 0.038175 | 0.040891 | 0.040402 | 0.042578 | 0.042709 | 0.039852 | 0.04154
| Net EV Load | R |  |  |  |  | 1.3553 | 1.3552 | 1.3555 | 1.3554 | 2.0098 | 2.0073 | 2.0096 | 2.0087
Electricity Balance |  | R |  |  |  |  | -1.1987e-11 | -8.7894e-12 | 4.5333e-12 | -5.1603e-12 | -1.8055e-11 | 1.8545e-12 | 9.5639e-12 | 9.5639e-13
H2 + | H2 Domestic Production | R |  |  |  |  | 1.3006 | 2.112 | 1.7255 | 1.7897 | 2.587 | 2.589 | 2.5118 | 2.5577
| NH3 Imports | R
| Non-EU Imports | R |  |  |  |  | 10.6488 | 10.6488 | 10.6488 | 10.6488 | 16.39 | 16.4709 | 16.2701 | 16.3744
| Net Imports | R |  |  |  |  | -3.3564 | -3.3869 | -3.7183 | -3.4889 | -6.8547 | -5.6089 | -6.0181 | -6.0217
| H2 Shortage | R |  |  |  |  | 0 | 0 | 0 | 0 | 0 | 0 | 0 | 0
H2 - | H2 Demand | I |  |  |  |  | 8.3964 | 8.7419 | 8.365 | 8.5346 | 12.0032 | 13.2644 | 12.6532 | 12.7677
| H2 to Hydrogen GT | R
| H2 to Heat | R |  |  |  |  | 0.19665 | 0.63196 | 0.29103 | 0.41498 | 0.11907 | 0.18666 | 0.1107 | 0.14276
| H2 to eFuels | R
| Net H2 Storage Load | R
H2 Balance |  | R |  |  |  |  | 1.6309e-11 | 3.2134e-11 | 3.263e-11 | 2.85e-11 | -4.6585e-11 | -2.3405e-11 | -4.7354e-11 | -3.7621e-11
Note on C3: Input Value / Result

## TR
|  | I/R | 2030 |  |  |  | 2035 |  |  |  | 2040 |  |  |  | 2050
|  |  | CY1 | CY2 | CY3 | Weighted WS | WS032 | WS037 | WS059 | Weighted WS | WS065 | WS071 | WS077 | Weighted WS | CY1 | CY2 | CY3 | Weighted WS
Installed Capacity [GW]
Electricity | Wind Onshore | I |  |  |  |  | 34.281 | 34.281 | 34.281 | 34.281 | 34.281 | 34.281 | 34.281 | 34.281
| Wind Offshore Radial | I
| Wind Offshore Hub | I
| Solar PV | I |  |  |  |  | 76.3841 | 76.3841 | 76.3841 | 76.3841 | 100.3841 | 100.3841 | 100.3841 | 100.3841
| Solar CSP | I
| SRES Electricity | I
| Run of River | I |  |  |  |  | 19.4643 | 19.4643 | 19.4643 | 19.4643 | 19.4643 | 19.4643 | 19.4643 | 19.4643
| Pondage | I
| Reservoir | I |  |  |  |  | 24.347 | 24.347 | 24.347 | 24.347 | 24.347 | 24.347 | 24.347 | 24.347
| PS Turbine | I
| PS Pump | I
| Biofuel | I
| Other RES | I
| Nuclear | I |  |  |  |  | 4.456 | 4.456 | 4.456 | 4.456 | 4.456 | 4.456 | 4.456 | 4.456
| Natural Gas | I |  |  |  |  | 18.0806 | 18.0806 | 18.0806 | 18.0806 | 17.2561 | 17.2561 | 17.2561 | 17.2561
| Crude Oil | I |  |  |  |  | 0.11991 | 0.11991 | 0.11991 | 0.11991 | 0.11991 | 0.11991 | 0.11991 | 0.11991
| Coal | I |  |  |  |  | 20.4956 | 20.4956 | 20.4956 | 20.4956 | 20.4956 | 20.4956 | 20.4956 | 20.4956
| Hydrogen GT | I
| Fuel Cell | I
| Other Non RES | I
| Adequacy Units | I
| Batteries | I |  |  |  |  | 2.1 | 2.1 | 2.1 | 2.1 | 2.1 | 2.1 | 2.1 | 2.1
| Batteries [GWh] | I |  |  |  |  | 4.2 | 4.2 | 4.2 | 4.2 | 4.2 | 4.2 | 4.2 | 4.2
H2 | SMR (Blue) and Pyrolisis | I
| SMR (Grey) | I
| Electrolyzers E-Market (P2G) [GW Elec] | I
| Electrolyzers DRES (P2G) [GW Elec] | I
| Electrolyzers SRES (P2G) [GW Elec] | I
| H2 Adequacy Units | I
| NH3 Imports - High Band | I
| NH3 Imports - Low Band | I
| NH3 Terminal Capacity | I
| Non-EU H2 Imports - High Band | I
| Non-EU H2 Imports - Low Band | I
| Non-EU H2 Pipeline Capacity | I
| EU Cross-Border Pipeline Capacity (Import) | I
| EU Cross-Border Pipeline Capacity (Export) | I
| H2 Storage Injection Capacity | I
| H2 Storage Withdrawal Capacity [GW] | I
| H2 Storage WGV [TWh] | I
| SNG Capacity (from H2) | I
| E-Liquids Capacity (from H2) | I
Generation [TWh]
Electricity | Wind Onshore | R |  |  |  |  | 94.5969 | 93.4143 | 111.764 | 99.7535 | 106.0289 | 103.2424 | 98.0112 | 101.7072
| Wind Offshore Radial | R
| Wind Offshore Hub | R
| Solar PV | R |  |  |  |  | 114.4899 | 108.4892 | 113.6592 | 111.6355 | 147.5708 | 142.9564 | 141.0478 | 143.1159
| Solar CSP | R
| SRES Electricity | R
| Run of River | R |  |  |  |  | 23.4343 | 36.8474 | 23.958 | 29.3747 | 27.9656 | 36.6701 | 32.9106 | 33.4254
| Pondage | R
| Reservoir | R |  |  |  |  | 49.5326 | 65.9063 | 51.6132 | 57.2599 | 59.1908 | 70.6482 | 59.9533 | 64.0787
| PS Turbine | R
| Biofuel | R
| Other RES | R
| Nuclear | R |  |  |  |  | 29.4642 | 29.7947 | 28.723 | 29.3617 | 28.5941 | 28.5777 | 29.286 | 28.8643
| Natural Gas | R |  |  |  |  | 103.1707 | 102.0023 | 99.6857 | 101.5183 | 101.3676 | 100.6918 | 103.6553 | 102.0124
| Crude Oil | R |  |  |  |  | 0 | 0 | 0 | 0 | 0.006304 | 0.00071946 | 0.0023494 | 0.0024884
| Coal | R |  |  |  |  | 28.2188 | 5.5136 | 15.0566 | 14.112 | 53.8694 | 36.6514 | 55.7083 | 47.7177
| Hydrogen GT | R
| Fuel Cell | R
| Other Non RES | R
| Adequacy Units | R
| ENS | R |  |  |  |  | 0 | 0 | 0 | 0 | 0 | 0 | 0 | 0
| RES Curtailment | R |  |  |  |  | 10.5979 | 9.7666 | 15.5738 | 11.8825 | 19.5771 | 16.1492 | 13.39 | 15.7311
Electricity - Flexibility | Batteries Charging | R |  |  |  |  | 1.5205 | 1.5185 | 1.5438 | 1.5274 | 1.5589 | 1.6119 | 1.5356 | 1.5708
| Batteries Discharging | R |  |  |  |  | 1.3989 | 1.3971 | 1.4203 | 1.4052 | 1.4342 | 1.4829 | 1.4127 | 1.4451
| EV Discharging (Prosumer) | R
| EV Discharging (E-Market) | R
| DSR | R | [8 empty] | 0.1445 | 0.003491 | 0.032446 | 0.043275
H2 | SMR (Blue) and Pyrolisis | R
| SMR (Grey) | R
| Electrolyzers E-Market (P2G) | R
| Electrolyzers DRES (P2G) | R
| Electrolyzers SRES (P2G) | R
| H2 Adequacy Units | R
| NH3 Imports - High Band | R
| NH3 Imports - Low Band | R
| Non-EU H2 Imports - High Band | R
| Non-EU H2 Imports - Low Band | R
| H2 Storage Injection | R
| H2 Storage Withdrawal | R
| Max Hourly State of Charge [%] | R
Heat | Heat Production from H2 HHP [TWh Heat] | I
| Share of Heat from H2 Boilers [%] | R
| Heat Production from CH4 HHP [TWh Heat] | I
| Share of Heat from CH4 Boilers [%] | R
CO2 | CO2 Emissions Electricity Sector [Mt] | R |  |  |  |  | 57.4958 | 38.6107 | 45.4595 | 45.4032 | 73.2325 | 58.3157 | 75.2911 | 68.0892
| CO2 Emissions Hydrogen Sector [Mt] | R
FLH [h]
Electricity | Wind Onshore | R |  |  |  |  | 2759.4545 | 2724.9574 | 3260.2323 | 2909.8774 | 3092.934 | 3011.6497 | 2859.0518 | 2966.8674
| Wind Offshore Radial | R
| Wind Offshore Hub | R
| Solar PV | R |  |  |  |  | 1498.8712 | 1420.3108 | 1487.9956 | 1461.5012 | 1470.0618 | 1424.0943 | 1405.081 | 1425.6825
| Solar CSP | R
| SRES Electricity | R
| Run of River | R |  |  |  |  | 1203.9624 | 1893.07 | 1230.8669 | 1509.1572 | 1436.7583 | 1883.965 | 1690.8149 | 1717.2636
| Pondage | R
| Reservoir | R |  |  |  |  | 2034.4387 | 2706.953 | 2119.897 | 2351.8211 | 2431.1278 | 2901.7148 | 2462.4459 | 2631.8899
| PS Turbine | R
| Biofuel | R
| Other RES | R
| Nuclear | R |  |  |  |  | 6612.2636 | 6686.4255 | 6445.913 | 6589.2575 | 6416.9776 | 6413.2977 | 6572.2693 | 6477.6223
| Natural Gas | R |  |  |  |  | 5706.1461 | 5641.5258 | 5513.4012 | 5614.7535 | 5874.3108 | 5835.149 | 6006.8844 | 5911.6755
| Crude Oil | R |  |  |  |  | 0 | 0 | 0 | 0 | 52.5727 | 6 | 19.5933 | 20.7518
| Coal | R |  |  |  |  | 1376.8254 | 269.0132 | 734.6258 | 688.5403 | 2628.342 | 1788.2596 | 2718.0653 | 2328.1984
| Hydrogen GT | R
| Fuel Cell | R
| Other Non RES | R
| Adequacy Units | R
| Batteries | R |  |  |  |  | 666.1376 | 665.2645 | 676.3453 | 669.1307 | 682.9503 | 706.1512 | 672.7191 | 688.1382
H2 | SMR (Blue) and Pyrolisis | R
| SMR (Grey) | R
| Electrolyzers E-Market (P2G) | R
| Electrolyzers DRES (P2G) | R
| Electrolyzers SRES (P2G) | R
| H2 Adequacy Units | R
| NH3 Terminals (Import) | R
| Non-EU H2 Pipelines (Import) | R
| H2 Pipelines (Import) | R
| H2 Pipelines (Export) | R
| H2 to SNG | R
| H2 to E-Liquids | R
Exchange [TWh]
Electricity | Imports | R |  |  |  |  | 4.0543 | 4.1357 | 3.941 | 4.0519 | 3.9148 | 3.9171 | 3.99 | 3.9458
| Exports | R |  |  |  |  | 0.26111 | 0.25626 | 0.29493 | 0.27018 | 0.35903 | 0.32608 | 0.35927 | 0.34595
H2 | NH3 Imports | R
| Non-EU Imports | R
| EU Imports | R
| EU Exports | R
E-Fuels | SNG Imports [TWh H2] | R |  |  |  |  | EU27 level specific | EU27 level specific | EU27 level specific | EU27 level specific | EU27 level specific | EU27 level specific | EU27 level specific | EU27 level specific
| E-Liquid Imports [TWh H2] | R |  |  |  |  | EU27 level specific | EU27 level specific | EU27 level specific | EU27 level specific | EU27 level specific | EU27 level specific | EU27 level specific | EU27 level specific
Consumption [TWh]
Electricity | Native Demand (Prosumer) | I
| Fixed Load (Prosumer) | I
| Charging Station Load (Prosumer) | R
| Native Demand (E-Market) | I |  |  |  |  | 446.579 | 445.7256 | 447.9824 | 446.6752 | 528.1689 | 522.9043 | 524.1151 | 524.4415
| Fixed Load (Emarket) | I |  |  |  |  | 0 | 0 | 0 | 0 | 0 | 0 | 0 | 0
| Charging Station Load (E-Market) | R
| PS Pump Load | R
| Electrolyzers E-Market (P2G) | R
| Electricity for H2 HHPs | R
| Electricity for CH4 HHPs | R
H2 | H2 Demand | I
| Shortage Quantity | R
| H2 for Hydrogen GT | R
| H2 for HHP Boilers | R
| H2 to SNG | R
| H2 to E-Liquids | R
Methane | CH4 for HHP Boilers | R
CO2 | CO2 to E-Fuels [kt] | R |  |  |  |  | EU27 level specific | EU27 level specific | EU27 level specific | EU27 level specific | EU27 level specific | EU27 level specific | EU27 level specific | EU27 level specific
Fuels | E-Fuel Demand [TWh H2] | I |  |  |  |  | EU27 level specific | EU27 level specific | EU27 level specific | EU27 level specific | EU27 level specific | EU27 level specific | EU27 level specific | EU27 level specific
| E-Fuel Shortage [TWh H2] | R |  |  |  |  | EU27 level specific | EU27 level specific | EU27 level specific | EU27 level specific | EU27 level specific | EU27 level specific | EU27 level specific | EU27 level specific
Prices [€/MWh]
Electricity | 10%-Quan. | R |  |  |  |  | 0 | 0 | 0 | 0 | 0 | 0 | 0 | 0
| Load-Weighted Average | R |  |  |  |  | 140.7444 | 130.9764 | 129.8234 | 132.9402 | 202.2558 | 194.2272 | 203.6799 | 199.614
| 90%-Quan. | R |  |  |  |  | 191.569 | 174.593 | 179.8898 | 180.4152 | 285.2075 | 267.1564 | 282.075 | 276.7341
H2 | 10%-Quan. | R
| Load-Weighted Average | R
| 90%-Quan. | R
Import Share [%]
H2 | Share of Domestic Production (Supply %) | R |  |  |  |  | EU27 level specific | EU27 level specific | EU27 level specific | EU27 level specific | EU27 level specific | EU27 level specific | EU27 level specific | EU27 level specific
| Share of Non-EU Imports (Supply %) | R |  |  |  |  | EU27 level specific | EU27 level specific | EU27 level specific | EU27 level specific | EU27 level specific | EU27 level specific | EU27 level specific | EU27 level specific
Energy Balance [TWh]
Electricity + | Electricity Generation | R |  |  |  |  | 442.9074 | 441.9677 | 444.4598 | 443.0156 | 524.5934 | 519.4387 | 520.5748 | 520.9241
| DSR | R | [8 empty] | 0.1445 | 0.003491 | 0.032446 | 0.043275
| Net Imports | R |  |  |  |  | 3.7932 | 3.8794 | 3.6461 | 3.7817 | 3.5558 | 3.591 | 3.6307 | 3.5998
| Electricity Shortage | R |  |  |  |  | 0 | 0 | 0 | 0 | 0 | 0 | 0 | 0
Electricity - | Electricity Demand (Native + Fixed) | I |  |  |  |  | 446.579 | 445.7256 | 447.9824 | 446.6752 | 528.1689 | 522.9043 | 524.1151 | 524.4415
| Pump Load | R
| Electrolyzer Load | R
| Heat Electrical Usage | R
| Net Battery Load | R |  |  |  |  | 0.12164 | 0.12148 | 0.12351 | 0.12219 | 0.12471 | 0.12895 | 0.12284 | 0.12566
| Net EV Load | R
Electricity Balance |  | R |  |  |  |  | 7.0486e-12 | -1.8929e-11 | -8.8676e-12 | -9.374e-12 | -2.0123e-11 | -1.8758e-11 | 1.0346e-11 | -7.3896e-12
H2 + | H2 Domestic Production | R
| NH3 Imports | R
| Non-EU Imports | R
| Net Imports | R
| H2 Shortage | R
H2 - | H2 Demand | I
| H2 to Hydrogen GT | R
| H2 to Heat | R
| H2 to eFuels | R
| Net H2 Storage Load | R
H2 Balance |  | R
Note on C3: Input Value / Result

## UA
|  | I/R | 2030 |  |  |  | 2035 |  |  |  | 2040 |  |  |  | 2050
|  |  | CY1 | CY2 | CY3 | Weighted WS | WS032 | WS037 | WS059 | Weighted WS | WS065 | WS071 | WS077 | Weighted WS | CY1 | CY2 | CY3 | Weighted WS
Installed Capacity [GW]
Electricity | Wind Onshore | I |  |  |  |  | 6.2 | 6.2 | 6.2 | 6.2 | 7.2 | 7.2 | 7.2 | 7.2
| Wind Offshore Radial | I
| Wind Offshore Hub | I
| Solar PV | I |  |  |  |  | 18.8 | 18.8 | 18.8 | 18.8 | 19.8 | 19.8 | 19.8 | 19.8
| Solar CSP | I
| SRES Electricity | I
| Run of River | I |  |  |  |  | 0.195 | 0.195 | 0.195 | 0.195 | 0.195 | 0.195 | 0.195 | 0.195
| Pondage | I
| Reservoir | I |  |  |  |  | 4.1443 | 4.1443 | 4.1443 | 4.1443 | 4.1443 | 4.1443 | 4.1443 | 4.1443
| PS Turbine | I |  |  |  |  | 2.033 | 2.033 | 2.033 | 2.033 | 2.033 | 2.033 | 2.033 | 2.033
| PS Pump | I |  |  |  |  | 2.813 | 2.813 | 2.813 | 2.813 | 2.813 | 2.813 | 2.813 | 2.813
| Biofuel | I
| Other RES | I |  |  |  |  | 0.9 | 0.9 | 0.9 | 0.9 | 1.1 | 1.1 | 1.1 | 1.1
| Nuclear | I |  |  |  |  | 12.08 | 12.08 | 12.08 | 12.08 | 14.48 | 14.48 | 14.48 | 14.48
| Natural Gas | I |  |  |  |  | 1.985 | 1.985 | 1.985 | 1.985 | 0.5 | 0.5 | 0.5 | 0.5
| Crude Oil | I
| Coal | I |  |  |  |  | 0.9247 | 0.9247 | 0.9247 | 0.9247
| Hydrogen GT | I
| Fuel Cell | I
| Other Non RES | I |  |  |  |  | 2.3 | 2.3 | 2.3 | 2.3 | 2.5 | 2.5 | 2.5 | 2.5
| Adequacy Units | I
| Batteries | I
| Batteries [GWh] | I
H2 | SMR (Blue) and Pyrolisis | I
| SMR (Grey) | I
| Electrolyzers E-Market (P2G) [GW Elec] | I
| Electrolyzers DRES (P2G) [GW Elec] | I
| Electrolyzers SRES (P2G) [GW Elec] | I
| H2 Adequacy Units | I
| NH3 Imports - High Band | I
| NH3 Imports - Low Band | I
| NH3 Terminal Capacity | I
| Non-EU H2 Imports - High Band | I
| Non-EU H2 Imports - Low Band | I
| Non-EU H2 Pipeline Capacity | I
| EU Cross-Border Pipeline Capacity (Import) | I
| EU Cross-Border Pipeline Capacity (Export) | I
| H2 Storage Injection Capacity | I
| H2 Storage Withdrawal Capacity [GW] | I
| H2 Storage WGV [TWh] | I
| SNG Capacity (from H2) | I
| E-Liquids Capacity (from H2) | I
Generation [TWh]
Electricity | Wind Onshore | R |  |  |  |  | 18.1851 | 19.7562 | 20.1308 | 19.5028 | 20.4338 | 23.1876 | 22.9228 | 22.5309
| Wind Offshore Radial | R
| Wind Offshore Hub | R
| Solar PV | R |  |  |  |  | 20.9359 | 18.714 | 21.3169 | 20.1062 | 23.3908 | 20.4203 | 22.4363 | 21.8208
| Solar CSP | R
| SRES Electricity | R
| Run of River | R |  |  |  |  | 0.46104 | 0.4635 | 0.45945 | 0.46158 | 0.45446 | 0.46385 | 0.4623 | 0.46135
| Pondage | R
| Reservoir | R |  |  |  |  | 6.2504 | 6.2504 | 6.2504 | 6.2504 | 6.2504 | 6.2504 | 6.2504 | 6.2504
| PS Turbine | R |  |  |  |  | 5.789 | 5.1482 | 5.4623 | 5.4057 | 5.784 | 5.2872 | 5.5302 | 5.4838
| Biofuel | R
| Other RES | R |  |  |  |  | 7.8487 | 7.8607 | 7.8186 | 7.8439 | 9.5012 | 9.6216 | 9.6047 | 9.5908
| Nuclear | R |  |  |  |  | 68.2202 | 64.5856 | 66.3843 | 66.0515 | 66.9825 | 62.8824 | 67.2298 | 65.4414
| Natural Gas | R |  |  |  |  | 0 | 0 | 0 | 0 | 0 | 0 | 0 | 0
| Crude Oil | R
| Coal | R |  |  |  |  | 0 | 0 | 0 | 0
| Hydrogen GT | R
| Fuel Cell | R
| Other Non RES | R |  |  |  |  | 0.014464 | 0.021677 | 0.16527 | 0.06733 | 0.0078436 | 0.00039836 | 0.00091524 | 0.0020942
| Adequacy Units | R
| ENS | R |  |  |  |  | 0 | 0 | 0 | 0 | 0 | 0 | 0 | 0
| RES Curtailment | R |  |  |  |  | 0.082165 | 0.046667 | 0.16348 | 0.093734 | 0.31079 | 0.031052 | 0.086888 | 0.10933
Electricity - Flexibility | Batteries Charging | R
| Batteries Discharging | R
| EV Discharging (Prosumer) | R
| EV Discharging (E-Market) | R
| DSR | R | [8 empty] | 0 | 0 | 0 | 0
H2 | SMR (Blue) and Pyrolisis | R
| SMR (Grey) | R
| Electrolyzers E-Market (P2G) | R
| Electrolyzers DRES (P2G) | R
| Electrolyzers SRES (P2G) | R
| H2 Adequacy Units | R
| NH3 Imports - High Band | R
| NH3 Imports - Low Band | R
| Non-EU H2 Imports - High Band | R
| Non-EU H2 Imports - Low Band | R
| H2 Storage Injection | R
| H2 Storage Withdrawal | R
| Max Hourly State of Charge [%] | R
Heat | Heat Production from H2 HHP [TWh Heat] | I
| Share of Heat from H2 Boilers [%] | R
| Heat Production from CH4 HHP [TWh Heat] | I
| Share of Heat from CH4 Boilers [%] | R
CO2 | CO2 Emissions Electricity Sector [Mt] | R |  |  |  |  | 0.0060748 | 0.0091043 | 0.069412 | 0.028279 | 0.0027453 | 0.00013943 | 0.00032033 | 0.00073296
| CO2 Emissions Hydrogen Sector [Mt] | R
FLH [h]
Electricity | Wind Onshore | R |  |  |  |  | 2933.0827 | 3186.4917 | 3246.9051 | 3145.61 | 2838.0298 | 3220.499 | 3183.7191 | 3129.2932
| Wind Offshore Radial | R
| Wind Offshore Hub | R
| Solar PV | R |  |  |  |  | 1113.6111 | 995.428 | 1133.8768 | 1069.48 | 1181.3541 | 1031.3268 | 1133.1479 | 1102.0607
| Solar CSP | R
| SRES Electricity | R
| Run of River | R |  |  |  |  | 2364.312 | 2376.9416 | 2356.1778 | 2367.0584 | 2330.5753 | 2378.7159 | 2370.7815 | 2365.914
| Pondage | R
| Reservoir | R |  |  |  |  | 1508.1831 | 1508.1831 | 1508.1831 | 1508.1831 | 1508.1831 | 1508.1831 | 1508.1831 | 1508.1831
| PS Turbine | R |  |  |  |  | 2847.5022 | 2532.3335 | 2686.8309 | 2658.9581 | 2845.0392 | 2600.7028 | 2720.2219 | 2697.3777
| Biofuel | R
| Other RES | R |  |  |  |  | 8720.8303 | 8734.0618 | 8687.3858 | 8715.4831 | 8637.4736 | 8746.9233 | 8731.5886 | 8718.8995
| Nuclear | R |  |  |  |  | 5647.3626 | 5346.4919 | 5495.3905 | 5467.8374 | 4625.8624 | 4342.7117 | 4642.942 | 4519.4339
| Natural Gas | R |  |  |  |  | 0 | 0 | 0 | 0 | 0 | 0 | 0 | 0
| Crude Oil | R
| Coal | R |  |  |  |  | 0 | 0 | 0 | 0
| Hydrogen GT | R
| Fuel Cell | R
| Other Non RES | R |  |  |  |  | 6.2886 | 9.4247 | 71.8548 | 29.274 | 3.1375 | 0.15934 | 0.3661 | 0.83767
| Adequacy Units | R
| Batteries | R
H2 | SMR (Blue) and Pyrolisis | R
| SMR (Grey) | R
| Electrolyzers E-Market (P2G) | R
| Electrolyzers DRES (P2G) | R
| Electrolyzers SRES (P2G) | R
| H2 Adequacy Units | R
| NH3 Terminals (Import) | R
| Non-EU H2 Pipelines (Import) | R
| H2 Pipelines (Import) | R
| H2 Pipelines (Export) | R
| H2 to SNG | R
| H2 to E-Liquids | R
Exchange [TWh]
Electricity | Imports | R |  |  |  |  | 4.9804 | 6.0879 | 5.2971 | 5.5612 | 6.7536 | 8.1297 | 6.2295 | 7.0944
| Exports | R |  |  |  |  | 10.4111 | 9.0964 | 9.8752 | 9.6689 | 8.4214 | 7.7131 | 9.287 | 8.4843
H2 | NH3 Imports | R
| Non-EU Imports | R |  |  |  |  | 0 | 0 | 0 | 0 | 0 | 0 | 0 | 0
| EU Imports | R
| EU Exports | R
E-Fuels | SNG Imports [TWh H2] | R |  |  |  |  | EU27 level specific | EU27 level specific | EU27 level specific | EU27 level specific | EU27 level specific | EU27 level specific | EU27 level specific | EU27 level specific
| E-Liquid Imports [TWh H2] | R |  |  |  |  | EU27 level specific | EU27 level specific | EU27 level specific | EU27 level specific | EU27 level specific | EU27 level specific | EU27 level specific | EU27 level specific
Consumption [TWh]
Electricity | Native Demand (Prosumer) | I
| Fixed Load (Prosumer) | I
| Charging Station Load (Prosumer) | R
| Native Demand (E-Market) | I |  |  |  |  | 118.6436 | 117.0158 | 120.2151 | 118.4622 | 127.5134 | 125.5689 | 128.0944 | 126.968
| Fixed Load (Emarket) | I |  |  |  |  | 0 | 0 | 0 | 0 | 0 | 0 | 0 | 0
| Charging Station Load (E-Market) | R
| PS Pump Load | R |  |  |  |  | 3.6304 | 2.7761 | 3.1949 | 3.1194 | 3.6238 | 2.9615 | 3.2854 | 3.2235
| Electrolyzers E-Market (P2G) | R
| Electricity for H2 HHPs | R
| Electricity for CH4 HHPs | R
H2 | H2 Demand | I
| Shortage Quantity | R
| H2 for Hydrogen GT | R
| H2 for HHP Boilers | R
| H2 to SNG | R
| H2 to E-Liquids | R
Methane | CH4 for HHP Boilers | R
CO2 | CO2 to E-Fuels [kt] | R |  |  |  |  | EU27 level specific | EU27 level specific | EU27 level specific | EU27 level specific | EU27 level specific | EU27 level specific | EU27 level specific | EU27 level specific
Fuels | E-Fuel Demand [TWh H2] | I |  |  |  |  | EU27 level specific | EU27 level specific | EU27 level specific | EU27 level specific | EU27 level specific | EU27 level specific | EU27 level specific | EU27 level specific
| E-Fuel Shortage [TWh H2] | R |  |  |  |  | EU27 level specific | EU27 level specific | EU27 level specific | EU27 level specific | EU27 level specific | EU27 level specific | EU27 level specific | EU27 level specific
Prices [€/MWh]
Electricity | 10%-Quan. | R |  |  |  |  | 12.2292 | 12.2456 | 11.9488 | 12.1437 | 11.2329 | 12.1833 | 12.0994 | 11.9596
| Load-Weighted Average | R |  |  |  |  | 16.1073 | 14.9326 | 17.049 | 15.9129 | 14.3502 | 14.5441 | 14.6286 | 14.5391
| 90%-Quan. | R |  |  |  |  | 19.9563 | 16.6141 | 18.3549 | 17.9907 | 16.7861 | 16.627 | 16.8763 | 16.7585
H2 | 10%-Quan. | R
| Load-Weighted Average | R
| 90%-Quan. | R
Import Share [%]
H2 | Share of Domestic Production (Supply %) | R |  |  |  |  | EU27 level specific | EU27 level specific | EU27 level specific | EU27 level specific | EU27 level specific | EU27 level specific | EU27 level specific | EU27 level specific
| Share of Non-EU Imports (Supply %) | R |  |  |  |  | EU27 level specific | EU27 level specific | EU27 level specific | EU27 level specific | EU27 level specific | EU27 level specific | EU27 level specific | EU27 level specific
Energy Balance [TWh]
Electricity + | Electricity Generation | R |  |  |  |  | 127.7047 | 122.8004 | 127.9881 | 125.6894 | 132.8049 | 128.1138 | 134.4374 | 131.5815
| DSR | R | [8 empty] | 0 | 0 | 0 | 0
| Net Imports | R |  |  |  |  | -5.4307 | -3.0085 | -4.5781 | -4.1078 | -1.6677 | 0.41664 | -3.0576 | -1.3899
| Electricity Shortage | R |  |  |  |  | 0 | 0 | 0 | 0 | 0 | 0 | 0 | 0
Electricity - | Electricity Demand (Native + Fixed) | I |  |  |  |  | 118.6436 | 117.0158 | 120.2151 | 118.4622 | 127.5134 | 125.5689 | 128.0944 | 126.968
| Pump Load | R |  |  |  |  | 3.6304 | 2.7761 | 3.1949 | 3.1194 | 3.6238 | 2.9615 | 3.2854 | 3.2235
| Electrolyzer Load | R
| Heat Electrical Usage | R
| Net Battery Load | R
| Net EV Load | R
Electricity Balance |  | R |  |  |  |  | -3.0411e-12 | 7.0912e-12 | 2.0833e-11 | 9.1943e-12 | -8.5265e-13 | -8.9813e-12 | 1.4211e-13 | -3.7062e-12
H2 + | H2 Domestic Production | R
| NH3 Imports | R
| Non-EU Imports | R |  |  |  |  | 0 | 0 | 0 | 0 | 0 | 0 | 0 | 0
| Net Imports | R
| H2 Shortage | R
H2 - | H2 Demand | I
| H2 to Hydrogen GT | R
| H2 to Heat | R
| H2 to eFuels | R
| Net H2 Storage Load | R
H2 Balance |  | R
Note on C3: Input Value / Result

## UK
|  | I/R | 2030 |  |  |  | 2035 |  |  |  | 2040 |  |  |  | 2050
|  |  | CY1 | CY2 | CY3 | Weighted WS | WS032 | WS037 | WS059 | Weighted WS | WS065 | WS071 | WS077 | Weighted WS | CY1 | CY2 | CY3 | Weighted WS
Installed Capacity [GW]
Electricity | Wind Onshore | I |  |  |  |  | 31.1776 | 31.1776 | 31.1776 | 31.1776 | 34.5986 | 34.5986 | 34.5986 | 34.5986
| Wind Offshore Radial | I
| Wind Offshore Hub | I |  |  |  |  | 88.5531 | 88.5531 | 88.5531 | 88.5531 | 98.4531 | 98.4531 | 98.4531 | 98.4531
| Solar PV | I |  |  |  |  | 69.1214 | 69.1214 | 69.1214 | 69.1214 | 85.1452 | 85.1452 | 85.1452 | 85.1452
| Solar CSP | I
| SRES Electricity | I
| Run of River | I |  |  |  |  | 2.0086 | 2.0086 | 2.0086 | 2.0086 | 2.061 | 2.061 | 2.061 | 2.061
| Pondage | I
| Reservoir | I
| PS Turbine | I |  |  |  |  | 4.1159 | 4.1159 | 4.1159 | 4.1159 | 4.4159 | 4.4159 | 4.4159 | 4.4159
| PS Pump | I |  |  |  |  | 4.1159 | 4.1159 | 4.1159 | 4.1159 | 4.4159 | 4.4159 | 4.4159 | 4.4159
| Biofuel | I
| Other RES | I |  |  |  |  | 8.6574 | 8.6574 | 8.6574 | 8.6574 | 9.3373 | 9.3373 | 9.3373 | 9.3373
| Nuclear | I |  |  |  |  | 5 | 5 | 5 | 5 | 9.58 | 9.58 | 9.58 | 9.58
| Natural Gas | I |  |  |  |  | 8.7382 | 8.7382 | 8.7382 | 8.7382 | 6.47 | 6.47 | 6.47 | 6.47
| Crude Oil | I
| Coal | I
| Hydrogen GT | I |  |  |  |  | 3.8875 | 3.8875 | 3.8875 | 3.8875 | 12.2897 | 12.2897 | 12.2897 | 12.2897
| Fuel Cell | I
| Other Non RES | I
| Adequacy Units | I
| Batteries | I |  |  |  |  | 32.8213 | 32.8213 | 32.8213 | 32.8213 | 38.6403 | 38.6403 | 38.6403 | 38.6403
| Batteries [GWh] | I |  |  |  |  | 82.0831 | 82.0831 | 82.0831 | 82.0831 | 157.5211 | 157.5211 | 157.5211 | 157.5211
H2 | SMR (Blue) and Pyrolisis | I |  |  |  |  | 5.228 | 5.228 | 5.228 | 5.228 | 5.409 | 5.409 | 5.409 | 5.409
| SMR (Grey) | I
| Electrolyzers E-Market (P2G) [GW Elec] | I |  |  |  |  | 9.3172 | 9.3172 | 9.3172 | 9.3172 | 15.8382 | 15.8382 | 15.8382 | 15.8382
| Electrolyzers DRES (P2G) [GW Elec] | I
| Electrolyzers SRES (P2G) [GW Elec] | I
| H2 Adequacy Units | I
| NH3 Imports - High Band | I
| NH3 Imports - Low Band | I
| NH3 Terminal Capacity | I
| Non-EU H2 Imports - High Band | I
| Non-EU H2 Imports - Low Band | I
| Non-EU H2 Pipeline Capacity | I
| EU Cross-Border Pipeline Capacity (Import) | I | [8 empty] | 3.3898 | 3.3898 | 3.3898 | 3.3898
| EU Cross-Border Pipeline Capacity (Export) | I | [8 empty] | 3.3898 | 3.3898 | 3.3898 | 3.3898
| H2 Storage Injection Capacity | I |  |  |  |  | 10.9873 | 10.9873 | 10.9873 | 10.9873 | 18.3122 | 18.3122 | 18.3122 | 18.3122
| H2 Storage Withdrawal Capacity [GW] | I |  |  |  |  | 10.9873 | 10.9873 | 10.9873 | 10.9873 | 18.3122 | 18.3122 | 18.3122 | 18.3122
| H2 Storage WGV [TWh] | I |  |  |  |  | 2.637 | 2.637 | 2.637 | 2.637 | 4.3949 | 4.3949 | 4.3949 | 4.3949
| SNG Capacity (from H2) | I
| E-Liquids Capacity (from H2) | I
Generation [TWh]
Electricity | Wind Onshore | R |  |  |  |  | 45.9644 | 47.7344 | 44.7997 | 46.3412 | 63.0152 | 62.5548 | 64.9813 | 63.6175
| Wind Offshore Radial | R
| Wind Offshore Hub | R |  |  |  |  | 349.9372 | 352.1876 | 363.1555 | 355.2669 | 410.8505 | 397.0669 | 401.1444 | 401.4546
| Solar PV | R |  |  |  |  | 43.9469 | 42.6055 | 40.1284 | 42.11 | 64.1995 | 60.0411 | 57.5384 | 59.8717
| Solar CSP | R
| SRES Electricity | R
| Run of River | R |  |  |  |  | 1.4376 | 2.2794 | 1.9958 | 1.9838 | 2.0104 | 2.4392 | 2.38 | 2.3297
| Pondage | R
| Reservoir | R
| PS Turbine | R |  |  |  |  | 13.0583 | 16.6474 | 13.412 | 14.7183 | 13.603 | 12.8449 | 12.3305 | 12.7908
| Biofuel | R
| Other RES | R |  |  |  |  | 40.5057 | 45.3885 | 42.2893 | 43.1939 | 51.6855 | 59.9861 | 54.8191 | 56.2592
| Nuclear | R |  |  |  |  | 6.7098 | 6.5904 | 6.2081 | 6.4929 | 19.5402 | 26.1011 | 22.415 | 23.3145
| Natural Gas | R |  |  |  |  | 0.79882 | 0.57136 | 0.22876 | 0.51289 | 0.31444 | 1.5524 | 0.1738 | 0.75338
| Crude Oil | R
| Coal | R
| Hydrogen GT | R |  |  |  |  | 1.5923 | 1.0553 | 0.74683 | 1.0824 | 1.9965 | 2.3087 | 1.9138 | 2.0883
| Fuel Cell | R
| Other Non RES | R
| Adequacy Units | R
| ENS | R |  |  |  |  | 0 | 0 | 0 | 0 | 0 | 0 | 0 | 0
| RES Curtailment | R |  |  |  |  | 200.7102 | 167.6584 | 194.4471 | 184.4311 | 174.6436 | 113.8888 | 151.7226 | 141.1733
Electricity - Flexibility | Batteries Charging | R |  |  |  |  | 49.443 | 47.518 | 48.6656 | 48.3587 | 59.2629 | 48.2284 | 57.8702 | 54.292
| Batteries Discharging | R |  |  |  |  | 45.4876 | 43.7166 | 44.7724 | 44.49 | 54.5219 | 44.3701 | 53.2406 | 49.9487
| EV Discharging (Prosumer) | R
| EV Discharging (E-Market) | R
| DSR | R |  |  |  |  | 2.3488 | 3.0651 | 2.5283 | 2.7161 | 4.2799 | 5.263 | 4.3873 | 4.7161
H2 | SMR (Blue) and Pyrolisis | R |  |  |  |  | 0.99736 | 0.58333 | 0.01543 | 0.49529 | 2.9515 | 6.7546 | 7.4557 | 6.2744
| SMR (Grey) | R
| Electrolyzers E-Market (P2G) | R |  |  |  |  | 46.0498 | 45.6916 | 45.9848 | 45.8743 | 84.4696 | 81.2404 | 82.7826 | 82.5031
| Electrolyzers DRES (P2G) | R
| Electrolyzers SRES (P2G) | R
| H2 Adequacy Units | R
| NH3 Imports - High Band | R
| NH3 Imports - Low Band | R
| Non-EU H2 Imports - High Band | R
| Non-EU H2 Imports - Low Band | R
| H2 Storage Injection | R |  |  |  |  | 10.0616 | 9.9065 | 9.8207 | 9.9154 | 11.2384 | 13.0295 | 11.8994 | 12.2193
| H2 Storage Withdrawal | R |  |  |  |  | 9.9609 | 9.8074 | 9.7225 | 9.8162 | 11.1927 | 12.8992 | 11.7869 | 12.113
| Max Hourly State of Charge [%] | R |  |  |  |  | 100 | 100 | 78.8981 | 93.0364 | 100 | 100 | 99.9812 | 99.9925
Heat | Heat Production from H2 HHP [TWh Heat] | I
| Share of Heat from H2 Boilers [%] | R
| Heat Production from CH4 HHP [TWh Heat] | I
| Share of Heat from CH4 Boilers [%] | R
CO2 | CO2 Emissions Electricity Sector [Mt] | R |  |  |  |  | 0.25684 | 0.18649 | 0.076532 | 0.16709 | 0.091093 | 0.44974 | 0.05035 | 0.21826
| CO2 Emissions Hydrogen Sector [Mt] | R |  |  |  |  | 0.02521 | 0.014745 | 0.00039002 | 0.012519 | 0.063194 | 0.14462 | 0.15963 | 0.13434
FLH [h]
Electricity | Wind Onshore | R |  |  |  |  | 1474.2759 | 1531.0487 | 1436.9208 | 1486.361 | 1821.3236 | 1808.0166 | 1878.1494 | 1838.7311
| Wind Offshore Radial | R
| Wind Offshore Hub | R |  |  |  |  | 3951.7221 | 3977.1347 | 4100.9918 | 4011.9085 | 4173.0578 | 4033.0559 | 4074.4719 | 4077.6227
| Solar PV | R |  |  |  |  | 635.7925 | 616.3864 | 580.5497 | 609.2177 | 754.0006 | 705.1608 | 675.7677 | 703.1716
| Solar CSP | R
| SRES Electricity | R
| Run of River | R |  |  |  |  | 715.7363 | 1134.8263 | 993.6138 | 987.6446 | 975.4165 | 1183.4875 | 1154.7424 | 1130.3753
| Pondage | R
| Reservoir | R
| PS Turbine | R |  |  |  |  | 3172.6564 | 4044.6525 | 3258.5831 | 3575.9705 | 3080.4575 | 2908.7836 | 2792.3056 | 2896.5272
| Biofuel | R
| Other RES | R |  |  |  |  | 4678.7438 | 5242.75 | 4884.7687 | 4989.2547 | 5535.3701 | 6424.3472 | 5870.9722 | 6025.2018
| Nuclear | R |  |  |  |  | 1341.9559 | 1318.0785 | 1241.6233 | 1298.5789 | 2039.689 | 2724.5438 | 2339.7729 | 2433.6645
| Natural Gas | R |  |  |  |  | 91.4173 | 65.387 | 26.1795 | 58.6958 | 48.5991 | 239.9438 | 26.8625 | 116.4423
| Crude Oil | R
| Coal | R
| Hydrogen GT | R |  |  |  |  | 409.5934 | 271.471 | 192.1121 | 278.4319 | 162.4523 | 187.8535 | 155.7259 | 169.9222
| Fuel Cell | R
| Other Non RES | R
| Adequacy Units | R
| Batteries | R |  |  |  |  | 1385.9167 | 1331.9584 | 1364.1256 | 1355.5236 | 1411.0105 | 1148.2858 | 1377.852 | 1292.6572
H2 | SMR (Blue) and Pyrolisis | R |  |  |  |  | 190.7718 | 111.5788 | 2.9515 | 94.7381 | 545.6666 | 1248.7692 | 1378.3963 | 1159.9995
| SMR (Grey) | R
| Electrolyzers E-Market (P2G) | R |  |  |  |  | 7060.6207 | 7005.6875 | 7050.6475 | 7033.7083 | 7511.6781 | 7224.5123 | 7361.6605 | 7336.8047
| Electrolyzers DRES (P2G) | R
| Electrolyzers SRES (P2G) | R
| H2 Adequacy Units | R
| NH3 Terminals (Import) | R
| Non-EU H2 Pipelines (Import) | R
| H2 Pipelines (Import) | R | [8 empty] | 181.1084 | 125.1607 | 32.578 | 99.3172
| H2 Pipelines (Export) | R | [8 empty] | 7031.2245 | 6977.9216 | 7780.0306 | 7309.4258
| H2 to SNG | R
| H2 to E-Liquids | R
Exchange [TWh]
Electricity | Imports | R |  |  |  |  | 12.8417 | 14.6225 | 12.7012 | 13.5611 | 20.3822 | 25.1041 | 21.0514 | 22.5386
| Exports | R |  |  |  |  | 75.748 | 81.2061 | 75.7948 | 78.1104 | 75.3094 | 78.8553 | 78.928 | 78.1752
H2 | NH3 Imports | R
| Non-EU Imports | R
| EU Imports | R | [8 empty] | 0.61393 | 0.42427 | 0.11043 | 0.33667
| EU Exports | R | [8 empty] | 23.8347 | 23.654 | 26.373 | 24.7777
E-Fuels | SNG Imports [TWh H2] | R |  |  |  |  | EU27 level specific | EU27 level specific | EU27 level specific | EU27 level specific | EU27 level specific | EU27 level specific | EU27 level specific | EU27 level specific
| E-Liquid Imports [TWh H2] | R |  |  |  |  | EU27 level specific | EU27 level specific | EU27 level specific | EU27 level specific | EU27 level specific | EU27 level specific | EU27 level specific | EU27 level specific
Consumption [TWh]
Electricity | Native Demand (Prosumer) | I
| Fixed Load (Prosumer) | I
| Charging Station Load (Prosumer) | R
| Native Demand (E-Market) | I |  |  |  |  | 356.2309 | 360.2592 | 364.92 | 360.8304 | 434.7076 | 440.9885 | 426.5308 | 433.9492
| Fixed Load (Emarket) | I |  |  |  |  | 0 | 0 | 0 | 0 | 0 | 0 | 0 | 0
| Charging Station Load (E-Market) | R
| PS Pump Load | R |  |  |  |  | 17.4218 | 22.2072 | 17.8933 | 19.6351 | 18.148 | 17.1372 | 16.4514 | 17.065
| Electrolyzers E-Market (P2G) | R |  |  |  |  | 65.7855 | 65.2737 | 65.6926 | 65.5347 | 118.9712 | 114.4231 | 116.5952 | 116.2016
| Electricity for H2 HHPs | R
| Electricity for CH4 HHPs | R
H2 | H2 Demand | I |  |  |  |  | 44.0071 | 44.0065 | 44.0071 | 44.0068 | 60.5843 | 60.5843 | 60.5843 | 60.5843
| Shortage Quantity | R |  |  |  |  | 0 | 0 | 0 | 0 | 0 | 0 | 0 | 0
| H2 for Hydrogen GT | R |  |  |  |  | 2.9395 | 2.1693 | 1.8949 | 2.2636 | 3.5702 | 4.0506 | 3.2789 | 3.6459
| H2 for HHP Boilers | R
| H2 to SNG | R
| H2 to E-Liquids | R
Methane | CH4 for HHP Boilers | R
CO2 | CO2 to E-Fuels [kt] | R |  |  |  |  | EU27 level specific | EU27 level specific | EU27 level specific | EU27 level specific | EU27 level specific | EU27 level specific | EU27 level specific | EU27 level specific
Fuels | E-Fuel Demand [TWh H2] | I |  |  |  |  | EU27 level specific | EU27 level specific | EU27 level specific | EU27 level specific | EU27 level specific | EU27 level specific | EU27 level specific | EU27 level specific
| E-Fuel Shortage [TWh H2] | R |  |  |  |  | EU27 level specific | EU27 level specific | EU27 level specific | EU27 level specific | EU27 level specific | EU27 level specific | EU27 level specific | EU27 level specific
Prices [€/MWh]
Electricity | 10%-Quan. | R |  |  |  |  | 0 | 0 | 0 | 0 | 0 | 0 | 0 | 0
| Load-Weighted Average | R |  |  |  |  | 11.7586 | 9.9358 | 7.9822 | 9.7286 | 13.6586 | 28.1454 | 16.8739 | 20.7394
| 90%-Quan. | R |  |  |  |  | 38.2661 | 18.4892 | 23.4844 | 24.8841 | 46.88 | 71.2468 | 51.9744 | 58.6645
H2 | 10%-Quan. | R |  |  |  |  | 0.50914 | 1.9 | 13.7195 | 5.4666 | 21.5354 | 21.525 | 23.4512 | 22.2976
| Load-Weighted Average | R |  |  |  |  | 26.95 | 23.8955 | 21.573 | 23.8622 | 43.507 | 41.6128 | 43.5097 | 42.7504
| 90%-Quan. | R |  |  |  |  | 55.4438 | 55.4322 | 28.7769 | 46.6387 | 69.7506 | 70.3976 | 69.953 | 70.0903
Import Share [%]
H2 | Share of Domestic Production (Supply %) | R |  |  |  |  | EU27 level specific | EU27 level specific | EU27 level specific | EU27 level specific | EU27 level specific | EU27 level specific | EU27 level specific | EU27 level specific
| Share of Non-EU Imports (Supply %) | R |  |  |  |  | EU27 level specific | EU27 level specific | EU27 level specific | EU27 level specific | EU27 level specific | EU27 level specific | EU27 level specific | EU27 level specific
Energy Balance [TWh]
Electricity + | Electricity Generation | R |  |  |  |  | 503.951 | 515.0599 | 512.9645 | 511.7023 | 627.2152 | 624.8952 | 617.6963 | 622.4797
| DSR | R |  |  |  |  | 2.3488 | 3.0651 | 2.5283 | 2.7161 | 4.2799 | 5.263 | 4.3873 | 4.7161
| Net Imports | R |  |  |  |  | -62.9062 | -66.5836 | -63.0936 | -64.5494 | -54.9272 | -53.7511 | -57.8766 | -55.6365
| Electricity Shortage | R |  |  |  |  | 0 | 0 | 0 | 0 | 0 | 0 | 0 | 0
Electricity - | Electricity Demand (Native + Fixed) | I |  |  |  |  | 356.2309 | 360.2592 | 364.92 | 360.8304 | 434.7076 | 440.9885 | 426.5308 | 433.9492
| Pump Load | R |  |  |  |  | 17.4218 | 22.2072 | 17.8933 | 19.6351 | 18.148 | 17.1372 | 16.4514 | 17.065
| Electrolyzer Load | R |  |  |  |  | 65.7855 | 65.2737 | 65.6926 | 65.5347 | 118.9712 | 114.4231 | 116.5952 | 116.2016
| Heat Electrical Usage | R
| Net Battery Load | R |  |  |  |  | 3.9554 | 3.8014 | 3.8933 | 3.8687 | 4.741 | 3.8583 | 4.6296 | 4.3434
| Net EV Load | R
Electricity Balance |  | R |  |  |  |  | -1.1369e-12 | 8.2423e-12 | 8.2991e-12 | 6.0101e-12 | 1.2847e-11 | -1.6257e-11 | -7.9581e-12 | -7.1168e-12
H2 + | H2 Domestic Production | R |  |  |  |  | 47.0472 | 46.2749 | 46.0002 | 46.3696 | 87.4211 | 87.995 | 90.2384 | 88.7775
| NH3 Imports | R
| Non-EU Imports | R
| Net Imports | R | [8 empty] | -23.2207 | -23.2297 | -26.2626 | -24.441
| H2 Shortage | R |  |  |  |  | 0 | 0 | 0 | 0 | 0 | 0 | 0 | 0
H2 - | H2 Demand | I |  |  |  |  | 44.0071 | 44.0065 | 44.0071 | 44.0068 | 60.5843 | 60.5843 | 60.5843 | 60.5843
| H2 to Hydrogen GT | R |  |  |  |  | 2.9395 | 2.1693 | 1.8949 | 2.2636 | 3.5702 | 4.0506 | 3.2789 | 3.6459
| H2 to Heat | R
| H2 to eFuels | R
| Net H2 Storage Load | R |  |  |  |  | 0.10062 | 0.099065 | 0.098207 | 0.099154 | 0.045775 | 0.1303 | 0.11255 | 0.10629
H2 Balance |  | R |  |  |  |  | 3.1903e-12 | -1.0537e-11 | -4.0004e-12 | -5.0855e-12 | -1.6911e-12 | -5.9686e-13 | 3.2543e-12 | 7.2475e-13
Note on C3: Input Value / Result

## MT
|  | I/R | 2030 |  |  |  | 2035 |  |  |  | 2040 |  |  |  | 2050
|  |  | CY1 | CY2 | CY3 | Weighted WS | WS032 | WS037 | WS059 | Weighted WS | WS065 | WS071 | WS077 | Weighted WS | CY1 | CY2 | CY3 | Weighted WS
Installed Capacity [GW]
Electricity | Wind Onshore | I
| Wind Offshore Radial | I |  |  |  |  | 0.3 | 0.3 | 0.3 | 0.3 | 0.3 | 0.3 | 0.3 | 0.3
| Wind Offshore Hub | I
| Solar PV | I |  |  |  |  | 0.3451 | 0.3451 | 0.3451 | 0.3451 | 0.2448 | 0.2448 | 0.2448 | 0.2448
| Solar CSP | I
| SRES Electricity | I
| Run of River | I
| Pondage | I
| Reservoir | I
| PS Turbine | I
| PS Pump | I
| Biofuel | I
| Other RES | I
| Nuclear | I
| Natural Gas | I |  |  |  |  | 0.5052 | 0.5052 | 0.5052 | 0.5052 | 0.504 | 0.504 | 0.504 | 0.504
| Crude Oil | I
| Coal | I
| Hydrogen GT | I
| Fuel Cell | I
| Other Non RES | I
| Adequacy Units | I
| Batteries | I |  |  |  |  | 0.04 | 0.04 | 0.04 | 0.04 | 0.04 | 0.04 | 0.04 | 0.04
| Batteries [GWh] | I |  |  |  |  | 0.084 | 0.084 | 0.084 | 0.084 | 0.084 | 0.084 | 0.084 | 0.084
H2 | SMR (Blue) and Pyrolisis | I
| SMR (Grey) | I
| Electrolyzers E-Market (P2G) [GW Elec] | I
| Electrolyzers DRES (P2G) [GW Elec] | I
| Electrolyzers SRES (P2G) [GW Elec] | I
| H2 Adequacy Units | I
| NH3 Imports - High Band | I
| NH3 Imports - Low Band | I
| NH3 Terminal Capacity | I
| Non-EU H2 Imports - High Band | I
| Non-EU H2 Imports - Low Band | I
| Non-EU H2 Pipeline Capacity | I
| EU Cross-Border Pipeline Capacity (Import) | I
| EU Cross-Border Pipeline Capacity (Export) | I
| H2 Storage Injection Capacity | I
| H2 Storage Withdrawal Capacity [GW] | I
| H2 Storage WGV [TWh] | I
| SNG Capacity (from H2) | I
| E-Liquids Capacity (from H2) | I
Generation [TWh]
Electricity | Wind Onshore | R
| Wind Offshore Radial | R |  |  |  |  | 0.74609 | 0.86643 | 0.72342 | 0.79035 | 0.71571 | 0.7418 | 0.65504 | 0.70187
| Wind Offshore Hub | R
| Solar PV | R |  |  |  |  | 0.49725 | 0.51217 | 0.51452 | 0.50936 | 0.36493 | 0.36649 | 0.35728 | 0.3625
| Solar CSP | R
| SRES Electricity | R
| Run of River | R
| Pondage | R
| Reservoir | R
| PS Turbine | R
| Biofuel | R
| Other RES | R
| Nuclear | R
| Natural Gas | R |  |  |  |  | 0.64163 | 0.429 | 0.63695 | 0.54866 | 1.0671 | 1.0248 | 1.1949 | 1.1013
| Crude Oil | R
| Coal | R
| Hydrogen GT | R
| Fuel Cell | R
| Other Non RES | R
| Adequacy Units | R
| ENS | R |  |  |  |  | 0.00047938 | 0.00021551 | 0.0016201 | 0.00074237 | 0.0012607 | 0.0022876 | 0.0041155 | 0.0028134
| RES Curtailment | R |  |  |  |  | 0.01301 | 0.011179 | 0.0052494 | 0.0096618 | 0 | 0 | 0 | 0
Electricity - Flexibility | Batteries Charging | R |  |  |  |  | 0.033162 | 0.033092 | 0.033313 | 0.033182 | 0.026051 | 0.025261 | 0.023757 | 0.024817
| Batteries Discharging | R |  |  |  |  | 0.028188 | 0.028128 | 0.028316 | 0.028204 | 0.022143 | 0.021471 | 0.020193 | 0.021095
| EV Discharging (Prosumer) | R |  |  |  |  | 0.020061 | 0.031586 | 0.027039 | 0.02732 | 0.025926 | 0.030719 | 0.023693 | 0.02695
| EV Discharging (E-Market) | R |  |  |  |  | 0.00079586 | 0.0016883 | 0.001204 | 0.0013143 | 0.0021345 | 0.0030943 | 0.0021621 | 0.0025294
| DSR | R
H2 | SMR (Blue) and Pyrolisis | R
| SMR (Grey) | R
| Electrolyzers E-Market (P2G) | R
| Electrolyzers DRES (P2G) | R
| Electrolyzers SRES (P2G) | R
| H2 Adequacy Units | R
| NH3 Imports - High Band | R
| NH3 Imports - Low Band | R
| Non-EU H2 Imports - High Band | R
| Non-EU H2 Imports - Low Band | R
| H2 Storage Injection | R
| H2 Storage Withdrawal | R
| Max Hourly State of Charge [%] | R
Heat | Heat Production from H2 HHP [TWh Heat] | I
| Share of Heat from H2 Boilers [%] | R
| Heat Production from CH4 HHP [TWh Heat] | I
| Share of Heat from CH4 Boilers [%] | R
CO2 | CO2 Emissions Electricity Sector [Mt] | R |  |  |  |  | 0.20371 | 0.13504 | 0.20568 | 0.17483 | 0.27599 | 0.26458 | 0.31002 | 0.28504
| CO2 Emissions Hydrogen Sector [Mt] | R |  |  |  |  | 0 | 0 | 0 | 0 | 0 | 0 | 0 | 0
FLH [h]
Electricity | Wind Onshore | R
| Wind Offshore Radial | R |  |  |  |  | 2486.9765 | 2888.087 | 2411.4032 | 2634.5148 | 2385.692 | 2472.658 | 2183.45 | 2339.5816
| Wind Offshore Hub | R
| Solar PV | R |  |  |  |  | 1440.9 | 1484.1132 | 1490.9187 | 1475.9878 | 1490.7258 | 1497.1101 | 1459.4898 | 1480.7851
| Solar CSP | R
| SRES Electricity | R
| Run of River | R
| Pondage | R
| Reservoir | R
| PS Turbine | R
| Biofuel | R
| Other RES | R
| Nuclear | R
| Natural Gas | R |  |  |  |  | 1270.0482 | 849.1668 | 1260.7953 | 1086.0158 | 2117.2983 | 2033.4286 | 2370.7452 | 2185.1292
| Crude Oil | R
| Coal | R
| Hydrogen GT | R
| Fuel Cell | R
| Other Non RES | R
| Adequacy Units | R
| Batteries | R |  |  |  |  | 704.6965 | 703.2039 | 707.8985 | 705.1113 | 553.5862 | 536.7859 | 504.832 | 527.3644
H2 | SMR (Blue) and Pyrolisis | R
| SMR (Grey) | R
| Electrolyzers E-Market (P2G) | R
| Electrolyzers DRES (P2G) | R
| Electrolyzers SRES (P2G) | R
| H2 Adequacy Units | R
| NH3 Terminals (Import) | R
| Non-EU H2 Pipelines (Import) | R
| H2 Pipelines (Import) | R
| H2 Pipelines (Export) | R
| H2 to SNG | R
| H2 to E-Liquids | R
Exchange [TWh]
Electricity | Imports | R |  |  |  |  | 1.5833 | 1.5785 | 1.6291 | 1.5964 | 1.8219 | 1.7635 | 1.802 | 1.7905
| Exports | R |  |  |  |  | 0.0025775 | 0.00055511 | 0.0011862 | 0.0012488 | 0.00036446 | 0.0028546 | 0.004049 | 0.0028343
H2 | NH3 Imports | R
| Non-EU Imports | R
| EU Imports | R
| EU Exports | R
E-Fuels | SNG Imports [TWh H2] | R |  |  |  |  | EU27 level specific | EU27 level specific | EU27 level specific | EU27 level specific | EU27 level specific | EU27 level specific | EU27 level specific | EU27 level specific
| E-Liquid Imports [TWh H2] | R |  |  |  |  | EU27 level specific | EU27 level specific | EU27 level specific | EU27 level specific | EU27 level specific | EU27 level specific | EU27 level specific | EU27 level specific
Consumption [TWh]
Electricity | Native Demand (Prosumer) | I |  |  |  |  | 0.18375 | 0.15748 | 0.19264 | 0.17539 | 0.26869 | 0.24334 | 0.27861 | 0.26252
| Fixed Load (Prosumer) | I |  |  |  |  | 0 | 0 | 0 | 0 | 0 | 0 | 0 | 0
| Charging Station Load (Prosumer) | R |  |  |  |  | 0.11683 | 0.12987 | 0.12473 | 0.12505 | 0.17079 | 0.17622 | 0.16827 | 0.17195
| Native Demand (E-Market) | I |  |  |  |  | 3.1403 | 3.0845 | 3.1686 | 3.1256 | 3.4921 | 3.4424 | 3.5215 | 3.484
| Fixed Load (Emarket) | I |  |  |  |  | 0 | 0 | 0 | 0 | 0 | 0 | 0 | 0
| Charging Station Load (E-Market) | R |  |  |  |  | 0.04124 | 0.04225 | 0.041702 | 0.041827 | 0.063039 | 0.064125 | 0.06307 | 0.063485
| PS Pump Load | R
| Electrolyzers E-Market (P2G) | R
| Electricity for H2 HHPs | R
| Electricity for CH4 HHPs | R
H2 | H2 Demand | I |  |  |  |  | 0 | 0 | 0 | 0 | 0 | 0 | 0 | 0
| Shortage Quantity | R |  |  |  |  | 0 | 0 | 0 | 0 | 0 | 0 | 0 | 0
| H2 for Hydrogen GT | R
| H2 for HHP Boilers | R
| H2 to SNG | R
| H2 to E-Liquids | R
Methane | CH4 for HHP Boilers | R
CO2 | CO2 to E-Fuels [kt] | R |  |  |  |  | EU27 level specific | EU27 level specific | EU27 level specific | EU27 level specific | EU27 level specific | EU27 level specific | EU27 level specific | EU27 level specific
Fuels | E-Fuel Demand [TWh H2] | I |  |  |  |  | EU27 level specific | EU27 level specific | EU27 level specific | EU27 level specific | EU27 level specific | EU27 level specific | EU27 level specific | EU27 level specific
| E-Fuel Shortage [TWh H2] | R |  |  |  |  | EU27 level specific | EU27 level specific | EU27 level specific | EU27 level specific | EU27 level specific | EU27 level specific | EU27 level specific | EU27 level specific
Prices [€/MWh]
Electricity | 10%-Quan. | R |  |  |  |  | 0.01 | 0.01 | 0.01 | 0.01 | 30.8201 | 11.0633 | 53.5231 | 31.9986
| Load-Weighted Average | R |  |  |  |  | 98.2564 | 74.4455 | 108.6394 | 91.4441 | 138.4476 | 144.6639 | 173.2136 | 154.8405
| 90%-Quan. | R |  |  |  |  | 145.5218 | 136.6373 | 148.6698 | 142.7403 | 175.8732 | 174.4148 | 176.9955 | 175.7388
H2 | 10%-Quan. | R
| Load-Weighted Average | R
| 90%-Quan. | R
Import Share [%]
H2 | Share of Domestic Production (Supply %) | R |  |  |  |  | EU27 level specific | EU27 level specific | EU27 level specific | EU27 level specific | EU27 level specific | EU27 level specific | EU27 level specific | EU27 level specific
| Share of Non-EU Imports (Supply %) | R |  |  |  |  | EU27 level specific | EU27 level specific | EU27 level specific | EU27 level specific | EU27 level specific | EU27 level specific | EU27 level specific | EU27 level specific
Energy Balance [TWh]
Electricity + | Electricity Generation | R |  |  |  |  | 1.885 | 1.8076 | 1.8749 | 1.8484 | 2.1478 | 2.1331 | 2.2072 | 2.1657
| DSR | R
| Net Imports | R |  |  |  |  | 1.5808 | 1.578 | 1.6279 | 1.5951 | 1.8215 | 1.7606 | 1.7979 | 1.7877
| Electricity Shortage | R |  |  |  |  | 0.00047938 | 0.00021551 | 0.0016201 | 0.00074237 | 0.0012607 | 0.0022876 | 0.0041155 | 0.0028134
Electricity - | Electricity Demand (Native + Fixed) | I |  |  |  |  | 3.324 | 3.242 | 3.3612 | 3.301 | 3.7608 | 3.6857 | 3.8002 | 3.7465
| Pump Load | R
| Electrolyzer Load | R
| Heat Electrical Usage | R
| Net Battery Load | R |  |  |  |  | 0.0049743 | 0.0049638 | 0.0049969 | 0.0049773 | 0.0039077 | 0.0037891 | 0.0035635 | 0.0037226
| Net EV Load | R |  |  |  |  | 0.13721 | 0.13885 | 0.13819 | 0.13824 | 0.20577 | 0.20653 | 0.20548 | 0.20596
Electricity Balance |  | R |  |  |  |  | -6.3873e-12 | 1.9559e-11 | 1.4057e-11 | 1.1516e-11 | 1.1375e-11 | -3.6371e-13 | -1.9564e-11 | -5.696e-12
H2 + | H2 Domestic Production | R
| NH3 Imports | R
| Non-EU Imports | R
| Net Imports | R
| H2 Shortage | R |  |  |  |  | 0 | 0 | 0 | 0 | 0 | 0 | 0 | 0
H2 - | H2 Demand | I |  |  |  |  | 0 | 0 | 0 | 0 | 0 | 0 | 0 | 0
| H2 to Hydrogen GT | R
| H2 to Heat | R
| H2 to eFuels | R
| Net H2 Storage Load | R
H2 Balance |  | R |  |  |  |  | 0 | 0 | 0 | 0 | 0 | 0 | 0 | 0
Note on C3: Input Value / Result